Petroleum Liquids.DFO | petroleum | TRUE | 13630 | North Carolina Mun Power Agny #1 | 56954 | Gastonia Prime Power Park | NC | Gaston | 5 | Petroleum Liquids | IC |  | S | 1.8 | 0.8 | 1.8 | 1.8 | 0.1 | N |  |  | N | Electric Utility | 1 | X | DFO
Petroleum Liquids.DFO | petroleum | TRUE | 13630 | North Carolina Mun Power Agny #1 | 56954 | Gastonia Prime Power Park | NC | Gaston | 6 | Petroleum Liquids | IC |  | S | 1.8 | 0.8 | 1.8 | 1.8 | 0.1 | N |  |  | N | Electric Utility | 1 | X | DFO
Onshore Wind Turbine.WND | onshore wind | TRUE | 56222 | Bull Creek Wind LLC | 56956 | Bull Creek Wind | TX | Borden | 001 | Onshore Wind Turbine | WT |  | S | 180 |  | 180 | 180 | 1 | N |  |  | N | IPP Non-CHP | 2 | X | WND
Landfill Gas.LFG | natural gas peaker | TRUE | 59880 | Pioneer Crossing Energy LLC | 56957 | Pioneer Crossing Energy, LLC | PA | Berks | LFG1 | Landfill Gas | IC |  | S | 1.6 | 0.9 | 1.6 | 1.6 | 1.3 | N |  |  | N | IPP Non-CHP | 2 | X | LFG
Landfill Gas.LFG | natural gas peaker | TRUE | 59880 | Pioneer Crossing Energy LLC | 56957 | Pioneer Crossing Energy, LLC | PA | Berks | LFG2 | Landfill Gas | IC |  | S | 1.6 | 0.9 | 1.6 | 1.6 | 1.3 | N |  |  | N | IPP Non-CHP | 2 | X | LFG
Landfill Gas.LFG | natural gas peaker | TRUE | 59880 | Pioneer Crossing Energy LLC | 56957 | Pioneer Crossing Energy, LLC | PA | Berks | LFG3 | Landfill Gas | IC |  | S | 1.6 | 0.9 | 1.6 | 1.6 | 1.3 | N |  |  | N | IPP Non-CHP | 2 | X | LFG
Landfill Gas.LFG | natural gas peaker | TRUE | 59880 | Pioneer Crossing Energy LLC | 56957 | Pioneer Crossing Energy, LLC | PA | Berks | LFG4 | Landfill Gas | IC |  | S | 1.6 | 0.9 | 1.6 | 1.6 | 1.3 | N |  |  | N | IPP Non-CHP | 2 | X | LFG
Landfill Gas.LFG | natural gas peaker | TRUE | 59880 | Pioneer Crossing Energy LLC | 56957 | Pioneer Crossing Energy, LLC | PA | Berks | LFG5 | Landfill Gas | IC |  | S | 1.6 | 0.9 | 1.6 | 1.6 | 1.3 | N |  |  | N | IPP Non-CHP | 2 | X | LFG
Landfill Gas.LFG | natural gas peaker | TRUE | 50158 | Innovative Energy Systems Inc | 56958 | DANC LFGTE Facility | NY | Jefferson | GEN1 | Landfill Gas | IC |  | S | 1.6 | 0.8 | 1.6 | 1.6 | 0.8 | N |  |  | N | IPP Non-CHP | 2 | X | LFG
Landfill Gas.LFG | natural gas peaker | TRUE | 50158 | Innovative Energy Systems Inc | 56958 | DANC LFGTE Facility | NY | Jefferson | GEN2 | Landfill Gas | IC |  | S | 1.6 | 0.8 | 1.6 | 1.6 | 0.8 | N |  |  | N | IPP Non-CHP | 2 | X | LFG
Landfill Gas.LFG | natural gas peaker | TRUE | 50158 | Innovative Energy Systems Inc | 56958 | DANC LFGTE Facility | NY | Jefferson | GEN3 | Landfill Gas | IC |  | S | 1.6 | 0.8 | 1.6 | 1.6 | 0.8 | N |  |  | N | IPP Non-CHP | 2 | X | LFG
Landfill Gas.LFG | natural gas peaker | TRUE | 50158 | Innovative Energy Systems Inc | 56958 | DANC LFGTE Facility | NY | Jefferson | GEN4 | Landfill Gas | IC |  | S | 1.6 | 0.8 | 1.6 | 1.6 | 0.8 | N |  |  | N | IPP Non-CHP | 2 | X | LFG
Onshore Wind Turbine.WND | onshore wind | TRUE | 65411 | Duke Energy Renewables Services | 56959 | Ocotillo Windpower | TX | Howard | OWF | Onshore Wind Turbine | WT |  | W | 58.8 |  | 58.8 | 58.8 | 0.1 | N |  |  | N | IPP Non-CHP | 2 | X | WND
Onshore Wind Turbine.WND | onshore wind | TRUE | 65411 | Duke Energy Renewables Services | 56960 | Happy Jack Windpower Project | WY | Laramie | HJW01 | Onshore Wind Turbine | WT |  | W | 29.4 |  | 29.4 | 29.4 | 0.1 | N |  |  | N | IPP Non-CHP | 2 | X | WND
Batteries.MWH | battery storage | 0 | 65411 | Duke Energy Renewables Services | 56961 | Notrees Windpower Hybrid | TX | Ector | BATT | Batteries | BA |  | J | 36 |  | 36 | 36 | 0 | N |  |  | N | IPP Non-CHP | 2 | X | MWH
Onshore Wind Turbine.WND | onshore wind | TRUE | 65411 | Duke Energy Renewables Services | 56961 | Notrees Windpower Hybrid | TX | Ector | GE | Onshore Wind Turbine | WT |  | J | 60 |  | 60 | 60 | 0.1 | N |  |  | N | IPP Non-CHP | 2 | X | WND
Onshore Wind Turbine.WND | onshore wind | TRUE | 65411 | Duke Energy Renewables Services | 56961 | Notrees Windpower Hybrid | TX | Ector | VESTA | Onshore Wind Turbine | WT |  | J | 92.5 |  | 92.5 | 92.5 | 0.1 | N |  |  | N | IPP Non-CHP | 2 | X | WND
Landfill Gas.LFG | natural gas peaker | TRUE | 56261 | Iredell Transmission LLC | 56962 | Iredell County LFG Facility | NC | Iredell | 1 | Landfill Gas | IC |  | S | 1.6 | 0.8 | 1.6 | 1.6 | 1.1 | N |  |  | N | IPP Non-CHP | 2 | X | LFG
Landfill Gas.LFG | natural gas peaker | TRUE | 56261 | Iredell Transmission LLC | 56962 | Iredell County LFG Facility | NC | Iredell | 2 | Landfill Gas | IC |  | S | 1.6 | 0.8 | 1.6 | 1.6 | 1.1 | N |  |  | N | IPP Non-CHP | 2 | X | LFG
Natural Gas Fired Combined Cycle.NG | natural gas combined cycle | TRUE | 56236 | West Deptford Energy LLC | 56963 | West Deptford Energy Station | NJ | Gloucester | E101 | Natural Gas Fired Combined Cycle | CT | 700 | S | 225.3 | 0.85 | 210.9 | 239.7 | 70 | N |  |  | N | IPP Non-CHP | 2 | X | NG
Natural Gas Fired Combined Cycle.NG | natural gas combined cycle | TRUE | 56236 | West Deptford Energy LLC | 56963 | West Deptford Energy Station | NJ | Gloucester | E102 | Natural Gas Fired Combined Cycle | CT | 700 | S | 225.3 | 0.85 | 211.8 | 239.8 | 70 | N |  |  | N | IPP Non-CHP | 2 | X | NG
Natural Gas Fired Combined Cycle.NG | natural gas combined cycle | TRUE | 56236 | West Deptford Energy LLC | 56963 | West Deptford Energy Station | NJ | Gloucester | STG1 | Natural Gas Fired Combined Cycle | CA | 700 | S | 304 | 0.95 | 312.6 | 325.1 | 135 | N |  |  | N | IPP Non-CHP | 2 | X | NG
Natural Gas Fired Combustion Turbine.NG | natural gas peaker | TRUE | 56267 | Bayonne Energy Center LLC | 56964 | Bayonne Energy Center | NJ | Hudson | GT1 | Natural Gas Fired Combustion Turbine | GT |  | S | 64 | 0.85 | 61.1 | 63 | 40 | N |  |  | N | IPP Non-CHP | 2 | X | NG | DFO
Natural Gas Fired Combustion Turbine.NG | natural gas peaker | TRUE | 56267 | Bayonne Energy Center LLC | 56964 | Bayonne Energy Center | NJ | Hudson | GT10 | Natural Gas Fired Combustion Turbine | GT |  | S | 66 | 0.85 | 62.6 | 65.2 | 40 | N |  |  | N | IPP Non-CHP | 2 | X | NG | DFO
Natural Gas Fired Combustion Turbine.NG | natural gas peaker | TRUE | 56267 | Bayonne Energy Center LLC | 56964 | Bayonne Energy Center | NJ | Hudson | GT2 | Natural Gas Fired Combustion Turbine | GT |  | S | 64 | 0.85 | 60 | 63 | 40 | N |  |  | N | IPP Non-CHP | 2 | X | NG | DFO
Natural Gas Fired Combustion Turbine.NG | natural gas peaker | TRUE | 56267 | Bayonne Energy Center LLC | 56964 | Bayonne Energy Center | NJ | Hudson | GT3 | Natural Gas Fired Combustion Turbine | GT |  | S | 64 | 0.85 | 59.2 | 63 | 40 | N |  |  | N | IPP Non-CHP | 2 | X | NG | DFO
Natural Gas Fired Combustion Turbine.NG | natural gas peaker | TRUE | 56267 | Bayonne Energy Center LLC | 56964 | Bayonne Energy Center | NJ | Hudson | GT4 | Natural Gas Fired Combustion Turbine | GT |  | S | 64 | 0.85 | 61.8 | 62.9 | 40 | N |  |  | N | IPP Non-CHP | 2 | X | NG | DFO
Natural Gas Fired Combustion Turbine.NG | natural gas peaker | TRUE | 56267 | Bayonne Energy Center LLC | 56964 | Bayonne Energy Center | NJ | Hudson | GT5 | Natural Gas Fired Combustion Turbine | GT |  | S | 64 | 0.85 | 60.7 | 63.1 | 40 | N |  |  | N | IPP Non-CHP | 2 | X | NG | DFO
Natural Gas Fired Combustion Turbine.NG | natural gas peaker | TRUE | 56267 | Bayonne Energy Center LLC | 56964 | Bayonne Energy Center | NJ | Hudson | GT6 | Natural Gas Fired Combustion Turbine | GT |  | S | 64 | 0.85 | 59.5 | 61.9 | 40 | N |  |  | N | IPP Non-CHP | 2 | X | NG | DFO
Natural Gas Fired Combustion Turbine.NG | natural gas peaker | TRUE | 56267 | Bayonne Energy Center LLC | 56964 | Bayonne Energy Center | NJ | Hudson | GT7 | Natural Gas Fired Combustion Turbine | GT |  | S | 64 | 0.85 | 60.6 | 63.1 | 40 | N |  |  | N | IPP Non-CHP | 2 | X | NG | DFO
Natural Gas Fired Combustion Turbine.NG | natural gas peaker | TRUE | 56267 | Bayonne Energy Center LLC | 56964 | Bayonne Energy Center | NJ | Hudson | GT8 | Natural Gas Fired Combustion Turbine | GT |  | S | 64 | 0.85 | 61 | 62.9 | 40 | N |  |  | N | IPP Non-CHP | 2 | X | NG | DFO
Natural Gas Fired Combustion Turbine.NG | natural gas peaker | TRUE | 56267 | Bayonne Energy Center LLC | 56964 | Bayonne Energy Center | NJ | Hudson | GT9 | Natural Gas Fired Combustion Turbine | GT |  | S | 66 | 0.85 | 61.3 | 65.2 | 40 | N |  |  | N | IPP Non-CHP | 2 | X | NG | DFO
Solar Photovoltaic.SUN | solar PV | FALSE | 56237 | QVC Inc | 56966 | QVC Inc | NC | Edgecombe | 1 | Solar Photovoltaic | PV |  | S | 1 |  | 1.1 | 1.1 |  | N |  |  | N | Commercial Non-CHP | 4 | X | SUN
Solar Photovoltaic.SUN | solar PV | FALSE | 56237 | QVC Inc | 56966 | QVC Inc | NC | Edgecombe | 2 | Solar Photovoltaic | PV |  | S | 2.5 |  | 2.5 | 2.5 |  | N |  |  | N | Commercial Non-CHP | 4 | X | SUN
Onshore Wind Turbine.WND | onshore wind | TRUE | 65187 | Odessa Energy Services LLC | 56967 | Butter Creek Power LLC | OR | Umatilla | 1 | Onshore Wind Turbine | WT |  | W | 5 |  | 5 | 5 | 0 | N |  |  | N | IPP Non-CHP | 2 | X | WND
Onshore Wind Turbine.WND | onshore wind | TRUE | 65187 | Odessa Energy Services LLC | 56968 | Big Top LLC | OR | Morrow | 1 | Onshore Wind Turbine | WT |  | W | 1.7 |  | 1.7 | 1.7 | 0.1 | N |  |  | N | IPP Non-CHP | 2 | X | WND
Onshore Wind Turbine.WND | onshore wind | TRUE | 56803 | Echo 2 | 56969 | Four Corners Windfarm LLC | OR | Umatilla | 1 | Onshore Wind Turbine | WT |  | S | 10 |  | 8 | 8 | 0.1 | N |  |  | N | IPP Non-CHP | 2 | X | WND
Onshore Wind Turbine.WND | onshore wind | TRUE | 56803 | Echo 2 | 56970 | Four Mile Canyon Windfarm LLC | OR | Morrow | 1 | Onshore Wind Turbine | WT |  | S | 10 |  | 10 | 10 | 0.1 | N |  |  | N | IPP Non-CHP | 2 | X | WND
Onshore Wind Turbine.WND | onshore wind | TRUE | 56802 | Echo 1 | 56971 | Oregon Trail Windfarm LLC | OR | Umatilla | 1 | Onshore Wind Turbine | WT |  | S | 9.9 |  | 9.9 | 9.9 | 0.2 | N |  |  | N | IPP Non-CHP | 2 | X | WND
Onshore Wind Turbine.WND | onshore wind | TRUE | 56802 | Echo 1 | 56972 | Pacific Canyon Windfarm LLC | OR | Morrow | 1 | Onshore Wind Turbine | WT |  | S | 8.3 |  | 8.3 | 8.3 | 0.1 | N |  |  | N | IPP Non-CHP | 2 | X | WND
Onshore Wind Turbine.WND | onshore wind | TRUE | 56802 | Echo 1 | 56973 | Sand Ranch Windfarm LLC | OR | Morrow | 1 | Onshore Wind Turbine | WT |  | S | 9.9 |  | 9.9 | 9.9 | 0.2 | N |  |  | N | IPP Non-CHP | 2 | X | WND
Onshore Wind Turbine.WND | onshore wind | TRUE | 65187 | Odessa Energy Services LLC | 56974 | Wagon Trail LLC | OR | Morrow | 1 | Onshore Wind Turbine | WT |  | W | 3.3 |  | 3.3 | 3.3 | 0.1 | N |  |  | N | IPP Non-CHP | 2 | X | WND
Onshore Wind Turbine.WND | onshore wind | TRUE | 56802 | Echo 1 | 56975 | Ward Butte Windfarm LLC | OR | Umatilla | 1 | Onshore Wind Turbine | WT |  | S | 6.6 |  | 6.6 | 6.6 | 0.1 | N |  |  | N | IPP Non-CHP | 2 | X | WND
Onshore Wind Turbine.WND | onshore wind | TRUE | 56215 | RWE Renewables Americas, LLC | 56979 | Panther Creek Wind Farm Three | TX | Sterling | 1 | Onshore Wind Turbine | WT |  | S | 215.5 |  | 231.5 | 231.5 | 0 | N |  |  | N | IPP Non-CHP | 2 | X | WND
Onshore Wind Turbine.WND | onshore wind | TRUE | 56215 | RWE Renewables Americas, LLC | 56980 | Stony Creek Wind Farm LLC | PA | Somerset | 1 | Onshore Wind Turbine | WT |  | S | 52.5 |  | 52.5 | 52.5 | 0 | N |  |  | N | IPP Non-CHP | 2 | X | WND
Onshore Wind Turbine.WND | onshore wind | TRUE | 56215 | RWE Renewables Americas, LLC | 56981 | Pyron Wind Farm LLC Hybrid | TX | Fisher | 1 | Onshore Wind Turbine | WT |  | S | 249 |  | 249 | 249 | 0 | N |  |  | N | IPP Non-CHP | 2 | X | WND
Batteries.MWH | battery storage | 0 | 56215 | RWE Renewables Americas, LLC | 56981 | Pyron Wind Farm LLC Hybrid | TX | Fisher | PYRBT | Batteries | BA |  | S | 9.9 |  | 9.9 | 9.9 | 0 | N |  |  | N | IPP Non-CHP | 2 | X | MWH
Geothermal.GEO | geothermal | TRUE | 56249 | NGP Blue Mountain I LLC | 56982 | NGP Blue Mountain I LLC | NV | Humboldt | BM1 | Geothermal | BT |  | S | 21.3 | 0.95 | 13 | 14.3 | 1 | N |  |  | N | IPP Non-CHP | 2 | X | GEO
Geothermal.GEO | geothermal | TRUE | 56249 | NGP Blue Mountain I LLC | 56982 | NGP Blue Mountain I LLC | NV | Humboldt | BM2 | Geothermal | BT |  | S | 21.3 | 0.95 | 13 | 14.3 | 1 | N |  |  | N | IPP Non-CHP | 2 | X | GEO
Geothermal.GEO | geothermal | TRUE | 56249 | NGP Blue Mountain I LLC | 56982 | NGP Blue Mountain I LLC | NV | Humboldt | BM3 | Geothermal | BT |  | S | 21.3 | 0.95 | 13 | 14.3 | 1 | N |  |  | N | IPP Non-CHP | 2 | X | GEO
Onshore Wind Turbine.WND | onshore wind | TRUE | 56215 | RWE Renewables Americas, LLC | 56983 | Papalote Creek I LLC | TX | San Patricio | 1 | Onshore Wind Turbine | WT |  | S | 180 |  | 180 | 180 | 0 | N |  |  | N | IPP Non-CHP | 2 | X | WND
Onshore Wind Turbine.WND | onshore wind | TRUE | 56215 | RWE Renewables Americas, LLC | 56984 | Inadale Wind Farm LLC Hybrid | TX | Nolan | 1 | Onshore Wind Turbine | WT |  | S | 197 |  | 197 | 197 | 0 | N |  |  | N | IPP Non-CHP | 2 | X | WND
Batteries.MWH | battery storage | 0 | 56215 | RWE Renewables Americas, LLC | 56984 | Inadale Wind Farm LLC Hybrid | TX | Nolan | INABT | Batteries | BA |  | S | 9.9 |  | 9.9 | 9.9 | 0 | N |  |  | N | IPP Non-CHP | 2 | X | MWH
Onshore Wind Turbine.WND | onshore wind | TRUE | 56285 | Smoky Hills Wind Project II LLC | 56985 | Smoky Hills Wind Project Phase II | KS | Lincoln | SMKII | Onshore Wind Turbine | WT |  | S | 148.5 |  | 148.5 | 148.5 | 0.1 | N |  |  | N | IPP Non-CHP | 2 | X | WND
Landfill Gas.LFG | natural gas peaker | TRUE | 50158 | Innovative Energy Systems Inc | 56986 | Clinton LFGTE Facility | NY | Clinton | GEN1 | Landfill Gas | IC |  | W | 1.6 | 0.8 | 1.6 | 1.6 | 0.8 | N |  |  | N | IPP Non-CHP | 2 | X | LFG
Landfill Gas.LFG | natural gas peaker | TRUE | 50158 | Innovative Energy Systems Inc | 56986 | Clinton LFGTE Facility | NY | Clinton | GEN2 | Landfill Gas | IC |  | W | 1.6 | 0.8 | 1.6 | 1.6 | 0.8 | N |  |  | N | IPP Non-CHP | 2 | X | LFG
Landfill Gas.LFG | natural gas peaker | TRUE | 50158 | Innovative Energy Systems Inc | 56986 | Clinton LFGTE Facility | NY | Clinton | GEN3 | Landfill Gas | IC |  | W | 1.6 | 0.8 | 1.6 | 1.6 | 0.8 | N |  |  | N | IPP Non-CHP | 2 | X | LFG
Landfill Gas.LFG | natural gas peaker | TRUE | 50158 | Innovative Energy Systems Inc | 56986 | Clinton LFGTE Facility | NY | Clinton | GEN4 | Landfill Gas | IC |  | W | 1.6 | 0.8 | 1.6 | 1.6 | 0.8 | N |  |  | N | IPP Non-CHP | 2 | X | LFG
Landfill Gas.LFG | natural gas peaker | TRUE | 50158 | Innovative Energy Systems Inc | 56987 | Hyland LFGTE Facility | NY | Allegany | GEN1 | Landfill Gas | IC |  | W | 1.6 | 0.8 | 1.6 | 1.6 | 0.8 | N |  |  | N | IPP Non-CHP | 2 | X | LFG
Landfill Gas.LFG | natural gas peaker | TRUE | 50158 | Innovative Energy Systems Inc | 56987 | Hyland LFGTE Facility | NY | Allegany | GEN2 | Landfill Gas | IC |  | W | 1.6 | 0.8 | 1.6 | 1.6 | 0.8 | N |  |  | N | IPP Non-CHP | 2 | X | LFG
Landfill Gas.LFG | natural gas peaker | TRUE | 50158 | Innovative Energy Systems Inc | 56987 | Hyland LFGTE Facility | NY | Allegany | GEN3 | Landfill Gas | IC |  | W | 1.6 | 0.8 | 1.6 | 1.6 | 0.8 | N |  |  | N | IPP Non-CHP | 2 | X | LFG
Onshore Wind Turbine.WND | onshore wind | TRUE | 59155 | Evergreen Wind, LLC | 56989 | Stetson Wind I | ME | Washington | 1 | Onshore Wind Turbine | WT |  | S | 57 |  | 57 | 57 | 0 | N |  |  | N | IPP Non-CHP | 2 | X | WND
Onshore Wind Turbine.WND | onshore wind | TRUE | 59155 | Evergreen Wind, LLC | 56990 | Rollins Wind Project | ME | Penobscot | 1 | Onshore Wind Turbine | WT |  | S | 60 |  | 60 | 60 | 0 | N |  |  | N | IPP Non-CHP | 2 | X | WND
Onshore Wind Turbine.WND | onshore wind | TRUE | 59155 | Evergreen Wind, LLC | 56991 | Stetson Wind II | ME | Washington | 1 | Onshore Wind Turbine | WT |  | S | 25.5 |  | 25.5 | 25.5 | 0 | N |  |  | N | IPP Non-CHP | 2 | X | WND
Solar Photovoltaic.SUN | solar PV | TRUE | 56284 | MF Mesa Lane LLC | 56993 | MF Mesa Lane LLC | PA | Bucks | MESA | Solar Photovoltaic | PV |  | W | 3 |  | 3 | 3 |  | N |  |  | N | IPP Non-CHP | 2 | X | SUN
Onshore Wind Turbine.WND | onshore wind | TRUE | 13781 | Northern States Power Co - Minnesota | 56994 | Grand Meadow | MN | Mower | WND67 | Onshore Wind Turbine | WT |  | S | 100.5 |  | 100.5 | 100.5 | 1 | N |  |  | N | Electric Utility | 1 | X | WND
Landfill Gas.LFG | natural gas peaker | TRUE | 17543 | South Carolina Public Service Authority | 56995 | Georgetown LFGTE | SC | Georgetown | G1 | Landfill Gas | IC |  | S | 1.1 | 1 | 1 | 1 | 0.6 | N |  |  | N | Electric Utility | 1 | X | LFG
Solar Photovoltaic.SUN | solar PV | TRUE | 17609 | Southern California Edison Co | 56996 | Solar Photovoltaic Project #02 | CA | San Bernardino | S1A | Solar Photovoltaic | PV |  | S | 0.5 |  | 0.5 | 0.5 |  | N |  |  | N | Electric Utility | 1 | X | SUN
Solar Photovoltaic.SUN | solar PV | TRUE | 17609 | Southern California Edison Co | 56996 | Solar Photovoltaic Project #02 | CA | San Bernardino | S1B | Solar Photovoltaic | PV |  | S | 0.5 |  | 0.5 | 0.5 |  | N |  |  | N | Electric Utility | 1 | X | SUN
Conventional Hydroelectric.WAT | hydro | TRUE | 1932 | Boise-Kuna Irrigation District | 56997 | Arrowrock Hydroelectric Project | ID | Elmore | 1 | Conventional Hydroelectric | HY |  | S | 7.5 | 0.9 | 8 | 8 | 0.1 | N |  |  | N | IPP Non-CHP | 2 | X | WAT
Conventional Hydroelectric.WAT | hydro | TRUE | 1932 | Boise-Kuna Irrigation District | 56997 | Arrowrock Hydroelectric Project | ID | Elmore | 2 | Conventional Hydroelectric | HY |  | S | 7.5 | 0.9 | 8 | 8 | 0.1 | N |  |  | N | IPP Non-CHP | 2 | X | WAT
Natural Gas Fired Combined Cycle.NG | natural gas combined cycle | TRUE | 56771 | Black Hills Service Company LLC | 56998 | Pueblo Airport Generating Station | CO | Pueblo | 4 | Natural Gas Fired Combined Cycle | CT | PB4 | W | 40 | 0.85 | 37 | 37 | 35 | N |  |  | N | IPP Non-CHP | 2 | X | NG
Natural Gas Fired Combined Cycle.NG | natural gas combined cycle | TRUE | 56771 | Black Hills Service Company LLC | 56998 | Pueblo Airport Generating Station | CO | Pueblo | 43 | Natural Gas Fired Combined Cycle | CA | PB4 | W | 20 | 0.85 | 20 | 20 | 10 | N |  |  | N | IPP Non-CHP | 2 | X | NG
Natural Gas Fired Combined Cycle.NG | natural gas combined cycle | TRUE | 56771 | Black Hills Service Company LLC | 56998 | Pueblo Airport Generating Station | CO | Pueblo | 5 | Natural Gas Fired Combined Cycle | CT | PB4 | W | 40 | 0.85 | 37 | 37 | 35 | N |  |  | N | IPP Non-CHP | 2 | X | NG
Natural Gas Fired Combined Cycle.NG | natural gas combined cycle | TRUE | 56771 | Black Hills Service Company LLC | 56998 | Pueblo Airport Generating Station | CO | Pueblo | 53 | Natural Gas Fired Combined Cycle | CA | PB5 | W | 20 | 0.85 | 20 | 20 | 10 | N |  |  | N | IPP Non-CHP | 2 | X | NG
Natural Gas Fired Combined Cycle.NG | natural gas combined cycle | TRUE | 56771 | Black Hills Service Company LLC | 56998 | Pueblo Airport Generating Station | CO | Pueblo | 6 | Natural Gas Fired Combined Cycle | CT | PB5 | W | 40 | 0.85 | 37 | 37 | 35 | N |  |  | N | IPP Non-CHP | 2 | X | NG
Natural Gas Fired Combined Cycle.NG | natural gas combined cycle | TRUE | 56771 | Black Hills Service Company LLC | 56998 | Pueblo Airport Generating Station | CO | Pueblo | 7 | Natural Gas Fired Combined Cycle | CT | PB5 | W | 40 | 0.85 | 37 | 37 | 35 | N |  |  | N | IPP Non-CHP | 2 | X | NG
Natural Gas Fired Combustion Turbine.NG | natural gas peaker | TRUE | 56771 | Black Hills Service Company LLC | 56998 | Pueblo Airport Generating Station | CO | Pueblo | CT08 | Natural Gas Fired Combustion Turbine | GT |  | W | 40 | 0.85 | 40 | 40 | 18 | N |  |  | N | IPP Non-CHP | 2 | X | NG
Natural Gas Fired Combustion Turbine.NG | natural gas peaker | TRUE | 56771 | Black Hills Service Company LLC | 56998 | Pueblo Airport Generating Station | CO | Pueblo | GT1 | Natural Gas Fired Combustion Turbine | GT |  | W | 100 | 0.85 | 90 | 90 | 35 | N |  |  | N | IPP Non-CHP | 2 | X | NG
Natural Gas Fired Combustion Turbine.NG | natural gas peaker | TRUE | 56771 | Black Hills Service Company LLC | 56998 | Pueblo Airport Generating Station | CO | Pueblo | GT2 | Natural Gas Fired Combustion Turbine | GT |  | W | 100 | 0.85 | 90 | 90 | 35 | N |  |  | N | IPP Non-CHP | 2 | X | NG
Natural Gas Fired Combustion Turbine.NG | natural gas peaker | TRUE | 20323 | Wellhead Services, Inc | 57001 | El Cajon Energy Center | CA | San Diego | GEN1 | Natural Gas Fired Combustion Turbine | GT |  | S | 60.5 | 0.85 | 60.5 | 60.5 | 24.8 | N |  |  | N | IPP Non-CHP | 2 | X | NG
Onshore Wind Turbine.WND | onshore wind | TRUE | 60453 | Onward Energy | 57002 | Oakfield Wind Project | ME | Aroostook | 1 | Onshore Wind Turbine | WT |  | S | 148 |  | 148 | 148 | 0 | N |  |  | N | IPP Non-CHP | 2 | X | WND
Landfill Gas.LFG | natural gas peaker | TRUE | 50158 | Innovative Energy Systems Inc | 57003 | Fulton LFGTE Facility | NY | Fulton | GEN1 | Landfill Gas | IC |  | S | 1.6 | 0.8 | 1.6 | 1.6 | 0.8 | N |  |  | N | IPP Non-CHP | 2 | X | LFG
Landfill Gas.LFG | natural gas peaker | TRUE | 50158 | Innovative Energy Systems Inc | 57003 | Fulton LFGTE Facility | NY | Fulton | GEN2 | Landfill Gas | IC |  | S | 1.6 | 0.8 | 1.6 | 1.6 | 0.8 | N |  |  | N | IPP Non-CHP | 2 | X | LFG
Solar Photovoltaic.SUN | solar PV | TRUE | 56294 | SunE WG113 Moreno Valley LLC | 57004 | SunEdison Walgreens Moreno Valley | CA | Riverside | 1 | Solar Photovoltaic | PV |  | W | 1 |  | 0.9 | 0.9 |  | N |  |  | N | IPP Non-CHP | 2 | X | SUN
Solar Photovoltaic.SUN | solar PV | TRUE | 56431 | SunE U6 Holdings LLC | 57005 | Mariani Packing Vacaville Solar | CA | Solano | 1 | Solar Photovoltaic | PV |  | S | 1 |  | 0.9 | 0.9 |  | N |  |  | N | IPP Non-CHP | 2 | X | SUN
Solar Photovoltaic.SUN | solar PV | TRUE | 56296 | SunE WG45 Woodland LLC | 57006 | Walgreens Woodland Distribution Center | CA | Yolo | 1 | Solar Photovoltaic | PV |  | W | 1 |  | 0.9 | 0.9 |  | N |  |  | N | IPP Non-CHP | 2 | X | SUN
Solar Photovoltaic.SUN | solar PV | TRUE | 56297 | SunE CPA CDC2 LLC | 57007 | SunEdison Ironwood State Prison | CA | Riverside | 1 | Solar Photovoltaic | PV |  | W | 1 |  | 0.9 | 0.9 |  | N |  |  | N | IPP Non-CHP | 2 | X | SUN
Solar Photovoltaic.SUN | solar PV | TRUE | 56431 | SunE U6 Holdings LLC | 57008 | SunEdison Procter & Gamble Oxnard | CA | Ventura | 1 | Solar Photovoltaic | PV |  | S | 1 |  | 0.8 | 0.8 |  | N |  |  | N | IPP Non-CHP | 2 | X | SUN
Solar Photovoltaic.SUN | solar PV | TRUE | 61219 | Longroad Energy Services LLC | 57009 | Kohls San Bernardino Solar Facility | CA | San Bernardino | 1 | Solar Photovoltaic | PV |  | W | 1 |  | 0.9 | 0.9 |  | N |  |  | N | IPP Non-CHP | 2 | X | SUN
Solar Photovoltaic.SUN | solar PV | TRUE | 56434 | SunE M5 Holdings LLC | 57010 | SunEdison Anheuser Busch Fairfield | CA | Solano | 1 | Solar Photovoltaic | PV |  | W | 1 |  | 0.9 | 0.9 |  | N |  |  | N | IPP Non-CHP | 2 | X | SUN
Solar Photovoltaic.SUN | solar PV | TRUE | 56302 | SunE CPA CDC1 LLC | 57011 | Chuckawalla Valley State Prison | CA | Riverside | 1 | Solar Photovoltaic | PV |  | S | 1 |  | 0.9 | 0.9 |  | N |  |  | N | IPP Non-CHP | 2 | X | SUN
Solar Photovoltaic.SUN | solar PV | TRUE | 56434 | SunE M5 Holdings LLC | 57012 | SunEdison Walmart Apple Valley DC | CA | San Bernardino | 1 | Solar Photovoltaic | PV |  | W | 1 |  | 0.9 | 0.9 |  | N |  |  | N | IPP Non-CHP | 2 | X | SUN
Landfill Gas.LFG | natural gas peaker | TRUE | 54842 | WM Renewable Energy LLC | 57014 | Waste Management Arden LFGTE | PA | Washington | GEN1 | Landfill Gas | IC |  | S | 0.8 | 0.98 | 0.8 | 0.8 | 0.5 | N |  |  | N | IPP Non-CHP | 2 | X | LFG
Landfill Gas.LFG | natural gas peaker | TRUE | 54842 | WM Renewable Energy LLC | 57014 | Waste Management Arden LFGTE | PA | Washington | GEN2 | Landfill Gas | IC |  | S | 0.8 | 0.98 | 0.8 | 0.8 | 0.5 | N |  |  | N | IPP Non-CHP | 2 | X | LFG
Landfill Gas.LFG | natural gas peaker | TRUE | 54842 | WM Renewable Energy LLC | 57014 | Waste Management Arden LFGTE | PA | Washington | GEN3 | Landfill Gas | IC |  | S | 0.8 | 0.98 | 0.8 | 0.8 | 0.5 | N |  |  | N | IPP Non-CHP | 2 | X | LFG
Landfill Gas.LFG | natural gas peaker | TRUE | 54842 | WM Renewable Energy LLC | 57014 | Waste Management Arden LFGTE | PA | Washington | GEN4 | Landfill Gas | IC |  | S | 0.8 | 0.98 | 0.8 | 0.8 | 0.5 | N |  |  | N | IPP Non-CHP | 2 | X | LFG
Landfill Gas.LFG | natural gas peaker | TRUE | 54842 | WM Renewable Energy LLC | 57014 | Waste Management Arden LFGTE | PA | Washington | GEN5 | Landfill Gas | IC |  | S | 0.8 | 0.98 | 0.8 | 0.8 | 0.5 | N |  |  | N | IPP Non-CHP | 2 | X | LFG
Landfill Gas.LFG | natural gas peaker | TRUE | 54842 | WM Renewable Energy LLC | 57014 | Waste Management Arden LFGTE | PA | Washington | GEN6 | Landfill Gas | IC |  | S | 0.8 | 0.98 | 0.8 | 0.8 | 0.5 | N |  |  | N | IPP Non-CHP | 2 | X | LFG
Landfill Gas.LFG | natural gas peaker | TRUE | 54842 | WM Renewable Energy LLC | 57015 | Waste Management Columbia Ridge LFGTE | OR | Gilliam | GEN1 | Landfill Gas | IC |  | S | 0.8 | 0.98 | 0.8 | 0.8 | 0.5 | N |  |  | N | IPP Non-CHP | 2 | X | LFG
Landfill Gas.LFG | natural gas peaker | TRUE | 54842 | WM Renewable Energy LLC | 57015 | Waste Management Columbia Ridge LFGTE | OR | Gilliam | GEN10 | Landfill Gas | IC |  | S | 1.6 | 0.98 | 1.6 | 1.6 | 0.8 | N |  |  | N | IPP Non-CHP | 2 | X | LFG
Landfill Gas.LFG | natural gas peaker | TRUE | 54842 | WM Renewable Energy LLC | 57015 | Waste Management Columbia Ridge LFGTE | OR | Gilliam | GEN11 | Landfill Gas | IC |  | S | 1.6 | 0.98 | 1.6 | 1.6 | 0.8 | N |  |  | N | IPP Non-CHP | 2 | X | LFG
Landfill Gas.LFG | natural gas peaker | TRUE | 54842 | WM Renewable Energy LLC | 57015 | Waste Management Columbia Ridge LFGTE | OR | Gilliam | GEN12 | Landfill Gas | IC |  | S | 1.6 | 0.98 | 1.6 | 1.6 | 0.8 | N |  |  | N | IPP Non-CHP | 2 | X | LFG
Landfill Gas.LFG | natural gas peaker | TRUE | 54842 | WM Renewable Energy LLC | 57015 | Waste Management Columbia Ridge LFGTE | OR | Gilliam | GEN2 | Landfill Gas | IC |  | S | 0.8 | 0.98 | 0.8 | 0.8 | 0.5 | N |  |  | N | IPP Non-CHP | 2 | X | LFG
Landfill Gas.LFG | natural gas peaker | TRUE | 54842 | WM Renewable Energy LLC | 57015 | Waste Management Columbia Ridge LFGTE | OR | Gilliam | GEN3 | Landfill Gas | IC |  | S | 0.8 | 0.98 | 0.8 | 0.8 | 0.5 | N |  |  | N | IPP Non-CHP | 2 | X | LFG
Landfill Gas.LFG | natural gas peaker | TRUE | 54842 | WM Renewable Energy LLC | 57015 | Waste Management Columbia Ridge LFGTE | OR | Gilliam | GEN4 | Landfill Gas | IC |  | S | 0.8 | 0.98 | 0.8 | 0.8 | 0.5 | N |  |  | N | IPP Non-CHP | 2 | X | LFG
Landfill Gas.LFG | natural gas peaker | TRUE | 54842 | WM Renewable Energy LLC | 57015 | Waste Management Columbia Ridge LFGTE | OR | Gilliam | GEN5 | Landfill Gas | IC |  | S | 0.8 | 0.98 | 0.8 | 0.8 | 0.5 | N |  |  | N | IPP Non-CHP | 2 | X | LFG
Landfill Gas.LFG | natural gas peaker | TRUE | 54842 | WM Renewable Energy LLC | 57015 | Waste Management Columbia Ridge LFGTE | OR | Gilliam | GEN6 | Landfill Gas | IC |  | S | 0.8 | 0.98 | 0.8 | 0.8 | 0.5 | N |  |  | N | IPP Non-CHP | 2 | X | LFG
Landfill Gas.LFG | natural gas peaker | TRUE | 54842 | WM Renewable Energy LLC | 57015 | Waste Management Columbia Ridge LFGTE | OR | Gilliam | GEN7 | Landfill Gas | IC |  | S | 0.8 | 0.98 | 0.8 | 0.8 | 0.5 | N |  |  | N | IPP Non-CHP | 2 | X | LFG
Landfill Gas.LFG | natural gas peaker | TRUE | 54842 | WM Renewable Energy LLC | 57015 | Waste Management Columbia Ridge LFGTE | OR | Gilliam | GEN8 | Landfill Gas | IC |  | S | 0.8 | 0.98 | 0.8 | 0.8 | 0.5 | N |  |  | N | IPP Non-CHP | 2 | X | LFG
Landfill Gas.LFG | natural gas peaker | TRUE | 54842 | WM Renewable Energy LLC | 57015 | Waste Management Columbia Ridge LFGTE | OR | Gilliam | GEN9 | Landfill Gas | IC |  | S | 1.6 | 0.98 | 1.6 | 1.6 | 0.8 | N |  |  | N | IPP Non-CHP | 2 | X | LFG
Landfill Gas.LFG | natural gas peaker | TRUE | 54842 | WM Renewable Energy LLC | 57016 | Waste Management Crossroads LFGTE | ME | Somerset | GEN1 | Landfill Gas | IC |  | S | 1.6 | 0.98 | 1.6 | 1.6 | 0.8 | N |  |  | N | IPP Non-CHP | 2 | X | LFG
Landfill Gas.LFG | natural gas peaker | TRUE | 54842 | WM Renewable Energy LLC | 57016 | Waste Management Crossroads LFGTE | ME | Somerset | GEN2 | Landfill Gas | IC |  | S | 1.6 | 0.98 | 1.6 | 1.6 | 0.8 | N |  |  | N | IPP Non-CHP | 2 | X | LFG
Landfill Gas.LFG | natural gas peaker | TRUE | 54842 | WM Renewable Energy LLC | 57017 | Spruce Ridge Gas Recovery | MN | McLeod | GEN1 | Landfill Gas | IC |  | S | 0.8 | 0.98 | 0.8 | 0.8 | 0.5 | N |  |  | N | IPP Non-CHP | 2 | X | LFG
Landfill Gas.LFG | natural gas peaker | TRUE | 54842 | WM Renewable Energy LLC | 57017 | Spruce Ridge Gas Recovery | MN | McLeod | GEN2 | Landfill Gas | IC |  | S | 0.8 | 0.98 | 0.8 | 0.8 | 0.5 | N |  |  | N | IPP Non-CHP | 2 | X | LFG
Landfill Gas.LFG | natural gas peaker | TRUE | 54842 | WM Renewable Energy LLC | 57017 | Spruce Ridge Gas Recovery | MN | McLeod | GEN3 | Landfill Gas | IC |  | S | 0.8 | 0.98 | 0.8 | 0.8 | 0.5 | N |  |  | N | IPP Non-CHP | 2 | X | LFG
Landfill Gas.LFG | natural gas peaker | TRUE | 54842 | WM Renewable Energy LLC | 57017 | Spruce Ridge Gas Recovery | MN | McLeod | GEN4 | Landfill Gas | IC |  | S | 0.8 | 0.98 | 0.8 | 0.8 | 0.5 | N |  |  | N | IPP Non-CHP | 2 | X | LFG
Landfill Gas.LFG | natural gas peaker | TRUE | 54842 | WM Renewable Energy LLC | 57018 | Waste Management Middle Peninsula LFGTE | VA | Middlesex | GEN1 | Landfill Gas | IC |  | S | 0.8 | 0.98 | 0.8 | 0.8 | 0.5 | N |  |  | N | IPP Non-CHP | 2 | X | LFG
Landfill Gas.LFG | natural gas peaker | TRUE | 54842 | WM Renewable Energy LLC | 57018 | Waste Management Middle Peninsula LFGTE | VA | Middlesex | GEN2 | Landfill Gas | IC |  | S | 0.8 | 0.98 | 0.8 | 0.8 | 0.5 | N |  |  | N | IPP Non-CHP | 2 | X | LFG
Landfill Gas.LFG | natural gas peaker | TRUE | 54842 | WM Renewable Energy LLC | 57018 | Waste Management Middle Peninsula LFGTE | VA | Middlesex | GEN3 | Landfill Gas | IC |  | S | 0.8 | 0.98 | 0.8 | 0.8 | 0.5 | N |  |  | N | IPP Non-CHP | 2 | X | LFG
Landfill Gas.LFG | natural gas peaker | TRUE | 54842 | WM Renewable Energy LLC | 57018 | Waste Management Middle Peninsula LFGTE | VA | Middlesex | GEN4 | Landfill Gas | IC |  | S | 0.8 | 0.98 | 0.8 | 0.8 | 0.5 | N |  |  | N | IPP Non-CHP | 2 | X | LFG
Landfill Gas.LFG | natural gas peaker | TRUE | 54842 | WM Renewable Energy LLC | 57018 | Waste Management Middle Peninsula LFGTE | VA | Middlesex | GEN5 | Landfill Gas | IC |  | S | 0.8 | 0.98 | 0.8 | 0.8 | 0.5 | N |  |  | N | IPP Non-CHP | 2 | X | LFG
Landfill Gas.LFG | natural gas peaker | TRUE | 54842 | WM Renewable Energy LLC | 57018 | Waste Management Middle Peninsula LFGTE | VA | Middlesex | GEN6 | Landfill Gas | IC |  | S | 0.8 | 0.98 | 0.8 | 0.8 | 0.5 | N |  |  | N | IPP Non-CHP | 2 | X | LFG
Landfill Gas.LFG | natural gas peaker | TRUE | 54842 | WM Renewable Energy LLC | 57018 | Waste Management Middle Peninsula LFGTE | VA | Middlesex | GEN7 | Landfill Gas | IC |  | S | 0.8 | 0.98 | 0.8 | 0.8 | 0.5 | N |  |  | N | IPP Non-CHP | 2 | X | LFG
Landfill Gas.LFG | natural gas peaker | TRUE | 54842 | WM Renewable Energy LLC | 57018 | Waste Management Middle Peninsula LFGTE | VA | Middlesex | GEN8 | Landfill Gas | IC |  | S | 0.8 | 0.98 | 0.8 | 0.8 | 0.5 | N |  |  | N | IPP Non-CHP | 2 | X | LFG
Landfill Gas.LFG | natural gas peaker | TRUE | 54842 | WM Renewable Energy LLC | 57019 | Riverbend Landfill | OR | Yamhill | GEN1 | Landfill Gas | IC |  | S | 0.8 | 0.98 | 0.8 | 0.8 | 0.5 | N |  |  | N | IPP Non-CHP | 2 | X | LFG
Landfill Gas.LFG | natural gas peaker | TRUE | 54842 | WM Renewable Energy LLC | 57019 | Riverbend Landfill | OR | Yamhill | GEN2 | Landfill Gas | IC |  | S | 0.8 | 0.98 | 0.8 | 0.8 | 0.5 | N |  |  | N | IPP Non-CHP | 2 | X | LFG
Landfill Gas.LFG | natural gas peaker | TRUE | 54842 | WM Renewable Energy LLC | 57019 | Riverbend Landfill | OR | Yamhill | GEN3 | Landfill Gas | IC |  | S | 0.8 | 0.98 | 0.8 | 0.8 | 0.5 | N |  |  | N | IPP Non-CHP | 2 | X | LFG
Landfill Gas.LFG | natural gas peaker | TRUE | 54842 | WM Renewable Energy LLC | 57019 | Riverbend Landfill | OR | Yamhill | GEN4 | Landfill Gas | IC |  | S | 0.8 | 0.98 | 0.8 | 0.8 | 0.5 | N |  |  | N | IPP Non-CHP | 2 | X | LFG
Landfill Gas.LFG | natural gas peaker | TRUE | 54842 | WM Renewable Energy LLC | 57019 | Riverbend Landfill | OR | Yamhill | GEN5 | Landfill Gas | IC |  | S | 0.8 | 0.98 | 0.8 | 0.8 | 0.5 | N |  |  | N | IPP Non-CHP | 2 | X | LFG
Landfill Gas.LFG | natural gas peaker | TRUE | 54842 | WM Renewable Energy LLC | 57019 | Riverbend Landfill | OR | Yamhill | GEN6 | Landfill Gas | IC |  | S | 0.8 | 0.98 | 0.8 | 0.8 | 0.5 | N |  |  | N | IPP Non-CHP | 2 | X | LFG
Landfill Gas.LFG | natural gas peaker | TRUE | 54842 | WM Renewable Energy LLC | 57020 | Westside Landfill Gas Recovery | TX | Parker | GEN1 | Landfill Gas | IC |  | S | 1.6 | 0.98 | 1.6 | 1.6 | 0.8 | N |  |  | N | IPP Non-CHP | 2 | X | LFG
Landfill Gas.LFG | natural gas peaker | TRUE | 54842 | WM Renewable Energy LLC | 57020 | Westside Landfill Gas Recovery | TX | Parker | GEN2 | Landfill Gas | IC |  | S | 1.6 | 0.98 | 1.6 | 1.6 | 0.8 | N |  |  | N | IPP Non-CHP | 2 | X | LFG
Landfill Gas.LFG | natural gas peaker | TRUE | 54842 | WM Renewable Energy LLC | 57022 | Waste Management King George LFGTE | VA | King George | GEN1 | Landfill Gas | GT |  | S | 3.3 | 0.98 | 2.8 | 3.2 | 1 | N |  |  | N | IPP Non-CHP | 2 | X | LFG
Landfill Gas.LFG | natural gas peaker | TRUE | 54842 | WM Renewable Energy LLC | 57022 | Waste Management King George LFGTE | VA | King George | GEN2 | Landfill Gas | GT |  | S | 3.3 | 0.98 | 2.8 | 3.2 | 1 | N |  |  | N | IPP Non-CHP | 2 | X | LFG
Landfill Gas.LFG | natural gas peaker | TRUE | 54842 | WM Renewable Energy LLC | 57022 | Waste Management King George LFGTE | VA | King George | GEN3 | Landfill Gas | GT |  | S | 3.3 | 0.98 | 2.8 | 3.2 | 1 | N |  |  | N | IPP Non-CHP | 2 | X | LFG
Landfill Gas.LFG | natural gas peaker | TRUE | 54842 | WM Renewable Energy LLC | 57022 | Waste Management King George LFGTE | VA | King George | GEN4 | Landfill Gas | GT |  | S | 3.3 | 0.98 | 2.9 | 3.3 | 1 | N |  |  | N | IPP Non-CHP | 2 | X | LFG
Landfill Gas.LFG | natural gas peaker | TRUE | 54842 | WM Renewable Energy LLC | 57023 | Waste Management Rolling Meadows LFGTE | KS | Shawnee | GEN1 | Landfill Gas | IC |  | S | 0.8 | 0.98 | 0.8 | 0.8 | 0.5 | N |  |  | N | IPP Non-CHP | 2 | X | LFG
Landfill Gas.LFG | natural gas peaker | TRUE | 54842 | WM Renewable Energy LLC | 57023 | Waste Management Rolling Meadows LFGTE | KS | Shawnee | GEN2 | Landfill Gas | IC |  | S | 0.8 | 0.98 | 0.8 | 0.8 | 0.5 | N |  |  | N | IPP Non-CHP | 2 | X | LFG
Landfill Gas.LFG | natural gas peaker | TRUE | 54842 | WM Renewable Energy LLC | 57023 | Waste Management Rolling Meadows LFGTE | KS | Shawnee | GEN3 | Landfill Gas | IC |  | S | 0.8 | 0.98 | 0.8 | 0.8 | 0.5 | N |  |  | N | IPP Non-CHP | 2 | X | LFG
Landfill Gas.LFG | natural gas peaker | TRUE | 54842 | WM Renewable Energy LLC | 57023 | Waste Management Rolling Meadows LFGTE | KS | Shawnee | GEN4 | Landfill Gas | IC |  | S | 0.8 | 0.98 | 0.8 | 0.8 | 0.5 | N |  |  | N | IPP Non-CHP | 2 | X | LFG
Landfill Gas.LFG | natural gas peaker | TRUE | 54842 | WM Renewable Energy LLC | 57023 | Waste Management Rolling Meadows LFGTE | KS | Shawnee | GEN5 | Landfill Gas | IC |  | S | 0.8 | 0.98 | 0.8 | 0.8 | 0.5 | N |  |  | N | IPP Non-CHP | 2 | X | LFG
Landfill Gas.LFG | natural gas peaker | TRUE | 54842 | WM Renewable Energy LLC | 57023 | Waste Management Rolling Meadows LFGTE | KS | Shawnee | GEN6 | Landfill Gas | IC |  | S | 0.8 | 0.98 | 0.8 | 0.8 | 0.5 | N |  |  | N | IPP Non-CHP | 2 | X | LFG
Landfill Gas.LFG | natural gas peaker | TRUE | 54842 | WM Renewable Energy LLC | 57023 | Waste Management Rolling Meadows LFGTE | KS | Shawnee | GEN7 | Landfill Gas | IC |  | S | 0.8 | 0.98 | 0.8 | 0.8 | 0.5 | N |  |  | N | IPP Non-CHP | 2 | X | LFG
Landfill Gas.LFG | natural gas peaker | TRUE | 54842 | WM Renewable Energy LLC | 57024 | Waste Management Northern Oaks LFGTE | MI | Clare | GEN1 | Landfill Gas | IC |  | S | 1.6 | 0.98 | 1.6 | 1.6 | 0.8 | N |  |  | N | IPP Non-CHP | 2 | X | LFG
Landfill Gas.LFG | natural gas peaker | TRUE | 54842 | WM Renewable Energy LLC | 57025 | Waste Management Eco Vista LFGTE | AR | Washington | GEN1 | Landfill Gas | IC |  | S | 0.8 | 0.98 | 0.8 | 0.8 | 0.5 | N |  |  | N | IPP Non-CHP | 2 | X | LFG
Landfill Gas.LFG | natural gas peaker | TRUE | 54842 | WM Renewable Energy LLC | 57025 | Waste Management Eco Vista LFGTE | AR | Washington | GEN2 | Landfill Gas | IC |  | S | 0.8 | 0.98 | 0.8 | 0.8 | 0.5 | N |  |  | N | IPP Non-CHP | 2 | X | LFG
Landfill Gas.LFG | natural gas peaker | TRUE | 54842 | WM Renewable Energy LLC | 57025 | Waste Management Eco Vista LFGTE | AR | Washington | GEN3 | Landfill Gas | IC |  | S | 0.8 | 0.98 | 0.8 | 0.8 | 0.5 | N |  |  | N | IPP Non-CHP | 2 | X | LFG
Landfill Gas.LFG | natural gas peaker | TRUE | 54842 | WM Renewable Energy LLC | 57025 | Waste Management Eco Vista LFGTE | AR | Washington | GEN4 | Landfill Gas | IC |  | S | 0.8 | 0.98 | 0.8 | 0.8 | 0.5 | N |  |  | N | IPP Non-CHP | 2 | X | LFG
Landfill Gas.LFG | natural gas peaker | TRUE | 54842 | WM Renewable Energy LLC | 57025 | Waste Management Eco Vista LFGTE | AR | Washington | GEN5 | Landfill Gas | IC |  | S | 0.8 | 0.98 | 0.8 | 0.8 | 0.5 | N |  |  | N | IPP Non-CHP | 2 | X | LFG
Landfill Gas.LFG | natural gas peaker | TRUE | 54842 | WM Renewable Energy LLC | 57026 | Superior Landfill Gas Recovery | GA | Chatham | GEN 5 | Landfill Gas | IC |  | S | 0.8 | 0.98 | 0.8 | 0.8 | 0.5 | N |  |  | N | IPP Non-CHP | 2 | X | LFG
Landfill Gas.LFG | natural gas peaker | TRUE | 54842 | WM Renewable Energy LLC | 57026 | Superior Landfill Gas Recovery | GA | Chatham | GEN1 | Landfill Gas | IC |  | S | 0.8 | 0.98 | 0.8 | 0.8 | 0.5 | N |  |  | N | IPP Non-CHP | 2 | X | LFG
Landfill Gas.LFG | natural gas peaker | TRUE | 54842 | WM Renewable Energy LLC | 57026 | Superior Landfill Gas Recovery | GA | Chatham | GEN2 | Landfill Gas | IC |  | S | 0.8 | 0.98 | 0.8 | 0.8 | 0.5 | N |  |  | N | IPP Non-CHP | 2 | X | LFG
Landfill Gas.LFG | natural gas peaker | TRUE | 54842 | WM Renewable Energy LLC | 57026 | Superior Landfill Gas Recovery | GA | Chatham | GEN3 | Landfill Gas | IC |  | S | 0.8 | 0.98 | 0.8 | 0.8 | 0.5 | N |  |  | N | IPP Non-CHP | 2 | X | LFG
Landfill Gas.LFG | natural gas peaker | TRUE | 54842 | WM Renewable Energy LLC | 57026 | Superior Landfill Gas Recovery | GA | Chatham | GEN4 | Landfill Gas | IC |  | S | 0.8 | 0.98 | 0.8 | 0.8 | 0.5 | N |  |  | N | IPP Non-CHP | 2 | X | LFG
Landfill Gas.LFG | natural gas peaker | TRUE | 54842 | WM Renewable Energy LLC | 57026 | Superior Landfill Gas Recovery | GA | Chatham | GEN6 | Landfill Gas | IC |  | S | 0.8 | 0.98 | 0.8 | 0.8 | 0.5 | N |  |  | N | IPP Non-CHP | 2 | X | LFG
Landfill Gas.LFG | natural gas peaker | TRUE | 54842 | WM Renewable Energy LLC | 57026 | Superior Landfill Gas Recovery | GA | Chatham | GEN7 | Landfill Gas | IC |  | S | 0.8 | 0.98 | 0.8 | 0.8 | 0.5 | N |  |  | N | IPP Non-CHP | 2 | X | LFG
Landfill Gas.LFG | natural gas peaker | TRUE | 54842 | WM Renewable Energy LLC | 57026 | Superior Landfill Gas Recovery | GA | Chatham | GEN8 | Landfill Gas | IC |  | S | 0.8 | 0.98 | 0.8 | 0.8 | 0.5 | N |  |  | N | IPP Non-CHP | 2 | X | LFG
Natural Gas Fired Combustion Turbine.NG | natural gas peaker | TRUE | 590 | City of Anaheim - (CA) | 57027 | Canyon Power Plant | CA | Orange | CPP1 | Natural Gas Fired Combustion Turbine | GT |  | W | 50 | 0.85 | 49.4 | 49.4 | 20 | N |  |  | N | Electric Utility | 1 | X | NG
Natural Gas Fired Combustion Turbine.NG | natural gas peaker | TRUE | 590 | City of Anaheim - (CA) | 57027 | Canyon Power Plant | CA | Orange | CPP2 | Natural Gas Fired Combustion Turbine | GT |  | W | 50 | 0.85 | 48 | 48 | 20 | N |  |  | N | Electric Utility | 1 | X | NG
Natural Gas Fired Combustion Turbine.NG | natural gas peaker | TRUE | 590 | City of Anaheim - (CA) | 57027 | Canyon Power Plant | CA | Orange | CPP3 | Natural Gas Fired Combustion Turbine | GT |  | W | 50 | 0.85 | 48 | 48 | 20 | N |  |  | N | Electric Utility | 1 | X | NG
Natural Gas Fired Combustion Turbine.NG | natural gas peaker | TRUE | 590 | City of Anaheim - (CA) | 57027 | Canyon Power Plant | CA | Orange | CPP4 | Natural Gas Fired Combustion Turbine | GT |  | W | 50 | 0.85 | 49.4 | 49.4 | 20 | N |  |  | N | Electric Utility | 1 | X | NG
Natural Gas Fired Combined Cycle.NG | natural gas combined cycle | TRUE | 9191 | Idaho Power Co | 57028 | Langley Gulch Power Plant | ID | Payette | GTG | Natural Gas Fired Combined Cycle | CT | LG1 | S | 187 | 0.85 | 221 | 199.9 | 120 | N |  |  | N | Electric Utility | 1 | X | NG
Natural Gas Fired Combined Cycle.NG | natural gas combined cycle | TRUE | 9191 | Idaho Power Co | 57028 | Langley Gulch Power Plant | ID | Payette | STG | Natural Gas Fired Combined Cycle | CA | LG1 | S | 131.5 | 0.85 | 126 | 99 | 23.7 | N |  |  | N | Electric Utility | 1 | X | NG
Natural Gas Fired Combustion Turbine.NG | natural gas peaker | TRUE | 17650 | Southern Power Co | 57029 | Cleveland Cnty Generating Facility | NC | Cleveland | 1 | Natural Gas Fired Combustion Turbine | GT |  | S | 184 | 0.85 | 181.5 | 185.2 | 130 | N |  |  | N | IPP Non-CHP | 2 | X | NG | DFO
Natural Gas Fired Combustion Turbine.NG | natural gas peaker | TRUE | 17650 | Southern Power Co | 57029 | Cleveland Cnty Generating Facility | NC | Cleveland | 2 | Natural Gas Fired Combustion Turbine | GT |  | S | 184 | 0.85 | 186.2 | 197.4 | 130 | N |  |  | N | IPP Non-CHP | 2 | X | NG | DFO
Natural Gas Fired Combustion Turbine.NG | natural gas peaker | TRUE | 17650 | Southern Power Co | 57029 | Cleveland Cnty Generating Facility | NC | Cleveland | 3 | Natural Gas Fired Combustion Turbine | GT |  | S | 184 | 0.85 | 187.1 | 193.5 | 130 | N |  |  | N | IPP Non-CHP | 2 | X | NG | DFO
Natural Gas Fired Combustion Turbine.NG | natural gas peaker | TRUE | 17650 | Southern Power Co | 57029 | Cleveland Cnty Generating Facility | NC | Cleveland | 4 | Natural Gas Fired Combustion Turbine | GT |  | S | 184 | 0.85 | 183.1 | 191.6 | 130 | N |  |  | N | IPP Non-CHP | 2 | X | NG | DFO
Petroleum Liquids.DFO | petroleum | TRUE | 11118 | Lockhart Power Co | 57030 | Pacolet Diesel Generation Facility | SC | Spartanburg | DI 1 | Petroleum Liquids | IC |  | S | 1.8 | 0.8 | 1.8 | 1.8 | 1 | N |  |  | N | Electric Utility | 1 | X | DFO
Petroleum Liquids.DFO | petroleum | TRUE | 11118 | Lockhart Power Co | 57030 | Pacolet Diesel Generation Facility | SC | Spartanburg | DI 2 | Petroleum Liquids | IC |  | S | 1.8 | 0.8 | 1.8 | 1.8 | 1 | N |  |  | N | Electric Utility | 1 | X | DFO
Petroleum Liquids.DFO | petroleum | TRUE | 11118 | Lockhart Power Co | 57030 | Pacolet Diesel Generation Facility | SC | Spartanburg | DI 3 | Petroleum Liquids | IC |  | S | 1.8 | 0.8 | 1.8 | 1.8 | 1 | N |  |  | N | Electric Utility | 1 | X | DFO
Onshore Wind Turbine.WND | onshore wind | TRUE | 14232 | Otter Tail Power Co | 57031 | Luverne Wind Energy Center | ND | Steele | 1 | Onshore Wind Turbine | WT |  | S | 49.5 |  | 49.5 | 49.5 | 0.1 | N |  |  | N | Electric Utility | 1 | X | WND
Onshore Wind Turbine.WND | onshore wind | TRUE | 14232 | Otter Tail Power Co | 57032 | Ashtabula Wind Energy Center | ND | Barnes | 1 | Onshore Wind Turbine | WT |  | S | 48 |  | 48 | 48 | 0.1 | N |  |  | N | Electric Utility | 1 | X | WND
Onshore Wind Turbine.WND | onshore wind | TRUE | 14232 | Otter Tail Power Co | 57033 | Langdon Wind Energy Center | ND | Cavalier | 1 | Onshore Wind Turbine | WT |  | S | 40.5 |  | 40.5 | 40.5 | 0.1 | N |  |  | N | Electric Utility | 1 | X | WND
Petroleum Liquids.DFO | petroleum | TRUE | 20737 | Willmar Municipal Utilities | 57034 | Willmar Municipal East Substation | MN | Kandiyohi | E04 | Petroleum Liquids | IC |  | S | 2 | 0.9 | 2 | 2 | 2 | N |  |  | N | Electric Utility | 1 | X | DFO
Petroleum Liquids.DFO | petroleum | TRUE | 20737 | Willmar Municipal Utilities | 57034 | Willmar Municipal East Substation | MN | Kandiyohi | E05 | Petroleum Liquids | IC |  | S | 2 | 0.9 | 2 | 2 | 2 | N |  |  | N | Electric Utility | 1 | X | DFO
Petroleum Liquids.DFO | petroleum | TRUE | 20737 | Willmar Municipal Utilities | 57034 | Willmar Municipal East Substation | MN | Kandiyohi | E06 | Petroleum Liquids | IC |  | S | 2 | 0.9 | 2 | 2 | 2 | N |  |  | N | Electric Utility | 1 | X | DFO
Petroleum Liquids.DFO | petroleum | TRUE | 20737 | Willmar Municipal Utilities | 57035 | Willmar Municipal SW Substation | MN | Kandiyohi | SW01 | Petroleum Liquids | IC |  | S | 2 | 0.9 | 2 | 2 | 2 | N |  |  | N | Electric Utility | 1 | X | DFO
Petroleum Liquids.DFO | petroleum | TRUE | 20737 | Willmar Municipal Utilities | 57035 | Willmar Municipal SW Substation | MN | Kandiyohi | SW02 | Petroleum Liquids | IC |  | S | 2 | 0.9 | 2 | 2 | 2 | N |  |  | N | Electric Utility | 1 | X | DFO
Petroleum Liquids.DFO | petroleum | TRUE | 20737 | Willmar Municipal Utilities | 57035 | Willmar Municipal SW Substation | MN | Kandiyohi | SW03 | Petroleum Liquids | IC |  | S | 2 | 0.9 | 2 | 2 | 2 | N |  |  | N | Electric Utility | 1 | X | DFO
Natural Gas Fired Combined Cycle.NG | natural gas combined cycle | TRUE | 3522 | Chugach Electric Assn Inc | 57036 | Southcentral Power Project | AK | Anchorage | 1 | Natural Gas Fired Combined Cycle | CT | CC10 | J | 48.8 | 0.85 | 39.8 | 48.8 | 5 | N |  |  | N | Electric Utility | 1 | X | NG
Natural Gas Fired Combined Cycle.NG | natural gas combined cycle | TRUE | 3522 | Chugach Electric Assn Inc | 57036 | Southcentral Power Project | AK | Anchorage | 2 | Natural Gas Fired Combined Cycle | CT | CC10 | J | 48.8 | 0.85 | 39.8 | 48.8 | 5 | N |  |  | N | Electric Utility | 1 | X | NG
Natural Gas Fired Combined Cycle.NG | natural gas combined cycle | TRUE | 3522 | Chugach Electric Assn Inc | 57036 | Southcentral Power Project | AK | Anchorage | 3 | Natural Gas Fired Combined Cycle | CT | CC10 | J | 48.8 | 0.85 | 39.8 | 48.8 | 5 | N |  |  | N | Electric Utility | 1 | X | NG
Natural Gas Fired Combined Cycle.NG | natural gas combined cycle | TRUE | 3522 | Chugach Electric Assn Inc | 57036 | Southcentral Power Project | AK | Anchorage | 4 | Natural Gas Fired Combined Cycle | CA | CC10 | J | 57.5 | 0.85 | 50.3 | 57 | 5 | N |  |  | N | Electric Utility | 1 | X | NG
Natural Gas Fired Combined Cycle.NG | natural gas combined cycle | TRUE | 12686 | Mississippi Power Co | 57037 | Ratcliffe | MS | Kemper | 1A | Natural Gas Fired Combined Cycle | CT | 1 | S | 235.5 | 0.85 | 675.6 | 734.2 | 124.6 | N |  |  | N | Electric Utility | 1 | X | NG
Natural Gas Fired Combined Cycle.NG | natural gas combined cycle | TRUE | 12686 | Mississippi Power Co | 57037 | Ratcliffe | MS | Kemper | 1B | Natural Gas Fired Combined Cycle | CT | 1 | S | 235.5 | 0.85 |  |  | 124.6 | N |  |  | N | Electric Utility | 1 | X | NG
Natural Gas Fired Combined Cycle.NG | natural gas combined cycle | TRUE | 12686 | Mississippi Power Co | 57037 | Ratcliffe | MS | Kemper | 1C | Natural Gas Fired Combined Cycle | CA | 1 | S | 369 | 0.9 |  |  | 89.1 | N |  |  | N | Electric Utility | 1 | X | NG
Onshore Wind Turbine.WND | onshore wind | TRUE | 12647 | ALLETE, Inc. | 57038 | Bison I Wind Energy Center | ND | Morton | PHS1 | Onshore Wind Turbine | WT |  | S | 36.8 |  | 36.8 | 36.8 | 0.3 | N |  |  | N | Electric Utility | 1 | X | WND
Onshore Wind Turbine.WND | onshore wind | TRUE | 12647 | ALLETE, Inc. | 57038 | Bison I Wind Energy Center | ND | Morton | PHS2 | Onshore Wind Turbine | WT |  | S | 45 |  | 45 | 45 | 0.3 | N |  |  | N | Electric Utility | 1 | X | WND
Onshore Wind Turbine.WND | onshore wind | TRUE | 14354 | PacifiCorp | 57039 | McFadden Ridge | WY | Albany | 1 | Onshore Wind Turbine | WT |  | S | 35.2 |  | 28.8 | 28.5 | 0 | N |  |  | N | Electric Utility | 1 | X | WND
Onshore Wind Turbine.WND | onshore wind | TRUE | 14354 | PacifiCorp | 57040 | High Plains | WY | Albany | 1 | Onshore Wind Turbine | WT |  | S | 122.1 |  | 99 | 99 | 0 | N |  |  | N | Electric Utility | 1 | X | WND
Solar Photovoltaic.SUN | solar PV | TRUE | 14328 | Pacific Gas & Electric Co. | 57041 | Vaca Dixon Solar Station | CA | Solano | 1 | Solar Photovoltaic | PV |  | S | 2 |  | 2 | 2 |  | N |  |  | N | Electric Utility | 1 | X | SUN
Onshore Wind Turbine.WND | onshore wind | TRUE | 59496 | Allete Clean Energy | 57044 | Armenia Mountain Wind Farm | PA | Tioga | 1 | Onshore Wind Turbine | WT |  | S | 100.5 |  | 100.5 | 100.5 | 1 | N |  |  | N | IPP Non-CHP | 2 | X | WND
Onshore Wind Turbine.WND | onshore wind | TRUE | 55963 | AE Power Services LLC | 57045 | Rolling Thunder Wind Farm Hybrid | SD | Hand | 1 | Onshore Wind Turbine | WT |  | W | 25 |  | 25 | 25 | 5 | N |  |  | N | IPP Non-CHP | 2 | X | WND
Batteries.MWH | battery storage | 0 | 55963 | AE Power Services LLC | 57045 | Rolling Thunder Wind Farm Hybrid | SD | Hand | 2 | Batteries | BA |  | W | 0.8 |  | 0.8 | 0.8 | 0.1 | N |  |  | N | IPP Non-CHP | 2 | X | MWH
Conventional Steam Coal.SUB | hard coal | FALSE | 772 | Archer Daniels Midland Co | 57046 | Archer Daniels Midland Columbus | NE | Platte | GEN1 | Conventional Steam Coal | ST |  | S | 71.4 | 0.85 | 61 | 61 | 0 | N |  |  | Y | Industrial CHP | 7 | T | SUB | BIT | TDF | AB | WDS | OBS
Onshore Wind Turbine.WND | onshore wind | TRUE | 13781 | Northern States Power Co - Minnesota | 57047 | Nobles Wind Project | MN | Nobles | 1 | Onshore Wind Turbine | WT |  | S | 201 |  | 200 | 200 | 1 | N |  |  | N | Electric Utility | 1 | X | WND
Onshore Wind Turbine.WND | onshore wind | TRUE | 14232 | Otter Tail Power Co | 57048 | Merricourt Wind Energy Center | ND | McIntosh | 1 | Onshore Wind Turbine | WT |  | S | 150 |  | 150 | 150 | 2 | N |  |  | N | Electric Utility | 1 | X | WND
Onshore Wind Turbine.WND | onshore wind | TRUE | 56365 | NaturEner Glacier Wind Energy 1 LLC | 57049 | NaturEner Glacier Wind Energy 1 | MT | Toole | NGW1 | Onshore Wind Turbine | WT |  | S | 106.5 |  | 104.2 | 104.2 | 0 | N |  |  | N | IPP Non-CHP | 2 | X | WND
Onshore Wind Turbine.WND | onshore wind | TRUE | 56366 | NaturEner Glacier Wind Energy 2 LLC | 57050 | NaturEner Glacier Wind Energy 2 | MT | Toole | NGW2 | Onshore Wind Turbine | WT |  | S | 103.5 |  | 101.4 | 101.4 | 0 | N |  |  | N | IPP Non-CHP | 2 | X | WND
Petroleum Liquids.DFO | petroleum | TRUE | 221 | Alaska Village Elec Coop, Inc | 57051 | Noatak | AK | Northwest Arctic | 4A | Petroleum Liquids | IC |  | S | 0.5 | 0.9 | 0.5 | 0.5 | 0.1 | N |  |  | N | Electric Utility | 1 | X | DFO
Petroleum Liquids.DFO | petroleum | TRUE | 221 | Alaska Village Elec Coop, Inc | 57051 | Noatak | AK | Northwest Arctic | 5A | Petroleum Liquids | IC |  | S | 0.5 | 0.9 | 0.5 | 0.5 | 0.1 | N |  |  | Y | Electric Utility | 1 | T | DFO
Petroleum Liquids.DFO | petroleum | TRUE | 221 | Alaska Village Elec Coop, Inc | 57051 | Noatak | AK | Northwest Arctic | UNIT2 | Petroleum Liquids | IC |  | S | 0.3 | 0.9 | 0.3 | 0.3 | 0.1 | N |  |  | Y | Electric Utility | 1 | T | DFO
Petroleum Liquids.DFO | petroleum | TRUE | 221 | Alaska Village Elec Coop, Inc | 57052 | Savoonga | AK | Nome | 2A | Petroleum Liquids | IC |  | S | 0.5 | 0.9 | 0.5 | 0.5 | 0.1 | N |  |  | N | Electric Utility | 1 | X | DFO
Petroleum Liquids.DFO | petroleum | TRUE | 221 | Alaska Village Elec Coop, Inc | 57052 | Savoonga | AK | Nome | UNIT1 | Petroleum Liquids | IC |  | S | 0.4 | 0.9 | 0.4 | 0.4 | 0.1 | N |  |  | Y | Electric Utility | 1 | T | DFO
Petroleum Liquids.DFO | petroleum | TRUE | 221 | Alaska Village Elec Coop, Inc | 57052 | Savoonga | AK | Nome | UNIT3 | Petroleum Liquids | IC |  | S | 0.8 | 0.9 | 0.8 | 0.8 | 0.2 | N |  |  | Y | Electric Utility | 1 | T | DFO
Petroleum Liquids.DFO | petroleum | TRUE | 221 | Alaska Village Elec Coop, Inc | 57053 | Alakanuk | AK | Wade Hampton | UNIT4 | Petroleum Liquids | IC |  | S | 0.8 | 0.9 | 0.8 | 0.8 | 0.2 | N |  |  | Y | Electric Utility | 1 | T | DFO
Petroleum Liquids.DFO | petroleum | TRUE | 221 | Alaska Village Elec Coop, Inc | 57054 | Upper Kalskag | AK | Bethel | UNIT1 | Petroleum Liquids | IC |  | S | 0.2 | 0.9 | 0.2 | 0.2 | 0.1 | N |  |  | Y | Electric Utility | 1 | T | DFO
Petroleum Liquids.DFO | petroleum | TRUE | 221 | Alaska Village Elec Coop, Inc | 57054 | Upper Kalskag | AK | Bethel | UNIT2 | Petroleum Liquids | IC |  | S | 0.4 | 0.9 | 0.4 | 0.4 | 0.1 | N |  |  | Y | Electric Utility | 1 | T | DFO
Petroleum Liquids.DFO | petroleum | TRUE | 221 | Alaska Village Elec Coop, Inc | 57054 | Upper Kalskag | AK | Bethel | UNIT3 | Petroleum Liquids | IC |  | S | 0.5 | 0.9 | 0.5 | 0.5 | 0.1 | N |  |  | Y | Electric Utility | 1 | T | DFO
Petroleum Liquids.DFO | petroleum | TRUE | 221 | Alaska Village Elec Coop, Inc | 57055 | Stebbins | AK | Nome | 1 | Petroleum Liquids | IC |  | S | 0.5 | 0.9 | 0.5 | 0.5 | 0.1 | N |  |  | N | Electric Utility | 1 | X | DFO
Petroleum Liquids.DFO | petroleum | TRUE | 221 | Alaska Village Elec Coop, Inc | 57055 | Stebbins | AK | Nome | 2 | Petroleum Liquids | IC |  | S | 0.5 | 0.9 | 0.5 | 0.5 | 0.1 | N |  |  | N | Electric Utility | 1 | X | DFO
Petroleum Liquids.DFO | petroleum | TRUE | 221 | Alaska Village Elec Coop, Inc | 57055 | Stebbins | AK | Nome | 3 | Petroleum Liquids | IC |  | S | 0.5 | 0.9 | 0.5 | 0.5 | 0.1 | N |  |  | N | Electric Utility | 1 | X | DFO
Petroleum Liquids.DFO | petroleum | TRUE | 221 | Alaska Village Elec Coop, Inc | 57055 | Stebbins | AK | Nome | 4 | Petroleum Liquids | IC |  | S | 0.5 | 0.9 | 0.5 | 0.5 | 0.1 | N |  |  | N | Electric Utility | 1 | X | DFO
Petroleum Liquids.DFO | petroleum | TRUE | 221 | Alaska Village Elec Coop, Inc | 57056 | Scammon Bay | AK | Wade Hampton | UNIT1 | Petroleum Liquids | IC |  | S | 0.4 | 0.9 | 0.4 | 0.4 | 0.1 | N |  |  | Y | Electric Utility | 1 | T | DFO
Petroleum Liquids.DFO | petroleum | TRUE | 221 | Alaska Village Elec Coop, Inc | 57056 | Scammon Bay | AK | Wade Hampton | UNIT2 | Petroleum Liquids | IC |  | S | 0.4 | 0.9 | 0.4 | 0.4 | 0.1 | N |  |  | Y | Electric Utility | 1 | T | DFO
Petroleum Liquids.DFO | petroleum | TRUE | 221 | Alaska Village Elec Coop, Inc | 57056 | Scammon Bay | AK | Wade Hampton | UNIT3 | Petroleum Liquids | IC |  | S | 0.5 | 0.9 | 0.5 | 0.5 | 0.1 | N |  |  | Y | Electric Utility | 1 | T | DFO
Petroleum Liquids.DFO | petroleum | TRUE | 221 | Alaska Village Elec Coop, Inc | 57057 | Quinhagak | AK | Bethel | 3A | Petroleum Liquids | IC |  | S | 0.5 | 0.9 | 0.5 | 0.5 | 0.1 | N |  |  | N | Electric Utility | 1 | X | DFO
Petroleum Liquids.DFO | petroleum | TRUE | 221 | Alaska Village Elec Coop, Inc | 57057 | Quinhagak | AK | Bethel | UNIT1 | Petroleum Liquids | IC |  | S | 0.4 | 0.9 | 0.4 | 0.4 | 0.1 | N |  |  | Y | Electric Utility | 1 | T | DFO
Petroleum Liquids.DFO | petroleum | TRUE | 221 | Alaska Village Elec Coop, Inc | 57057 | Quinhagak | AK | Bethel | UNIT2 | Petroleum Liquids | IC |  | S | 0.3 | 0.9 | 0.3 | 0.3 | 0.1 | N |  |  | Y | Electric Utility | 1 | T | DFO
Petroleum Liquids.DFO | petroleum | TRUE | 221 | Alaska Village Elec Coop, Inc | 57058 | Pilot Station | AK | Wade Hampton | 1 | Petroleum Liquids | IC |  | S | 0.5 | 0.9 | 0.5 | 0.5 | 0.1 | N |  |  | N | Electric Utility | 1 | X | DFO
Petroleum Liquids.DFO | petroleum | TRUE | 221 | Alaska Village Elec Coop, Inc | 57058 | Pilot Station | AK | Wade Hampton | 3A | Petroleum Liquids | IC |  | S | 0.3 | 0.9 | 0.3 | 0.3 | 0.1 | N |  |  | N | Electric Utility | 1 | X | DFO
Petroleum Liquids.DFO | petroleum | TRUE | 221 | Alaska Village Elec Coop, Inc | 57058 | Pilot Station | AK | Wade Hampton | UNIT2 | Petroleum Liquids | IC |  | S | 0.5 | 0.9 | 0.5 | 0.5 | 0.1 | N |  |  | Y | Electric Utility | 1 | T | DFO
Petroleum Liquids.DFO | petroleum | TRUE | 221 | Alaska Village Elec Coop, Inc | 57059 | Koyuk | AK | Nome | UNIT1 | Petroleum Liquids | IC |  | S | 0.2 | 0.9 | 0.2 | 0.2 | 0.1 | N |  |  | Y | Electric Utility | 1 | T | DFO
Petroleum Liquids.DFO | petroleum | TRUE | 221 | Alaska Village Elec Coop, Inc | 57059 | Koyuk | AK | Nome | UNIT2 | Petroleum Liquids | IC |  | S | 0.4 | 0.9 | 0.4 | 0.4 | 0.1 | N |  |  | Y | Electric Utility | 1 | T | DFO
Petroleum Liquids.DFO | petroleum | TRUE | 221 | Alaska Village Elec Coop, Inc | 57059 | Koyuk | AK | Nome | UNIT3 | Petroleum Liquids | IC |  | S | 0.5 | 0.9 | 0.5 | 0.5 | 0.1 | N |  |  | Y | Electric Utility | 1 | T | DFO
Petroleum Liquids.DFO | petroleum | TRUE | 221 | Alaska Village Elec Coop, Inc | 57060 | Elim | AK | Nome | 3A | Petroleum Liquids | IC |  | S | 0.5 | 0.9 | 0.5 | 0.5 | 0.1 | N |  |  | N | Electric Utility | 1 | X | DFO
Petroleum Liquids.DFO | petroleum | TRUE | 221 | Alaska Village Elec Coop, Inc | 57060 | Elim | AK | Nome | UNIT1 | Petroleum Liquids | IC |  | S | 0.2 | 0.9 | 0.2 | 0.2 | 0.1 | N |  |  | Y | Electric Utility | 1 | T | DFO
Petroleum Liquids.DFO | petroleum | TRUE | 221 | Alaska Village Elec Coop, Inc | 57060 | Elim | AK | Nome | UNIT2 | Petroleum Liquids | IC |  | S | 0.4 | 0.9 | 0.4 | 0.4 | 0.1 | N |  |  | Y | Electric Utility | 1 | T | DFO
Petroleum Liquids.DFO | petroleum | TRUE | 221 | Alaska Village Elec Coop, Inc | 57061 | St. Michael | AK | Nome | 4 | Petroleum Liquids | IC |  | S | 0.7 | 0.9 | 0.7 | 0.7 | 0.2 | N |  |  | Y | Electric Utility | 1 | T | DFO
Petroleum Liquids.DFO | petroleum | TRUE | 221 | Alaska Village Elec Coop, Inc | 57062 | Gambell | AK | Nome | 1B | Petroleum Liquids | IC |  | S | 0.5 | 0.9 | 0.5 | 0.5 | 0.1 | N |  |  | N | Electric Utility | 1 | X | DFO
Petroleum Liquids.DFO | petroleum | TRUE | 221 | Alaska Village Elec Coop, Inc | 57062 | Gambell | AK | Nome | UNIT2 | Petroleum Liquids | IC |  | S | 0.5 | 0.9 | 0.5 | 0.5 | 0.1 | N |  |  | Y | Electric Utility | 1 | T | DFO
Petroleum Liquids.DFO | petroleum | TRUE | 221 | Alaska Village Elec Coop, Inc | 57062 | Gambell | AK | Nome | UNIT3 | Petroleum Liquids | IC |  | S | 0.8 | 0.9 | 0.8 | 0.8 | 0.2 | N |  |  | Y | Electric Utility | 1 | T | DFO
Petroleum Liquids.DFO | petroleum | TRUE | 221 | Alaska Village Elec Coop, Inc | 57063 | Shungnak | AK | Northwest Arctic | UNIT1 | Petroleum Liquids | IC |  | S | 0.2 | 0.9 | 0.2 | 0.2 | 0.1 | N |  |  | Y | Electric Utility | 1 | T | DFO
Petroleum Liquids.DFO | petroleum | TRUE | 221 | Alaska Village Elec Coop, Inc | 57063 | Shungnak | AK | Northwest Arctic | UNIT2 | Petroleum Liquids | IC |  | S | 0.3 | 0.9 | 0.3 | 0.3 | 0.1 | N |  |  | Y | Electric Utility | 1 | T | DFO
Petroleum Liquids.DFO | petroleum | TRUE | 221 | Alaska Village Elec Coop, Inc | 57063 | Shungnak | AK | Northwest Arctic | UNIT3 | Petroleum Liquids | IC |  | S | 0.3 | 0.9 | 0.3 | 0.3 | 0.1 | N |  |  | Y | Electric Utility | 1 | T | DFO
Petroleum Liquids.DFO | petroleum | TRUE | 221 | Alaska Village Elec Coop, Inc | 57063 | Shungnak | AK | Northwest Arctic | UNIT4 | Petroleum Liquids | IC |  | S | 0.4 | 0.9 | 0.4 | 0.4 | 0.1 | N |  |  | Y | Electric Utility | 1 | T | DFO
Petroleum Liquids.DFO | petroleum | TRUE | 221 | Alaska Village Elec Coop, Inc | 57064 | Kotlik | AK | Wade Hampton | UNIT1 | Petroleum Liquids | IC |  | S | 0.3 | 0.9 | 0.3 | 0.3 | 0.1 | N |  |  | Y | Electric Utility | 1 | T | DFO
Petroleum Liquids.DFO | petroleum | TRUE | 221 | Alaska Village Elec Coop, Inc | 57064 | Kotlik | AK | Wade Hampton | UNIT2 | Petroleum Liquids | IC |  | S | 0.3 | 0.9 | 0.3 | 0.3 | 0.1 | N |  |  | Y | Electric Utility | 1 | T | DFO
Petroleum Liquids.DFO | petroleum | TRUE | 221 | Alaska Village Elec Coop, Inc | 57064 | Kotlik | AK | Wade Hampton | UNIT3 | Petroleum Liquids | IC |  | S | 0.4 | 0.9 | 0.5 | 0.5 | 0.1 | N |  |  | Y | Electric Utility | 1 | T | DFO
Petroleum Liquids.DFO | petroleum | TRUE | 221 | Alaska Village Elec Coop, Inc | 57064 | Kotlik | AK | Wade Hampton | UNIT4 | Petroleum Liquids | IC |  | S | 0.4 | 0.9 | 0.5 | 0.5 | 0.1 | N |  |  | Y | Electric Utility | 1 | T | DFO
Petroleum Liquids.DFO | petroleum | TRUE | 221 | Alaska Village Elec Coop, Inc | 57065 | Kivalina | AK | Northwest Arctic | UNIT1 | Petroleum Liquids | IC |  | S | 0.2 | 0.9 | 0.2 | 0.2 | 0.1 | N |  |  | Y | Electric Utility | 1 | T | DFO
Petroleum Liquids.DFO | petroleum | TRUE | 221 | Alaska Village Elec Coop, Inc | 57065 | Kivalina | AK | Northwest Arctic | UNIT2 | Petroleum Liquids | IC |  | S | 0.3 | 0.9 | 0.3 | 0.3 | 0.1 | N |  |  | Y | Electric Utility | 1 | T | DFO
Petroleum Liquids.DFO | petroleum | TRUE | 221 | Alaska Village Elec Coop, Inc | 57065 | Kivalina | AK | Northwest Arctic | UNIT3 | Petroleum Liquids | IC |  | S | 0.2 | 0.9 | 0.2 | 0.2 | 0.1 | N |  |  | Y | Electric Utility | 1 | T | DFO
Petroleum Liquids.DFO | petroleum | TRUE | 221 | Alaska Village Elec Coop, Inc | 57065 | Kivalina | AK | Northwest Arctic | UNIT4 | Petroleum Liquids | IC |  | S | 0.4 | 0.9 | 0.4 | 0.4 | 0.1 | N |  |  | Y | Electric Utility | 1 | T | DFO
Petroleum Liquids.DFO | petroleum | TRUE | 221 | Alaska Village Elec Coop, Inc | 57066 | Kasigluk | AK | Bethel | 1 | Petroleum Liquids | IC |  | S | 0.8 | 0.9 | 0.8 | 0.8 | 0.2 | N |  |  | N | Electric Utility | 1 | X | DFO
Petroleum Liquids.DFO | petroleum | TRUE | 221 | Alaska Village Elec Coop, Inc | 57066 | Kasigluk | AK | Bethel | 5A | Petroleum Liquids | IC |  | S | 0.7 | 0.9 | 0.7 | 0.7 | 0.2 | N |  |  | Y | Electric Utility | 1 | T | DFO
Petroleum Liquids.DFO | petroleum | TRUE | 221 | Alaska Village Elec Coop, Inc | 57066 | Kasigluk | AK | Bethel | UNIT2 | Petroleum Liquids | IC |  | S | 0.5 | 0.9 | 0.5 | 0.5 | 0.1 | N |  |  | Y | Electric Utility | 1 | T | DFO
Petroleum Liquids.DFO | petroleum | TRUE | 221 | Alaska Village Elec Coop, Inc | 57067 | Toksook Bay | AK | Bethel | 1A | Petroleum Liquids | IC |  | S | 0.8 | 0.9 | 0.8 | 0.8 | 0.2 | N |  |  | N | Electric Utility | 1 | X | DFO
Petroleum Liquids.DFO | petroleum | TRUE | 221 | Alaska Village Elec Coop, Inc | 57067 | Toksook Bay | AK | Bethel | UNIT2 | Petroleum Liquids | IC |  | S | 0.5 | 0.9 | 0.5 | 0.5 | 0.1 | N |  |  | Y | Electric Utility | 1 | T | DFO
Petroleum Liquids.DFO | petroleum | TRUE | 221 | Alaska Village Elec Coop, Inc | 57067 | Toksook Bay | AK | Bethel | UNIT3 | Petroleum Liquids | IC |  | S | 0.8 | 0.9 | 0.8 | 0.8 | 0.2 | N |  |  | Y | Electric Utility | 1 | T | DFO
Petroleum Liquids.KER | petroleum | TRUE | 56354 | GenConn Middletown LLC | 57068 | GenConn Middletown LLC | CT | Middlesex | 12 | Petroleum Liquids | GT |  | S | 60.5 | 0.85 | 46.9 | 49.2 | 19.1 | N |  |  | N | IPP Non-CHP | 2 | X | KER | NG
Petroleum Liquids.KER | petroleum | TRUE | 56354 | GenConn Middletown LLC | 57068 | GenConn Middletown LLC | CT | Middlesex | 13 | Petroleum Liquids | GT |  | S | 60.5 | 0.85 | 46.9 | 49.2 | 19.1 | N |  |  | N | IPP Non-CHP | 2 | X | KER | NG
Petroleum Liquids.KER | petroleum | TRUE | 56354 | GenConn Middletown LLC | 57068 | GenConn Middletown LLC | CT | Middlesex | 14 | Petroleum Liquids | GT |  | S | 60.5 | 0.85 | 46.9 | 49.2 | 19.1 | N |  |  | N | IPP Non-CHP | 2 | X | KER | NG
Petroleum Liquids.KER | petroleum | TRUE | 56354 | GenConn Middletown LLC | 57068 | GenConn Middletown LLC | CT | Middlesex | 15 | Petroleum Liquids | GT |  | S | 60.5 | 0.85 | 46.9 | 49.2 | 19.1 | N |  |  | N | IPP Non-CHP | 2 | X | KER | NG
Conventional Hydroelectric.WAT | hydro | TRUE | 56353 | Twin Cities Hydro LLC | 57069 | Twin Cities Hydro LLC | MN | Ramsey | 1 | Conventional Hydroelectric | HY |  | S | 4.5 | 0.8 | 4.5 | 4.5 | 2 | N |  |  | N | IPP Non-CHP | 2 | X | WAT
Conventional Hydroelectric.WAT | hydro | TRUE | 56353 | Twin Cities Hydro LLC | 57069 | Twin Cities Hydro LLC | MN | Ramsey | 2 | Conventional Hydroelectric | HY |  | S | 4.5 | 0.8 | 4.5 | 4.5 | 2 | N |  |  | N | IPP Non-CHP | 2 | X | WAT
Conventional Hydroelectric.WAT | hydro | TRUE | 56353 | Twin Cities Hydro LLC | 57069 | Twin Cities Hydro LLC | MN | Ramsey | 3 | Conventional Hydroelectric | HY |  | S | 4.5 | 0.8 | 4.5 | 4.5 | 2 | N |  |  | N | IPP Non-CHP | 2 | X | WAT
Conventional Hydroelectric.WAT | hydro | TRUE | 56353 | Twin Cities Hydro LLC | 57069 | Twin Cities Hydro LLC | MN | Ramsey | 4 | Conventional Hydroelectric | HY |  | S | 4.5 | 0.8 | 4.5 | 4.5 | 2 | N |  |  | N | IPP Non-CHP | 2 | X | WAT
Petroleum Liquids.KER | petroleum | TRUE | 56352 | GenConn Devon LLC | 57070 | GenConn Devon LLC | CT | New Haven | 15 | Petroleum Liquids | GT |  | S | 60.5 | 0.85 | 49 | 50 | 19 | N |  |  | N | IPP Non-CHP | 2 | X | KER | NG
Petroleum Liquids.KER | petroleum | TRUE | 56352 | GenConn Devon LLC | 57070 | GenConn Devon LLC | CT | New Haven | 16 | Petroleum Liquids | GT |  | S | 60.5 | 0.85 | 49 | 50 | 19 | N |  |  | N | IPP Non-CHP | 2 | X | KER | NG
Petroleum Liquids.KER | petroleum | TRUE | 56352 | GenConn Devon LLC | 57070 | GenConn Devon LLC | CT | New Haven | 17 | Petroleum Liquids | GT |  | S | 60.5 | 0.85 | 49 | 50 | 19 | N |  |  | N | IPP Non-CHP | 2 | X | KER | NG
Petroleum Liquids.KER | petroleum | TRUE | 56352 | GenConn Devon LLC | 57070 | GenConn Devon LLC | CT | New Haven | 18 | Petroleum Liquids | GT |  | S | 60.5 | 0.85 | 49 | 50 | 19 | N |  |  | N | IPP Non-CHP | 2 | X | KER | NG
All Other.PUR | other | FALSE | 56364 | United States Steel Granite City Works | 57072 | Granite City Works | IL | Madison | G-1 | All Other | ST |  | S | 78 | 0.95 | 78 | 78 | 2 | N |  |  | Y | Industrial CHP | 7 | T | PUR | BFG
Solar Thermal without Energy Storage.SUN | solar thermal | TRUE | 57499 | NRG Energy Services | 57073 | Ivanpah 2 | CA | San Bernardino | ST1 | Solar Thermal without Energy Storage | ST |  | W | 133.4 | 0.9 | 133.4 | 133.4 |  | N |  |  | N | IPP Non-CHP | 2 | X | SUN | NG
Solar Thermal without Energy Storage.SUN | solar thermal | TRUE | 57499 | NRG Energy Services | 57074 | Ivanpah 1 | CA | San Bernardino | ST1 | Solar Thermal without Energy Storage | ST |  | W | 126 | 0.9 | 126 | 126 |  | N |  |  | N | IPP Non-CHP | 2 | X | SUN | NG
Solar Thermal without Energy Storage.SUN | solar thermal | TRUE | 57499 | NRG Energy Services | 57075 | Ivanpah 3 | CA | San Bernardino | ST1 | Solar Thermal without Energy Storage | ST |  | W | 133.4 | 0.9 | 133.4 | 133.4 |  | N |  |  | N | IPP Non-CHP | 2 | X | SUN | NG
Other Waste Biomass.OBG | biomass | TRUE | 56367 | Columbus Water Works | 57076 | South Columbus Water Resource Facility | GA | Muscogee | GEN1 | Other Waste Biomass | IC |  | S | 1.8 | 0.8 | 1.8 | 1.8 | 1.5 | N |  |  | Y | Commercial CHP | 5 | T | OBG | NG
Other Waste Biomass.OBG | biomass | TRUE | 56367 | Columbus Water Works | 57076 | South Columbus Water Resource Facility | GA | Muscogee | GEN2 | Other Waste Biomass | IC |  | S | 1.8 | 0.8 | 1.8 | 1.8 | 1.5 | N |  |  | Y | Commercial CHP | 5 | T | OBG | NG
Onshore Wind Turbine.WND | onshore wind | TRUE | 59155 | Evergreen Wind, LLC | 57078 | Steel Winds II | NY | Erie | 1 | Onshore Wind Turbine | WT |  | S | 15 |  | 15 | 15 | 0 | N |  |  | N | IPP Non-CHP | 2 | X | WND
Onshore Wind Turbine.WND | onshore wind | TRUE | 61219 | Longroad Energy Services LLC | 57079 | Milford Wind Corridor I LLC | UT | Beaver | 1 | Onshore Wind Turbine | WT |  | S | 203.5 |  | 203.5 | 203.5 | 0 | N |  |  | N | IPP Non-CHP | 2 | X | WND
Onshore Wind Turbine.WND | onshore wind | TRUE | 59155 | Evergreen Wind, LLC | 57080 | Sheffield Wind | VT | Caledonia | 1 | Onshore Wind Turbine | WT |  | S | 40 |  | 40 | 40 | 0 | N |  |  | N | IPP Non-CHP | 2 | X | WND
Solar Photovoltaic.SUN | solar PV | TRUE | 56610 | Calpine Vineland Solar LLC | 57081 | Calpine Vineland Solar LLC | NJ | Cumberland | CVS1 | Solar Photovoltaic | PV |  | S | 2.3 |  | 2.3 | 2.3 |  | N |  |  | N | IPP Non-CHP | 2 | X | SUN
Solar Photovoltaic.SUN | solar PV | TRUE | 56610 | Calpine Vineland Solar LLC | 57081 | Calpine Vineland Solar LLC | NJ | Cumberland | CVS2 | Solar Photovoltaic | PV |  | S | 1.8 |  | 1.8 | 1.8 |  | N |  |  | N | IPP Non-CHP | 2 | X | SUN
Onshore Wind Turbine.WND | onshore wind | TRUE | 59155 | Evergreen Wind, LLC | 57082 | Kaheawa Wind Power II LLC | HI | Maui | 1 | Onshore Wind Turbine | WT |  | S | 21 |  | 21 | 21 | 0 | N |  |  | N | IPP Non-CHP | 2 | X | WND
Batteries.MWH | battery storage | 0 | 59155 | Evergreen Wind, LLC | 57082 | Kaheawa Wind Power II LLC | HI | Maui | 2 | Batteries | BA |  | S | 10 |  | 10 | 10 | 0 | N |  |  | N | IPP Non-CHP | 2 | X | MWH
Onshore Wind Turbine.WND | onshore wind | TRUE | 59155 | Evergreen Wind, LLC | 57083 | Bull Hill Wind Project | ME | Hancock | 1 | Onshore Wind Turbine | WT |  | S | 34.5 |  | 34.5 | 34.5 | 0 | N |  |  | N | IPP Non-CHP | 2 | X | WND
Conventional Hydroelectric.WAT | hydro | TRUE | 213 | Alaska Electric Light & Power Co. | 57085 | Lake Dorothy Hydroelectric Project | AK | Juneau | 1 | Conventional Hydroelectric | HY |  | S | 14.3 | 0.75 | 14.3 | 14.3 | 1 | N |  |  | N | Electric Utility | 1 | X | WAT
Onshore Wind Turbine.WND | onshore wind | TRUE | 59155 | Evergreen Wind, LLC | 57087 | Kahuku Wind Power LLC | HI | Honolulu | 1 | Onshore Wind Turbine | WT |  | S | 30 |  | 30 | 30 | 0 | N |  |  | N | IPP Non-CHP | 2 | X | WND
Onshore Wind Turbine.WND | onshore wind | TRUE | 65411 | Duke Energy Renewables Services | 57090 | Campbell Hill Windpower | WY | Converse | CHWF | Onshore Wind Turbine | WT |  | S | 99 |  | 99 | 99 | 0.1 | N |  |  | N | IPP Non-CHP | 2 | X | WND
Onshore Wind Turbine.WND | onshore wind | TRUE | 65411 | Duke Energy Renewables Services | 57091 | Silver Sage Windpower | WY | Laramie | SSW01 | Onshore Wind Turbine | WT |  | S | 42 |  | 42 | 42 | 0.1 | N |  |  | N | IPP Non-CHP | 2 | X | WND
Onshore Wind Turbine.WND | onshore wind | TRUE | 56394 | Chevron USA | 57093 | Casper Wind Farm | WY | Natrona | CWGT | Onshore Wind Turbine | WT |  | S | 17 |  | 17 | 17 | 10 | N |  |  | N | IPP Non-CHP | 2 | X | WND
Onshore Wind Turbine.WND | onshore wind | TRUE | 15399 | Avangrid Renewables LLC | 57094 | Streator Cayuga Ridge South | IL | Livingston | 1 | Onshore Wind Turbine | WT |  | S | 300 |  | 300 | 300 | 0 | N |  |  | N | IPP Non-CHP | 2 | X | WND
Onshore Wind Turbine.WND | onshore wind | TRUE | 15399 | Avangrid Renewables LLC | 57095 | Penascal II Wind Project LLC | TX | Kenedy | 1 | Onshore Wind Turbine | WT |  | S | 201.6 |  | 201.6 | 201.6 | 0 | N |  |  | N | IPP Non-CHP | 2 | X | WND
Onshore Wind Turbine.WND | onshore wind | TRUE | 15399 | Avangrid Renewables LLC | 57096 | Star Point Wind Project LLC | OR | Sherman | 1 | Onshore Wind Turbine | WT |  | S | 98.7 |  | 98.7 | 98.7 | 0 | N |  |  | N | IPP Non-CHP | 2 | X | WND
Onshore Wind Turbine.WND | onshore wind | TRUE | 15399 | Avangrid Renewables LLC | 57097 | Rugby Wind Power Project | ND | Pierce | 1 | Onshore Wind Turbine | WT |  | S | 149 |  | 149 | 149 | 0 | N |  |  | N | IPP Non-CHP | 2 | X | WND
Onshore Wind Turbine.WND | onshore wind | TRUE | 15399 | Avangrid Renewables LLC | 57098 | Dry Lake Wind LLC | AZ | Navajo | 1 | Onshore Wind Turbine | WT |  | S | 63 |  | 63 | 63 | 0 | N |  |  | N | IPP Non-CHP | 2 | X | WND
Wood/Wood Waste Biomass.BLQ | biomass | TRUE | 59348 | WestRock (WA) | 57099 | WestRock (WA) | WA | Pierce | STG1 | Wood/Wood Waste Biomass | ST |  | S | 64 | 1 | 55 | 55 | 15 | N |  |  | Y | Industrial CHP | 7 | T | BLQ | WDS
Landfill Gas.LFG | natural gas peaker | TRUE | 56396 | J&A-Santa Maria LLC | 57100 | Santa Maria LFG Power Plant | CA | Santa Barbara | EN01 | Landfill Gas | IC |  | S | 1.1 | 1 | 1 | 1 | 0.5 | N |  |  | Y | IPP CHP | 3 | T | LFG
Landfill Gas.LFG | natural gas peaker | TRUE | 56397 | J&A-Santa Maria II LLC | 57101 | J&A-Santa Maria II LLC | CA | Santa Barbara | 1 | Landfill Gas | IC |  | S | 1.4 | 1 | 1.4 | 1.4 | 0.7 | N |  |  | Y | IPP CHP | 3 | T | LFG
Landfill Gas.LFG | natural gas peaker | TRUE | 56395 | J&A-Whittier LLC | 57102 | Whittier LFG Power Plant #1 | CA | Los Angeles | EN01 | Landfill Gas | IC |  | S | 1.1 | 1 | 1 | 1 | 0.5 | N |  |  | Y | IPP CHP | 3 | T | LFG
Landfill Gas.LFG | natural gas peaker | TRUE | 56395 | J&A-Whittier LLC | 57102 | Whittier LFG Power Plant #1 | CA | Los Angeles | EN02 | Landfill Gas | IC |  | S | 1.1 | 1 | 1 | 1 | 0.5 | N |  |  | N | IPP CHP | 3 | X | LFG
Natural Gas Steam Turbine.NG | natural gas steam turbine | FALSE | 56406 | Newark America | 57103 | Newark America Mill | MA | Worcester | 1 | Natural Gas Steam Turbine | ST |  | S | 6.3 | 0.8 | 3 | 3 | 1 | N |  |  | Y | Industrial CHP | 7 | T | NG
Onshore Wind Turbine.WND | onshore wind | FALSE | 56410 | Mesalands Community College | 57106 | Mesalands Comm College Wind Turbine | NM | Quay | 1 | Onshore Wind Turbine | WT |  | S | 1.5 |  | 1.5 | 1.5 | 0.1 | N |  |  | N | Commercial Non-CHP | 4 | X | WND
Onshore Wind Turbine.WND | onshore wind | TRUE | 56409 | Milford Wind Corridor Stage II LLC | 57107 | Milford Wind Corridor Stage II LLC | UT | Beaver | 1 | Onshore Wind Turbine | WT |  | S | 102 |  | 102 | 102 | 0 | N |  |  | N | IPP Non-CHP | 2 | X | WND
Onshore Wind Turbine.WND | onshore wind | TRUE | 56416 | Blue Canyon Windpower V LLC | 57108 | Blue Canyon Windpower V LLC | OK | Caddo | GEN 1 | Onshore Wind Turbine | WT |  | S | 99 |  | 99 | 99 | 1 | N |  |  | N | IPP Non-CHP | 2 | X | WND
Onshore Wind Turbine.WND | onshore wind | TRUE | 56417 | Meadow Lake Wind Farm LLC | 57109 | Meadow Lake Wind Farm LLC | IN | White | GEN 1 | Onshore Wind Turbine | WT |  | S | 199.7 |  | 199.7 | 199.7 | 1.6 | N |  |  | N | IPP Non-CHP | 2 | X | WND
Onshore Wind Turbine.WND | onshore wind | TRUE | 56418 | Blackstone Wind Farm LLC | 57110 | Blackstone Wind Farm LLC | IL | Livingston | GEN 1 | Onshore Wind Turbine | WT |  | S | 106 |  | 106 | 106 | 102 | N |  |  | N | IPP Non-CHP | 2 | X | WND
Onshore Wind Turbine.WND | onshore wind | TRUE | 56419 | Lost Lakes Wind Farm LLC | 57111 | Lost Lakes Wind Farm LLC | IA | Dickinson | GEN 1 | Onshore Wind Turbine | WT |  | S | 100 |  | 100 | 100 | 1 | N |  |  | N | IPP Non-CHP | 2 | X | WND
Onshore Wind Turbine.WND | onshore wind | TRUE | 56420 | Meadow Lake Wind Farm II LLC | 57112 | Meadow Lake Wind Farm II LLC | IN | White | GEN1 | Onshore Wind Turbine | WT |  | S | 102.3 |  | 102.3 | 102.3 | 1.5 | N |  |  | N | IPP Non-CHP | 2 | X | WND
Onshore Wind Turbine.WND | onshore wind | TRUE | 56421 | Blackstone Wind Farm II LLC | 57113 | Blackstone Wind Farm II LLC | IL | Livingston | GEN 1 | Onshore Wind Turbine | WT |  | S | 200 |  | 200 | 200 | 198 | N |  |  | N | IPP Non-CHP | 2 | X | WND
Onshore Wind Turbine.WND | onshore wind | TRUE | 56423 | Meadow Lake Wind Farm III LLC | 57115 | Meadow Lake Wind Farm III LLC | IN | White | GEN 1 | Onshore Wind Turbine | WT |  | S | 103.5 |  | 103.5 | 103.5 | 1.4 | N |  |  | N | IPP Non-CHP | 2 | X | WND
Onshore Wind Turbine.WND | onshore wind | TRUE | 56424 | Quilt Block Wind Farm LLC | 57116 | Quilt Block Wind Farm LLC | WI | Lafayette | GEN 1 | Onshore Wind Turbine | WT |  | S | 98 |  | 98 | 98 | 2 | N |  |  | N | IPP Non-CHP | 2 | X | WND
Onshore Wind Turbine.WND | onshore wind | TRUE | 56246 | Greensburg Wind Farm, LLC | 57118 | Greensburg | KS | Kiowa | GEN 1 | Onshore Wind Turbine | WT |  | S | 12.5 |  | 12.5 | 12.5 | 0.1 | N |  |  | N | IPP Non-CHP | 2 | X | WND
Other Waste Biomass.AB | biomass | TRUE | 56413 | Koda Energy LLC | 57119 | Koda Biomass Plant | MN | Scott | 2222 | Other Waste Biomass | ST |  | S | 23.4 | 0.85 | 20.3 | 20.3 | 8 | N |  |  | Y | IPP CHP | 3 | B | AB | WDS | NG
Onshore Wind Turbine.WND | onshore wind | TRUE | 56415 | Wilton Wind II LLC | 57120 | Wilton Wind II LLC | ND | Burleigh | 1 | Onshore Wind Turbine | WT |  | S | 49.5 |  | 49.5 | 49.5 | 2.5 | N |  |  | N | IPP Non-CHP | 2 | X | WND
Onshore Wind Turbine.WND | onshore wind | TRUE | 56414 | Ashtabula Wind II LLC | 57121 | Ashtabula Wind II LLC | ND | Steele | 1 | Onshore Wind Turbine | WT |  | S | 120 |  | 120 | 120 | 6 | N |  |  | N | IPP Non-CHP | 2 | X | WND
Natural Gas Fired Combined Cycle.NG | natural gas combined cycle | FALSE | 56427 | University of California Irvine | 57122 | UCI Facilities Management Central Plant | CA | Orange | CTG1 | Natural Gas Fired Combined Cycle | CT | CC1 | S | 13.5 | 0.8 | 13.5 | 13.5 | 7.5 | N |  |  | Y | Commercial CHP | 5 | T | NG
Natural Gas Fired Combined Cycle.NG | natural gas combined cycle | FALSE | 56427 | University of California Irvine | 57122 | UCI Facilities Management Central Plant | CA | Orange | STG1 | Natural Gas Fired Combined Cycle | CA | CC1 | S | 5.5 | 0.8 | 5.5 | 5.5 | 0.5 | N |  |  | N | Commercial CHP | 5 | X | NG
Landfill Gas.LFG | natural gas peaker | TRUE | 57249 | EPP Renewable Energy | 57123 | Trail Ridge Landfill Gas Recovery | FL | Duval | 1 | Landfill Gas | IC |  | S | 1.6 | 0.95 | 1.5 | 1.5 | 0.6 | N |  |  | N | IPP Non-CHP | 2 | X | LFG
Landfill Gas.LFG | natural gas peaker | TRUE | 57249 | EPP Renewable Energy | 57123 | Trail Ridge Landfill Gas Recovery | FL | Duval | 2 | Landfill Gas | IC |  | S | 1.6 | 0.95 | 1.5 | 1.5 | 0.6 | N |  |  | N | IPP Non-CHP | 2 | X | LFG
Landfill Gas.LFG | natural gas peaker | TRUE | 57249 | EPP Renewable Energy | 57123 | Trail Ridge Landfill Gas Recovery | FL | Duval | 3 | Landfill Gas | IC |  | S | 1.6 | 0.95 | 1.5 | 1.5 | 0.6 | N |  |  | N | IPP Non-CHP | 2 | X | LFG
Landfill Gas.LFG | natural gas peaker | TRUE | 57249 | EPP Renewable Energy | 57123 | Trail Ridge Landfill Gas Recovery | FL | Duval | 4 | Landfill Gas | IC |  | S | 1.6 | 0.95 | 1.5 | 1.5 | 0.6 | N |  |  | N | IPP Non-CHP | 2 | X | LFG
Landfill Gas.LFG | natural gas peaker | TRUE | 57249 | EPP Renewable Energy | 57123 | Trail Ridge Landfill Gas Recovery | FL | Duval | 5 | Landfill Gas | IC |  | S | 1.6 | 0.95 | 1.5 | 1.5 | 0.6 | N |  |  | N | IPP Non-CHP | 2 | X | LFG
Landfill Gas.LFG | natural gas peaker | TRUE | 57249 | EPP Renewable Energy | 57123 | Trail Ridge Landfill Gas Recovery | FL | Duval | 6 | Landfill Gas | IC |  | S | 1.6 | 0.95 | 1.5 | 1.5 | 0.6 | N |  |  | N | IPP Non-CHP | 2 | X | LFG
Onshore Wind Turbine.WND | onshore wind | TRUE | 56592 | Idaho Wind Partners 1 LLC | 57124 | Payne's Ferry | ID | Twin Falls | PFWP | Onshore Wind Turbine | WT |  | S | 21 |  | 21 | 21 | 0 | N |  |  | N | IPP Non-CHP | 2 | X | WND
Onshore Wind Turbine.WND | onshore wind | TRUE | 56592 | Idaho Wind Partners 1 LLC | 57125 | Camp Reed | ID | Elmore | CRWP | Onshore Wind Turbine | WT |  | S | 22.5 |  | 22.5 | 22.5 | 0 | N |  |  | N | IPP Non-CHP | 2 | X | WND
Onshore Wind Turbine.WND | onshore wind | TRUE | 56592 | Idaho Wind Partners 1 LLC | 57126 | Yahoo Creek | ID | Twin Falls | YCWP | Onshore Wind Turbine | WT |  | S | 21 |  | 21 | 21 | 0 | N |  |  | N | IPP Non-CHP | 2 | X | WND
Landfill Gas.LFG | natural gas peaker | TRUE | 56440 | G2 Energy LLC | 57128 | G2 Energy Marion LLC | FL | Marion | 357 | Landfill Gas | IC |  | S | 1.6 | 1 | 1.5 | 1.5 | 0.1 | N |  |  | N | IPP Non-CHP | 2 | X | LFG
Landfill Gas.LFG | natural gas peaker | TRUE | 56440 | G2 Energy LLC | 57128 | G2 Energy Marion LLC | FL | Marion | 360 | Landfill Gas | IC |  | S | 0.8 | 1 | 0.8 | 0.8 | 0.1 | N |  |  | N | IPP Non-CHP | 2 | X | LFG
Onshore Wind Turbine.WND | onshore wind | TRUE | 56439 | Beaver Ridge Wind LLC | 57130 | Beaver Ridge Wind | ME | Waldo | BR1 | Onshore Wind Turbine | WT |  | S | 4.5 |  | 4.5 | 4.5 | 0.3 | N |  |  | N | IPP Non-CHP | 2 | X | WND
Onshore Wind Turbine.WND | onshore wind | TRUE | 64331 | DTE Sustainable Generation | 57131 | Stoney Corners Wind Farm | MI | Missaukee | SCWF1 | Onshore Wind Turbine | WT |  | S | 60 |  | 59 | 59 | 0 | N |  |  | N | IPP Non-CHP | 2 | X | WND
Landfill Gas.LFG | natural gas peaker | TRUE | 56440 | G2 Energy LLC | 57133 | G2 Energy Ostrom Road LLC | CA | Yuba | 359 | Landfill Gas | IC |  | S | 1.9 | 1 | 1.8 | 1.8 | 0.1 | N |  |  | N | IPP Non-CHP | 2 | X | LFG
Landfill Gas.LFG | natural gas peaker | TRUE | 56440 | G2 Energy LLC | 57133 | G2 Energy Ostrom Road LLC | CA | Yuba | 361 | Landfill Gas | IC |  | S | 1.6 | 1 | 1.5 | 1.5 | 0.1 | N |  |  | N | IPP Non-CHP | 2 | X | LFG
All Other.WH | other | TRUE | 34691 | Ormat Nevada Inc | 57134 | OREG 4 Peetz | CO | Logan | 1 | All Other | OT |  | S | 4.5 | 0.8 | 3 | 4.5 | 3 | N |  |  | N | IPP Non-CHP | 2 | X | WH
Onshore Wind Turbine.WND | onshore wind | TRUE | 64499 | Big Sky Wind LLC | 57135 | Big Sky Wind LLC | IL | Bureau | 1 | Onshore Wind Turbine | WT |  | W | 239.4 |  | 239.4 | 239.4 | 1 | N |  |  | N | IPP Non-CHP | 2 | X | WND
Onshore Wind Turbine.WND | onshore wind | TRUE | 56475 | Tuana Springs Energy, LLC | 57136 | Tuana Springs | ID | Twin Falls | 1 | Onshore Wind Turbine | WT |  | S | 16.8 |  | 16.8 | 16.8 | 0.1 | N |  |  | N | IPP Non-CHP | 2 | X | WND
Onshore Wind Turbine.WND | onshore wind | TRUE | 56483 | Eurus Combine Hills II LLC | 57137 | Eurus Combine Hills Turbine Ranch 2 | OR | Umatilla | 1 | Onshore Wind Turbine | WT |  | S | 66.1 |  | 66.1 | 66.1 | 1 | N |  |  | N | IPP Non-CHP | 2 | X | WND
Wood/Wood Waste Biomass.WDS | biomass | TRUE | 56476 | Ameresco | 57138 | Savannah River Site Biomass Cogen | SC | Aiken | 1 | Wood/Wood Waste Biomass | ST |  | W | 20.8 | 0.85 | 19 | 17 | 3 | N |  |  | Y | IPP CHP | 3 | T | WDS | TDF | DFO
Onshore Wind Turbine.WND | onshore wind | TRUE | 63081 | Exus North America Management Partners LLC | 57139 | Cambria Wind LLC | PA | Cambria | 1 | Onshore Wind Turbine | WT |  | W | 62.5 |  | 62.5 | 62.5 | 0 | N |  |  | N | IPP Non-CHP | 2 | X | WND
Solar Photovoltaic.SUN | solar PV | FALSE | 56493 | RV CSU Power LLC | 57141 | RV CSU Power LLC | CO | Larimer | CSU1 | Solar Photovoltaic | PV |  | S | 1.9 |  | 1.9 | 1.9 |  | N |  |  | N | Commercial Non-CHP | 4 | X | SUN
Onshore Wind Turbine.WND | onshore wind | TRUE | 49893 | Invenergy Services LLC | 57151 | Beech Ridge Energy LLC | WV | Greenbrier | GEN1 | Onshore Wind Turbine | WT |  | S | 100.5 |  | 100.5 | 100.5 | 0 | N |  |  | N | IPP Non-CHP | 2 | X | WND
Onshore Wind Turbine.WND | onshore wind | TRUE | 56499 | Harvest Wind Project TIC | 57152 | Harvest Wind Project | WA | Klickitat | HWP1 | Onshore Wind Turbine | WT |  | S | 98.9 |  | 98.9 | 98.9 | 0 | N |  |  | N | IPP Non-CHP | 2 | X | WND
Onshore Wind Turbine.WND | onshore wind | TRUE | 56506 | Langford Wind Power LLC | 57153 | Langford Wind Power | TX | Tom Green | 1 | Onshore Wind Turbine | WT |  | S | 150 |  | 150 | 150 | 0 | N |  |  | N | IPP Non-CHP | 2 | X | WND
Wood/Wood Waste Biomass.WDS | biomass | TRUE | 59186 | Mesquite Lake Water & Power Plant 1 | 57154 | Mesquite Lake Water & Power Plant 1 | CA | Imperial | 1209 | Wood/Wood Waste Biomass | ST |  | S | 18.1 | 0.85 | 13 | 13 | 10 | N |  |  | N | IPP Non-CHP | 2 | X | WDS
Onshore Wind Turbine.WND | onshore wind | TRUE | 15399 | Avangrid Renewables LLC | 57156 | Barton Chapel Wind Farm | TX | Jack | BC | Onshore Wind Turbine | WT |  | S | 120 |  | 120 | 120 | 0 | N |  |  | N | IPP Non-CHP | 2 | X | WND
Onshore Wind Turbine.WND | onshore wind | TRUE | 56514 | Windy Flats Partners LLC | 57159 | Windy Flats Wind Project | WA | Klickitat | GEN1 | Onshore Wind Turbine | WT |  | S | 262.2 |  | 262.2 | 262.2 | 0 | N |  |  | N | IPP Non-CHP | 2 | X | WND
Conventional Hydroelectric.WAT | hydro | TRUE | 56515 | White River Hydroelectric | 57160 | White River Lock and Dam 1 | AR | Independence | LD#1 | Conventional Hydroelectric | HY |  | S | 4.3 | 1 | 4.3 | 4.3 | 1 | N |  |  | N | IPP Non-CHP | 2 | X | WAT
Conventional Hydroelectric.WAT | hydro | TRUE | 56515 | White River Hydroelectric | 57161 | White River Lock and Dam 2 | AR | Independence | LD#2 | Conventional Hydroelectric | HY |  | S | 3.5 | 1 | 3.5 | 3.5 | 1 | N |  |  | N | IPP Non-CHP | 2 | X | WAT
Conventional Hydroelectric.WAT | hydro | TRUE | 56515 | White River Hydroelectric | 57162 | White River Lock and Dam 3 | AR | Stone | LD#3 | Conventional Hydroelectric | HY |  | S | 4.3 | 1 | 4.3 | 4.3 | 1 | N |  |  | N | IPP Non-CHP | 2 | X | WAT
Landfill Gas.LFG | natural gas peaker | FALSE | 11217 | Los Angeles County Sanitation | 57163 | Calabasas Gas to Energy Facility | CA | Los Angeles | GEN1 | Landfill Gas | GT |  | S | 4.6 | 0.8 | 3.3 | 3.6 | 3 | N |  |  | N | Commercial Non-CHP | 4 | X | LFG | NG
Landfill Gas.LFG | natural gas peaker | FALSE | 11217 | Los Angeles County Sanitation | 57163 | Calabasas Gas to Energy Facility | CA | Los Angeles | GEN3 | Landfill Gas | GT |  | S | 4.6 | 0.8 | 3.3 | 3.6 | 3 | N |  |  | N | Commercial Non-CHP | 4 | X | LFG | NG
Landfill Gas.LFG | natural gas peaker | TRUE | 54842 | WM Renewable Energy LLC | 57165 | Farmers Branch Renewable Energy Facility | TX | Denton | GEN1 | Landfill Gas | IC |  | S | 1.6 | 0.98 | 1.6 | 1.6 | 0.8 | N |  |  | N | IPP Non-CHP | 2 | X | LFG
Landfill Gas.LFG | natural gas peaker | TRUE | 54842 | WM Renewable Energy LLC | 57165 | Farmers Branch Renewable Energy Facility | TX | Denton | GEN2 | Landfill Gas | IC |  | S | 1.6 | 0.98 | 1.6 | 1.6 | 0.8 | N |  |  | N | IPP Non-CHP | 2 | X | LFG
Landfill Gas.LFG | natural gas peaker | TRUE | 54842 | WM Renewable Energy LLC | 57166 | Waste Management Lockwood LFGTE | NV | Washoe | GEN1 | Landfill Gas | IC |  | W | 1.6 | 0.98 | 1.6 | 1.6 | 0.8 | N |  |  | N | IPP Non-CHP | 2 | X | LFG
Landfill Gas.LFG | natural gas peaker | TRUE | 54842 | WM Renewable Energy LLC | 57166 | Waste Management Lockwood LFGTE | NV | Washoe | GEN2 | Landfill Gas | IC |  | W | 1.6 | 0.98 | 1.6 | 1.6 | 0.8 | N |  |  | N | IPP Non-CHP | 2 | X | LFG
Landfill Gas.LFG | natural gas peaker | TRUE | 54842 | WM Renewable Energy LLC | 57167 | Mesquite Creek LFGTE Project | TX | Comal | GEN1 | Landfill Gas | IC |  | S | 1.6 | 0.98 | 1.6 | 1.6 | 0.8 | N |  |  | N | IPP Non-CHP | 2 | X | LFG
Landfill Gas.LFG | natural gas peaker | TRUE | 54842 | WM Renewable Energy LLC | 57167 | Mesquite Creek LFGTE Project | TX | Comal | GEN2 | Landfill Gas | IC |  | S | 1.6 | 0.98 | 1.6 | 1.6 | 0.8 | N |  |  | N | IPP Non-CHP | 2 | X | LFG
Landfill Gas.LFG | natural gas peaker | TRUE | 54842 | WM Renewable Energy LLC | 57168 | Waste Management Naples LFGTE Project | FL | Collier | GEN1 | Landfill Gas | IC |  | S | 0.8 | 0.98 | 0.8 | 0.8 | 0.5 | N |  |  | N | IPP Non-CHP | 2 | X | LFG
Landfill Gas.LFG | natural gas peaker | TRUE | 54842 | WM Renewable Energy LLC | 57168 | Waste Management Naples LFGTE Project | FL | Collier | GEN2 | Landfill Gas | IC |  | S | 0.8 | 0.98 | 0.8 | 0.8 | 0.5 | N |  |  | N | IPP Non-CHP | 2 | X | LFG
Landfill Gas.LFG | natural gas peaker | TRUE | 54842 | WM Renewable Energy LLC | 57168 | Waste Management Naples LFGTE Project | FL | Collier | GEN3 | Landfill Gas | IC |  | S | 0.8 | 0.98 | 0.8 | 0.8 | 0.5 | N |  |  | N | IPP Non-CHP | 2 | X | LFG
Landfill Gas.LFG | natural gas peaker | TRUE | 54842 | WM Renewable Energy LLC | 57168 | Waste Management Naples LFGTE Project | FL | Collier | GEN4 | Landfill Gas | IC |  | S | 0.8 | 0.98 | 0.8 | 0.8 | 0.5 | N |  |  | N | IPP Non-CHP | 2 | X | LFG
Landfill Gas.LFG | natural gas peaker | TRUE | 54842 | WM Renewable Energy LLC | 57168 | Waste Management Naples LFGTE Project | FL | Collier | GEN5 | Landfill Gas | IC |  | S | 0.8 | 0.98 | 0.8 | 0.8 | 0.5 | N |  |  | N | IPP Non-CHP | 2 | X | LFG
Landfill Gas.LFG | natural gas peaker | TRUE | 54842 | WM Renewable Energy LLC | 57169 | Waste Management Piedmont LFGTE Project | NC | Forsyth | GEN1 | Landfill Gas | IC |  | W | 0.8 | 0.98 | 0.8 | 0.8 | 0.5 | N |  |  | N | IPP Non-CHP | 2 | X | LFG
Landfill Gas.LFG | natural gas peaker | TRUE | 54842 | WM Renewable Energy LLC | 57169 | Waste Management Piedmont LFGTE Project | NC | Forsyth | GEN2 | Landfill Gas | IC |  | W | 0.8 | 0.98 | 0.8 | 0.8 | 0.5 | N |  |  | N | IPP Non-CHP | 2 | X | LFG
Landfill Gas.LFG | natural gas peaker | TRUE | 54842 | WM Renewable Energy LLC | 57169 | Waste Management Piedmont LFGTE Project | NC | Forsyth | GEN3 | Landfill Gas | IC |  | W | 0.8 | 0.98 | 0.8 | 0.8 | 0.5 | N |  |  | N | IPP Non-CHP | 2 | X | LFG
Landfill Gas.LFG | natural gas peaker | TRUE | 54842 | WM Renewable Energy LLC | 57170 | Suburban Landfill Gas Recovery | OH | Perry | GEN1 | Landfill Gas | IC |  | S | 0.8 | 0.98 | 0.8 | 0.8 | 0.5 | N |  |  | N | IPP Non-CHP | 2 | X | LFG
Landfill Gas.LFG | natural gas peaker | TRUE | 54842 | WM Renewable Energy LLC | 57170 | Suburban Landfill Gas Recovery | OH | Perry | GEN2 | Landfill Gas | IC |  | S | 0.8 | 0.98 | 0.8 | 0.8 | 0.5 | N |  |  | N | IPP Non-CHP | 2 | X | LFG
Landfill Gas.LFG | natural gas peaker | TRUE | 54842 | WM Renewable Energy LLC | 57170 | Suburban Landfill Gas Recovery | OH | Perry | GEN3 | Landfill Gas | IC |  | S | 0.8 | 0.98 | 0.8 | 0.8 | 0.5 | N |  |  | N | IPP Non-CHP | 2 | X | LFG
Landfill Gas.LFG | natural gas peaker | TRUE | 54842 | WM Renewable Energy LLC | 57170 | Suburban Landfill Gas Recovery | OH | Perry | GEN4 | Landfill Gas | IC |  | S | 0.8 | 0.98 | 0.8 | 0.8 | 0.5 | N |  |  | N | IPP Non-CHP | 2 | X | LFG
Landfill Gas.LFG | natural gas peaker | TRUE | 54842 | WM Renewable Energy LLC | 57170 | Suburban Landfill Gas Recovery | OH | Perry | GEN5 | Landfill Gas | IC |  | S | 0.8 | 0.98 | 0.8 | 0.8 | 0.5 | N |  |  | N | IPP Non-CHP | 2 | X | LFG
Landfill Gas.LFG | natural gas peaker | TRUE | 54842 | WM Renewable Energy LLC | 57170 | Suburban Landfill Gas Recovery | OH | Perry | GEN6 | Landfill Gas | IC |  | S | 0.8 | 0.98 | 0.8 | 0.8 | 0.5 | N |  |  | N | IPP Non-CHP | 2 | X | LFG
Landfill Gas.LFG | natural gas peaker | TRUE | 54842 | WM Renewable Energy LLC | 57170 | Suburban Landfill Gas Recovery | OH | Perry | GEN7 | Landfill Gas | IC |  | S | 0.8 | 0.98 | 0.8 | 0.8 | 0.5 | N |  |  | N | IPP Non-CHP | 2 | X | LFG
Onshore Wind Turbine.WND | onshore wind | TRUE | 12199 | Montana-Dakota Utilities Co | 57171 | Cedar Hills Wind Farm | ND | Bowman | 1 | Onshore Wind Turbine | WT |  | S | 19.5 |  | 19.5 | 19.5 | 0.1 | N |  |  | N | Electric Utility | 1 | X | WND
All Other.WH | other | TRUE | 12199 | Montana-Dakota Utilities Co | 57172 | Glen Ullin Station 6 | ND | Morton | 1 | All Other | ST |  | S | 5.3 | 0.8 | 5.3 | 5.3 | 0.5 | N |  |  | N | Electric Utility | 1 | X | WH
Onshore Wind Turbine.WND | onshore wind | TRUE | 56523 | Colorado Highlands Wind LLC | 57174 | Colorado Highlands Wind | CO | Logan | CHW1 | Onshore Wind Turbine | WT |  | S | 71 |  | 71 | 71 | 0 | N |  |  | N | IPP Non-CHP | 2 | X | WND
Onshore Wind Turbine.WND | onshore wind | TRUE | 56523 | Colorado Highlands Wind LLC | 57174 | Colorado Highlands Wind | CO | Logan | CHW2 | Onshore Wind Turbine | WT |  | S | 25.1 |  | 25.1 | 25.1 | 0 | N |  |  | N | IPP Non-CHP | 2 | X | WND
Onshore Wind Turbine.WND | onshore wind | FALSE | 56518 | First State Marine Wind | 57176 | University of Delaware Wind Turbine | DE | Sussex | FSMW | Onshore Wind Turbine | WT |  | J | 2 |  | 2 | 2 | 0.1 | N |  |  | N | Commercial Non-CHP | 4 | X | WND
Onshore Wind Turbine.WND | onshore wind | TRUE | 56520 | Meadow Lake Wind Farm IV LLC | 57177 | Meadow Lake Wind Farm IV | IN | White | GEN 1 | Onshore Wind Turbine | WT |  | S | 105.7 |  | 105.7 | 105.7 | 0.7 | N |  |  | N | IPP Non-CHP | 2 | X | WND
Natural Gas Fired Combustion Turbine.NG | natural gas peaker | FALSE | 65384 | Cartier Energy, LLC | 57179 | HSCo CHP | CT | Hartford | 1 | Natural Gas Fired Combustion Turbine | GT |  | S | 4 | 1 | 3.5 | 4 | 1 | N | 10 | 2039 | Y | Commercial CHP | 5 | T | NG
Onshore Wind Turbine.WND | onshore wind | TRUE | 57249 | EPP Renewable Energy | 57182 | PPL Frey Farm Landfill Wind | PA | Lancaster | 1 | Onshore Wind Turbine | WT |  | S | 3.2 |  | 3.2 | 3.2 | 0.1 | N |  |  | N | IPP Non-CHP | 2 | X | WND
Conventional Hydroelectric.WAT | hydro | TRUE | 59178 | Brookfield Black Bear Hydro, LLC | 57184 | Orono Hydro Station | ME | Penobscot | 1 | Conventional Hydroelectric | HY |  | S | 0.5 | 0.8 | 0.5 | 0.5 | 0.2 | N |  |  | N | IPP Non-CHP | 2 | X | WAT
Conventional Hydroelectric.WAT | hydro | TRUE | 59178 | Brookfield Black Bear Hydro, LLC | 57184 | Orono Hydro Station | ME | Penobscot | 2 | Conventional Hydroelectric | HY |  | S | 0.6 | 0.8 | 0.6 | 0.6 | 0.2 | N |  |  | N | IPP Non-CHP | 2 | X | WAT
Conventional Hydroelectric.WAT | hydro | TRUE | 59178 | Brookfield Black Bear Hydro, LLC | 57184 | Orono Hydro Station | ME | Penobscot | 3 | Conventional Hydroelectric | HY |  | S | 0.8 | 0.8 | 0.8 | 0.8 | 0.3 | N |  |  | N | IPP Non-CHP | 2 | X | WAT
Conventional Hydroelectric.WAT | hydro | TRUE | 59178 | Brookfield Black Bear Hydro, LLC | 57184 | Orono Hydro Station | ME | Penobscot | 4 | Conventional Hydroelectric | HY |  | S | 0.8 | 0.8 | 0.8 | 0.8 | 0.3 | N |  |  | N | IPP Non-CHP | 2 | X | WAT
Natural Gas Fired Combined Cycle.NG | natural gas combined cycle | TRUE | 56534 | Cricket Valley Energy Center LLC | 57185 | Cricket Valley Energy | NY | Dutchess | U001 | Natural Gas Fired Combined Cycle | CA | CCG1 | W | 174.2 | 0.85 | 143.3 | 150.3 |  | N |  |  | N | IPP Non-CHP | 2 | X | NG
Natural Gas Fired Combined Cycle.NG | natural gas combined cycle | TRUE | 56534 | Cricket Valley Energy Center LLC | 57185 | Cricket Valley Energy | NY | Dutchess | U002 | Natural Gas Fired Combined Cycle | CA | CCG2 | W | 174.2 | 0.85 | 143.3 | 150.3 |  | N |  |  | N | IPP Non-CHP | 2 | X | NG
Natural Gas Fired Combined Cycle.NG | natural gas combined cycle | TRUE | 56534 | Cricket Valley Energy Center LLC | 57185 | Cricket Valley Energy | NY | Dutchess | U003 | Natural Gas Fired Combined Cycle | CA | CCG3 | W | 174.2 | 0.85 | 143.3 | 150.3 |  | N |  |  | N | IPP Non-CHP | 2 | X | NG
Natural Gas Fired Combined Cycle.NG | natural gas combined cycle | TRUE | 56534 | Cricket Valley Energy Center LLC | 57185 | Cricket Valley Energy | NY | Dutchess | U004 | Natural Gas Fired Combined Cycle | CT | CCG1 | W | 263.3 | 0.85 | 195.4 | 229.1 |  | N |  |  | N | IPP Non-CHP | 2 | X | NG
Natural Gas Fired Combined Cycle.NG | natural gas combined cycle | TRUE | 56534 | Cricket Valley Energy Center LLC | 57185 | Cricket Valley Energy | NY | Dutchess | U005 | Natural Gas Fired Combined Cycle | CT | CCG2 | W | 263.3 | 0.85 | 195.4 | 229.1 |  | N |  |  | N | IPP Non-CHP | 2 | X | NG
Natural Gas Fired Combined Cycle.NG | natural gas combined cycle | TRUE | 56534 | Cricket Valley Energy Center LLC | 57185 | Cricket Valley Energy | NY | Dutchess | U006 | Natural Gas Fired Combined Cycle | CT | CCG3 | W | 263.3 | 0.85 | 195.4 | 229.1 |  | N |  |  | N | IPP Non-CHP | 2 | X | NG
Landfill Gas.LFG | natural gas peaker | TRUE | 64137 | Chautauqua Green Energy, LLC | 57186 | Chautauqua LFGTE Facility | NY | Chautauqua | GEN1 | Landfill Gas | IC |  | W | 1.6 | 0.8 | 1.6 | 1.6 | 0.8 | N |  |  | N | IPP Non-CHP | 2 | X | LFG
Landfill Gas.LFG | natural gas peaker | TRUE | 64137 | Chautauqua Green Energy, LLC | 57186 | Chautauqua LFGTE Facility | NY | Chautauqua | GEN2 | Landfill Gas | IC |  | W | 1.6 | 0.8 | 1.6 | 1.6 | 0.8 | N |  |  | N | IPP Non-CHP | 2 | X | LFG
Landfill Gas.LFG | natural gas peaker | TRUE | 64137 | Chautauqua Green Energy, LLC | 57186 | Chautauqua LFGTE Facility | NY | Chautauqua | GEN3 | Landfill Gas | IC |  | W | 1.6 | 0.8 | 1.6 | 1.6 | 0.8 | N |  |  | N | IPP Non-CHP | 2 | X | LFG
Landfill Gas.LFG | natural gas peaker | TRUE | 64137 | Chautauqua Green Energy, LLC | 57186 | Chautauqua LFGTE Facility | NY | Chautauqua | GEN4 | Landfill Gas | IC |  | W | 1.6 | 0.8 | 1.6 | 1.6 | 0.8 | N |  |  | N | IPP Non-CHP | 2 | X | LFG
Landfill Gas.LFG | natural gas peaker | TRUE | 64137 | Chautauqua Green Energy, LLC | 57186 | Chautauqua LFGTE Facility | NY | Chautauqua | GEN5 | Landfill Gas | IC |  | W | 1.6 | 0.8 | 1.6 | 1.6 | 0.8 | N |  |  | N | IPP Non-CHP | 2 | X | LFG
Landfill Gas.LFG | natural gas peaker | TRUE | 64137 | Chautauqua Green Energy, LLC | 57186 | Chautauqua LFGTE Facility | NY | Chautauqua | GEN6 | Landfill Gas | IC |  | W | 1.6 | 0.8 | 1.6 | 1.6 | 0.8 | N |  |  | N | IPP Non-CHP | 2 | X | LFG
Onshore Wind Turbine.WND | onshore wind | TRUE | 10433 | Kodiak Electric Assn Inc | 57187 | Pillar Mountain Wind Project Microgrid | AK | Kodiak Island | 1 | Onshore Wind Turbine | WT |  | S | 4.5 |  | 4.5 | 4.5 | 0 | N |  |  | N | Electric Utility | 1 | X | WND
Onshore Wind Turbine.WND | onshore wind | TRUE | 10433 | Kodiak Electric Assn Inc | 57187 | Pillar Mountain Wind Project Microgrid | AK | Kodiak Island | 2 | Onshore Wind Turbine | WT |  | S | 4.5 |  | 4.5 | 4.5 | 0 | N |  |  | N | Electric Utility | 1 | X | WND
Onshore Wind Turbine.WND | onshore wind | TRUE | 49893 | Invenergy Services LLC | 57188 | Vantage Wind Energy LLC | WA | Kittitas | 1 | Onshore Wind Turbine | WT |  | S | 90 |  | 90 | 90 | 0 | N |  |  | N | IPP Non-CHP | 2 | X | WND
Onshore Wind Turbine.WND | onshore wind | TRUE | 56545 | Pattern Operators LP | 57189 | Lost Creek Wind Energy Facility | MO | DeKalb | LCW | Onshore Wind Turbine | WT |  | S | 150 |  | 150 | 150 | 150 | N |  |  | N | IPP Non-CHP | 2 | X | WND
Conventional Hydroelectric.WAT | hydro | TRUE | 57280 | Eagle Creek Renewable Energy, LLC | 57190 | Little Quinnesec Falls Hydro Project | WI | Marinette | UNIT1 | Conventional Hydroelectric | HY |  | W | 1.9 | 0.9 | 1.9 | 1.9 | 0.3 | N |  |  | N | IPP Non-CHP | 2 | X | WAT
Conventional Hydroelectric.WAT | hydro | TRUE | 57280 | Eagle Creek Renewable Energy, LLC | 57190 | Little Quinnesec Falls Hydro Project | WI | Marinette | UNIT2 | Conventional Hydroelectric | HY |  | W | 0.8 | 0.9 | 0.8 | 0.8 | 0.1 | N |  |  | N | IPP Non-CHP | 2 | X | WAT
Conventional Hydroelectric.WAT | hydro | TRUE | 57280 | Eagle Creek Renewable Energy, LLC | 57190 | Little Quinnesec Falls Hydro Project | WI | Marinette | UNIT3 | Conventional Hydroelectric | HY |  | W | 1.9 | 0.9 | 1.9 | 1.9 | 0.3 | N |  |  | N | IPP Non-CHP | 2 | X | WAT
Conventional Hydroelectric.WAT | hydro | TRUE | 57280 | Eagle Creek Renewable Energy, LLC | 57190 | Little Quinnesec Falls Hydro Project | WI | Marinette | UNIT4 | Conventional Hydroelectric | HY |  | W | 1 | 0.9 | 1 | 1 | 0.1 | N |  |  | N | IPP Non-CHP | 2 | X | WAT
Conventional Hydroelectric.WAT | hydro | TRUE | 57280 | Eagle Creek Renewable Energy, LLC | 57190 | Little Quinnesec Falls Hydro Project | WI | Marinette | UNIT5 | Conventional Hydroelectric | HY |  | W | 1 | 0.9 | 1 | 1 | 0.1 | N |  |  | N | IPP Non-CHP | 2 | X | WAT
Conventional Hydroelectric.WAT | hydro | TRUE | 57280 | Eagle Creek Renewable Energy, LLC | 57190 | Little Quinnesec Falls Hydro Project | WI | Marinette | UNIT6 | Conventional Hydroelectric | HY |  | W | 2.4 | 0.9 | 2.4 | 2.4 | 0.4 | N |  |  | N | IPP Non-CHP | 2 | X | WAT
Solar Photovoltaic.SUN | solar PV | TRUE | 64696 | Luminace Solar Chicago, LLC | 57191 | Exelon Solar Chicago | IL | Cook | ECS1 | Solar Photovoltaic | PV |  | S | 9 |  | 9 | 9 |  | N |  |  | N | IPP Non-CHP | 2 | X | SUN
Onshore Wind Turbine.WND | onshore wind | TRUE | 56545 | Pattern Operators LP | 57192 | Spring Valley Wind Project | NV | White Pine | WTG | Onshore Wind Turbine | WT |  | W | 150 |  | 150 | 150 | 150 | N |  |  | N | IPP Non-CHP | 2 | X | WND
Onshore Wind Turbine.WND | onshore wind | TRUE | 56561 | Day County Wind LLC | 57194 | Day County Wind LLC | SD | Day | GE15 | Onshore Wind Turbine | WT |  | S | 99 |  | 99 | 99 | 5 | N |  |  | N | IPP Non-CHP | 2 | X | WND
Onshore Wind Turbine.WND | onshore wind | TRUE | 15500 | Puget Sound Energy Inc | 57195 | Lower Snake River Wind Energy Project | WA | Garfield | LSR 1 | Onshore Wind Turbine | WT |  | S | 342.7 |  | 342.7 | 342.7 | 0 | N |  |  | N | Electric Utility | 1 | X | WND
Petroleum Liquids.DFO | petroleum | TRUE | 13630 | North Carolina Mun Power Agny #1 | 57196 | High Point, POLO | NC | Guilford | 1 | Petroleum Liquids | IC |  | S | 1.8 | 0.8 | 1.8 | 1.8 | 0.1 | N |  |  | N | Electric Utility | 1 | X | DFO
Solar Photovoltaic.SUN | solar PV | TRUE | 65411 | Duke Energy Renewables Services | 57197 | Blue Wing Solar Energy Generation | TX | Bexar | 1 | Solar Photovoltaic | PV |  | S | 13.9 |  | 13.5 | 13.5 |  | N |  |  | N | IPP Non-CHP | 2 | X | SUN
Onshore Wind Turbine.WND | onshore wind | TRUE | 20856 | Wisconsin Power & Light Co | 57198 | Bent Tree Wind Farm Phase 1 | MN | Freeborn | 1 | Onshore Wind Turbine | WT |  | S | 201.3 | 0.9 | 201.3 | 201.3 | 0.4 | N |  |  | N | Electric Utility | 1 | X | WND
Onshore Wind Turbine.WND | onshore wind | TRUE | 20847 | Wisconsin Electric Power Co | 57199 | Glacier Hills | WI | Columbia | 1 | Onshore Wind Turbine | WT |  | S | 162 |  | 162 | 162 | 0 | N |  |  | N | Electric Utility | 1 | X | WND
Solar Photovoltaic.SUN | solar PV | TRUE | 65411 | Duke Energy Renewables Services | 57200 | Shelby Solar Energy Generation Facility | NC | Cleveland | 1 | Solar Photovoltaic | PV |  | S | 1 |  | 1 | 1 |  | N |  |  | N | IPP Non-CHP | 2 | X | SUN
Onshore Wind Turbine.WND | onshore wind | TRUE | 56555 | FPL Energy Montezuma Wind | 57201 | FPL Energy Montezuma Winds LLC | CA | Solano | S2.3 | Onshore Wind Turbine | WT |  | S | 36.8 |  | 36.8 | 36.8 | 1.8 | N |  |  | N | IPP Non-CHP | 2 | X | WND
Solar Photovoltaic.SUN | solar PV | TRUE | 56582 | Jacksonville Solar LLC | 57202 | Jacksonville Solar | FL | Duval | 1 | Solar Photovoltaic | PV |  | S | 12.6 |  | 12.5 | 12.5 |  | N |  |  | N | IPP Non-CHP | 2 | X | SUN
Solar Photovoltaic.SUN | solar PV | TRUE | 56583 | Wyandot Solar LLC | 57203 | Wyandot Solar Farm | OH | Wyandot | 1 | Solar Photovoltaic | PV |  | S | 10 |  | 10 | 10 |  | N |  |  | N | IPP Non-CHP | 2 | X | SUN
Solar Photovoltaic.SUN | solar PV | TRUE | 56584 | PSEG Solar Hackettstown LLC | 57204 | PSEG Hackettstown | NJ | Warren | 1 | Solar Photovoltaic | PV |  | S | 2 |  | 2.2 | 2.2 |  | N |  |  | N | IPP Non-CHP | 2 | X | SUN
Solar Photovoltaic.SUN | solar PV | TRUE | 56769 | Consolidated Edison Development Inc. | 57205 | CM48 | NV | Clark | PV02 | Solar Photovoltaic | PV |  | S | 8 |  | 8 | 8 |  | N |  |  | N | IPP Non-CHP | 2 | X | SUN
Solar Photovoltaic.SUN | solar PV | TRUE | 56769 | Consolidated Edison Development Inc. | 57205 | CM48 | NV | Clark | PV03 | Solar Photovoltaic | PV |  | S | 10 |  | 10 | 10 |  | N |  |  | N | IPP Non-CHP | 2 | X | SUN
Solar Photovoltaic.SUN | solar PV | TRUE | 56769 | Consolidated Edison Development Inc. | 57205 | CM48 | NV | Clark | PV04 | Solar Photovoltaic | PV |  | S | 10 |  | 10 | 10 |  | N |  |  | N | IPP Non-CHP | 2 | X | SUN
Solar Photovoltaic.SUN | solar PV | TRUE | 56769 | Consolidated Edison Development Inc. | 57205 | CM48 | NV | Clark | PV05 | Solar Photovoltaic | PV |  | S | 10 |  | 10 | 10 |  | N |  |  | N | IPP Non-CHP | 2 | X | SUN
Solar Photovoltaic.SUN | solar PV | TRUE | 56769 | Consolidated Edison Development Inc. | 57205 | CM48 | NV | Clark | PV06 | Solar Photovoltaic | PV |  | S | 10 |  | 10 | 10 |  | N |  |  | N | IPP Non-CHP | 2 | X | SUN
Natural Gas Fired Combustion Turbine.NG | natural gas peaker | TRUE | 19558 | Homer Electric Assn Inc | 57206 | Soldotna | AK | Kenai Peninsula | 1 | Natural Gas Fired Combustion Turbine | GT |  | S | 50 | 0.95 | 44 | 49 | 5 | N |  |  | N | Electric Utility | 1 | X | NG
Batteries.MWH | battery storage | 0 | 19558 | Homer Electric Assn Inc | 57206 | Soldotna | AK | Kenai Peninsula | 3 | Batteries | BA |  | S | 46.5 |  | 46.5 | 46.5 | 0 | N |  |  | N | Electric Utility | 1 | X | MWH
Petroleum Liquids.DFO | petroleum | FALSE | 18981 | Thomson Corp | 57207 | Thomson Reuters Data Center Bldg ES101 | MN | Dakota | 1 | Petroleum Liquids | IC |  | S | 1.2 | 0.8 | 0.6 | 0.4 | 0 | N |  |  | N | Commercial Non-CHP | 4 | X | DFO
Petroleum Liquids.DFO | petroleum | FALSE | 18981 | Thomson Corp | 57208 | Thomson Reuters Data Center Bldg H | MN | Dakota | 1 | Petroleum Liquids | IC |  | S | 2 | 0.8 | 0.6 | 0.4 | 0 | N |  |  | N | Commercial Non-CHP | 4 | X | DFO
Petroleum Liquids.DFO | petroleum | FALSE | 18981 | Thomson Corp | 57208 | Thomson Reuters Data Center Bldg H | MN | Dakota | 2 | Petroleum Liquids | IC |  | S | 2 | 0.8 | 0.6 | 0.4 | 0 | N |  |  | N | Commercial Non-CHP | 4 | X | DFO
Petroleum Liquids.DFO | petroleum | FALSE | 18981 | Thomson Corp | 57208 | Thomson Reuters Data Center Bldg H | MN | Dakota | 3 | Petroleum Liquids | IC |  | S | 2 | 0.8 | 0.6 | 0.4 | 0 | N |  |  | N | Commercial Non-CHP | 4 | X | DFO
Petroleum Liquids.DFO | petroleum | FALSE | 18981 | Thomson Corp | 57208 | Thomson Reuters Data Center Bldg H | MN | Dakota | 4 | Petroleum Liquids | IC |  | S | 2 | 0.8 | 0.6 | 0.4 | 0 | N |  |  | N | Commercial Non-CHP | 4 | X | DFO
Onshore Wind Turbine.WND | onshore wind | TRUE | 55963 | AE Power Services LLC | 57210 | Cedar Creek II | CO | Weld | 1 | Onshore Wind Turbine | WT |  | J | 248.3 |  | 248.3 | 248.3 | 1.4 | N |  |  | N | IPP Non-CHP | 2 | X | WND
Onshore Wind Turbine.WND | onshore wind | TRUE | 55963 | AE Power Services LLC | 57211 | Goshen Phase II | ID | Bonneville | 1 | Onshore Wind Turbine | WT |  | J | 124.5 |  | 124.5 | 124.5 | 1.7 | N |  |  | N | IPP Non-CHP | 2 | X | WND
Onshore Wind Turbine.WND | onshore wind | TRUE | 56215 | RWE Renewables Americas, LLC | 57212 | Papalote Creek II LLC | TX | San Patricio | 1 | Onshore Wind Turbine | WT |  | S | 200.1 |  | 200.1 | 200.1 | 0 | N |  |  | N | IPP Non-CHP | 2 | X | WND
Geothermal.GEO | geothermal | TRUE | 56657 | ENEL Salt Wells LLC | 57213 | ENEL Salt Wells LLC | NV | Churchill | 101 | Geothermal | BT |  | S | 11.8 | 1 | 10.1 | 14.3 | 0.1 | N |  |  | N | IPP Non-CHP | 2 | X | GEO
Geothermal.GEO | geothermal | TRUE | 56657 | ENEL Salt Wells LLC | 57213 | ENEL Salt Wells LLC | NV | Churchill | 201 | Geothermal | BT |  | S | 11.8 | 1 | 10.1 | 14.3 | 0.1 | N |  |  | N | IPP Non-CHP | 2 | X | GEO
Onshore Wind Turbine.WND | onshore wind | TRUE | 20214 | Waverly Municipal Elec Utility | 57214 | Waverly Community Wind Project | IA | Bremer | CAN1 | Onshore Wind Turbine | WT |  | S | 0.9 |  | 0.9 | 0.9 | 0.1 | N |  |  | N | Electric Utility | 1 | X | WND
Onshore Wind Turbine.WND | onshore wind | TRUE | 20214 | Waverly Municipal Elec Utility | 57214 | Waverly Community Wind Project | IA | Bremer | CAN2 | Onshore Wind Turbine | WT |  | S | 0.9 |  | 0.9 | 0.9 | 0.1 | N |  |  | N | Electric Utility | 1 | X | WND
Onshore Wind Turbine.WND | onshore wind | TRUE | 20214 | Waverly Municipal Elec Utility | 57214 | Waverly Community Wind Project | IA | Bremer | SK4 | Onshore Wind Turbine | WT |  | S | 0.9 |  | 0.9 | 0.9 | 0.1 | N |  |  | N | Electric Utility | 1 | X | WND
Solar Photovoltaic.SUN | solar PV | TRUE | 19391 | UGI Development Co | 57216 | Crayola Solar Project | PA | Northampton | 1 | Solar Photovoltaic | PV |  | S | 1 |  | 1 | 1 |  | N |  |  | N | IPP Non-CHP | 2 | X | SUN
Solar Photovoltaic.SUN | solar PV | TRUE | 19391 | UGI Development Co | 57216 | Crayola Solar Project | PA | Northampton | 2 | Solar Photovoltaic | PV |  | S | 1 |  | 1 | 1 |  | N |  |  | N | IPP Non-CHP | 2 | X | SUN
Solar Photovoltaic.SUN | solar PV | TRUE | 19391 | UGI Development Co | 57216 | Crayola Solar Project | PA | Northampton | 3 | Solar Photovoltaic | PV |  | S | 0.8 |  | 0.8 | 0.8 |  | N |  |  | N | IPP Non-CHP | 2 | X | SUN
Solar Photovoltaic.SUN | solar PV | TRUE | 17609 | Southern California Edison Co | 57217 | Solar Photovoltaic Project #03 | CA | San Bernardino | S003A | Solar Photovoltaic | PV |  | S | 0.5 |  | 0.5 | 0.5 |  | N |  |  | N | Electric Utility | 1 | X | SUN
Solar Photovoltaic.SUN | solar PV | TRUE | 17609 | Southern California Edison Co | 57217 | Solar Photovoltaic Project #03 | CA | San Bernardino | S003B | Solar Photovoltaic | PV |  | S | 0.5 |  | 0.5 | 0.5 |  | N |  |  | N | Electric Utility | 1 | X | SUN
Solar Photovoltaic.SUN | solar PV | TRUE | 17609 | Southern California Edison Co | 57219 | Solar Photovoltaic Project #05 | CA | San Bernardino | S005A | Solar Photovoltaic | PV |  | S | 0.5 |  | 0.5 | 0.5 |  | N |  |  | N | Electric Utility | 1 | X | SUN
Solar Photovoltaic.SUN | solar PV | TRUE | 17609 | Southern California Edison Co | 57219 | Solar Photovoltaic Project #05 | CA | San Bernardino | S005B | Solar Photovoltaic | PV |  | S | 0.5 |  | 0.5 | 0.5 |  | N |  |  | N | Electric Utility | 1 | X | SUN
Solar Photovoltaic.SUN | solar PV | TRUE | 17609 | Southern California Edison Co | 57219 | Solar Photovoltaic Project #05 | CA | San Bernardino | S005C | Solar Photovoltaic | PV |  | S | 0.5 |  | 0.5 | 0.5 |  | N |  |  | N | Electric Utility | 1 | X | SUN
Solar Photovoltaic.SUN | solar PV | TRUE | 17609 | Southern California Edison Co | 57219 | Solar Photovoltaic Project #05 | CA | San Bernardino | S005D | Solar Photovoltaic | PV |  | S | 0.5 |  | 0.5 | 0.5 |  | N |  |  | N | Electric Utility | 1 | X | SUN
Solar Photovoltaic.SUN | solar PV | TRUE | 17609 | Southern California Edison Co | 57219 | Solar Photovoltaic Project #05 | CA | San Bernardino | S005E | Solar Photovoltaic | PV |  | S | 0.5 |  | 0.5 | 0.5 |  | N |  |  | N | Electric Utility | 1 | X | SUN
Solar Photovoltaic.SUN | solar PV | TRUE | 17609 | Southern California Edison Co | 57220 | Solar Photovoltaic Project #06 | CA | San Bernardino | S006A | Solar Photovoltaic | PV |  | S | 0.5 |  | 0.5 | 0.5 |  | N |  |  | N | Electric Utility | 1 | X | SUN
Solar Photovoltaic.SUN | solar PV | TRUE | 17609 | Southern California Edison Co | 57220 | Solar Photovoltaic Project #06 | CA | San Bernardino | S006B | Solar Photovoltaic | PV |  | S | 0.5 |  | 0.5 | 0.5 |  | N |  |  | N | Electric Utility | 1 | X | SUN
Solar Photovoltaic.SUN | solar PV | TRUE | 17609 | Southern California Edison Co | 57220 | Solar Photovoltaic Project #06 | CA | San Bernardino | S006C | Solar Photovoltaic | PV |  | S | 0.5 |  | 0.5 | 0.5 |  | N |  |  | N | Electric Utility | 1 | X | SUN
Solar Photovoltaic.SUN | solar PV | TRUE | 17609 | Southern California Edison Co | 57220 | Solar Photovoltaic Project #06 | CA | San Bernardino | S006D | Solar Photovoltaic | PV |  | S | 0.5 |  | 0.5 | 0.5 |  | N |  |  | N | Electric Utility | 1 | X | SUN
Solar Photovoltaic.SUN | solar PV | TRUE | 17609 | Southern California Edison Co | 57221 | Solar Photovoltaic Project #07 | CA | San Bernardino | S007A | Solar Photovoltaic | PV |  | S | 0.5 |  | 0.5 | 0.5 |  | N |  |  | N | Electric Utility | 1 | X | SUN
Solar Photovoltaic.SUN | solar PV | TRUE | 17609 | Southern California Edison Co | 57221 | Solar Photovoltaic Project #07 | CA | San Bernardino | S007B | Solar Photovoltaic | PV |  | S | 0.5 |  | 0.5 | 0.5 |  | N |  |  | N | Electric Utility | 1 | X | SUN
Solar Photovoltaic.SUN | solar PV | TRUE | 17609 | Southern California Edison Co | 57221 | Solar Photovoltaic Project #07 | CA | San Bernardino | S007C | Solar Photovoltaic | PV |  | S | 0.5 |  | 0.5 | 0.5 |  | N |  |  | N | Electric Utility | 1 | X | SUN
Solar Photovoltaic.SUN | solar PV | TRUE | 17609 | Southern California Edison Co | 57221 | Solar Photovoltaic Project #07 | CA | San Bernardino | S007D | Solar Photovoltaic | PV |  | S | 0.5 |  | 0.5 | 0.5 |  | N |  |  | N | Electric Utility | 1 | X | SUN
Solar Photovoltaic.SUN | solar PV | TRUE | 17609 | Southern California Edison Co | 57221 | Solar Photovoltaic Project #07 | CA | San Bernardino | S007E | Solar Photovoltaic | PV |  | S | 0.5 |  | 0.5 | 0.5 |  | N |  |  | N | Electric Utility | 1 | X | SUN
Solar Photovoltaic.SUN | solar PV | TRUE | 17609 | Southern California Edison Co | 57222 | Solar Photovoltaic Project #08 | CA | San Bernardino | S008A | Solar Photovoltaic | PV |  | S | 0.5 |  | 0.5 | 0.5 |  | N |  |  | N | Electric Utility | 1 | X | SUN
Solar Photovoltaic.SUN | solar PV | TRUE | 17609 | Southern California Edison Co | 57222 | Solar Photovoltaic Project #08 | CA | San Bernardino | S008B | Solar Photovoltaic | PV |  | S | 0.5 |  | 0.5 | 0.5 |  | N |  |  | N | Electric Utility | 1 | X | SUN
Solar Photovoltaic.SUN | solar PV | TRUE | 17609 | Southern California Edison Co | 57222 | Solar Photovoltaic Project #08 | CA | San Bernardino | S008C | Solar Photovoltaic | PV |  | S | 0.5 |  | 0.5 | 0.5 |  | N |  |  | N | Electric Utility | 1 | X | SUN
Solar Photovoltaic.SUN | solar PV | TRUE | 17609 | Southern California Edison Co | 57222 | Solar Photovoltaic Project #08 | CA | San Bernardino | S008D | Solar Photovoltaic | PV |  | S | 0.5 |  | 0.5 | 0.5 |  | N |  |  | N | Electric Utility | 1 | X | SUN
Solar Photovoltaic.SUN | solar PV | TRUE | 17609 | Southern California Edison Co | 57223 | Solar Photovoltaic Project #09 | CA | San Bernardino | S009A | Solar Photovoltaic | PV |  | S | 0.5 |  | 0.5 | 0.5 |  | N |  |  | N | Electric Utility | 1 | X | SUN
Solar Photovoltaic.SUN | solar PV | TRUE | 17609 | Southern California Edison Co | 57223 | Solar Photovoltaic Project #09 | CA | San Bernardino | S009B | Solar Photovoltaic | PV |  | S | 0.5 |  | 0.5 | 0.5 |  | N |  |  | N | Electric Utility | 1 | X | SUN
Solar Photovoltaic.SUN | solar PV | TRUE | 17609 | Southern California Edison Co | 57224 | Solar Photovoltaic Project #10 | CA | San Bernardino | S010A | Solar Photovoltaic | PV |  | S | 0.5 |  | 0.5 | 0.5 |  | N |  |  | N | Electric Utility | 1 | X | SUN
Solar Photovoltaic.SUN | solar PV | TRUE | 17609 | Southern California Edison Co | 57224 | Solar Photovoltaic Project #10 | CA | San Bernardino | S010B | Solar Photovoltaic | PV |  | S | 0.5 |  | 0.5 | 0.5 |  | N |  |  | N | Electric Utility | 1 | X | SUN
Solar Photovoltaic.SUN | solar PV | TRUE | 17609 | Southern California Edison Co | 57224 | Solar Photovoltaic Project #10 | CA | San Bernardino | S010C | Solar Photovoltaic | PV |  | S | 0.5 |  | 0.5 | 0.5 |  | N |  |  | N | Electric Utility | 1 | X | SUN
Solar Photovoltaic.SUN | solar PV | TRUE | 17609 | Southern California Edison Co | 57225 | Solar Photovoltaic Project #11 | CA | San Bernardino | S011A | Solar Photovoltaic | PV |  | S | 0.5 |  | 0.5 | 0.5 |  | N |  |  | N | Electric Utility | 1 | X | SUN
Solar Photovoltaic.SUN | solar PV | TRUE | 17609 | Southern California Edison Co | 57225 | Solar Photovoltaic Project #11 | CA | San Bernardino | S011B | Solar Photovoltaic | PV |  | S | 0.5 |  | 0.5 | 0.5 |  | N |  |  | N | Electric Utility | 1 | X | SUN
Solar Photovoltaic.SUN | solar PV | TRUE | 17609 | Southern California Edison Co | 57225 | Solar Photovoltaic Project #11 | CA | San Bernardino | S011C | Solar Photovoltaic | PV |  | S | 0.5 |  | 0.5 | 0.5 |  | N |  |  | N | Electric Utility | 1 | X | SUN
Solar Photovoltaic.SUN | solar PV | TRUE | 17609 | Southern California Edison Co | 57225 | Solar Photovoltaic Project #11 | CA | San Bernardino | S011D | Solar Photovoltaic | PV |  | S | 0.5 |  | 0.5 | 0.5 |  | N |  |  | N | Electric Utility | 1 | X | SUN
Solar Photovoltaic.SUN | solar PV | TRUE | 17609 | Southern California Edison Co | 57225 | Solar Photovoltaic Project #11 | CA | San Bernardino | S011E | Solar Photovoltaic | PV |  | S | 0.5 |  | 0.5 | 0.5 |  | N |  |  | N | Electric Utility | 1 | X | SUN
Solar Photovoltaic.SUN | solar PV | TRUE | 17609 | Southern California Edison Co | 57225 | Solar Photovoltaic Project #11 | CA | San Bernardino | S011F | Solar Photovoltaic | PV |  | S | 0.5 |  | 0.5 | 0.5 |  | N |  |  | N | Electric Utility | 1 | X | SUN
Solar Photovoltaic.SUN | solar PV | TRUE | 17609 | Southern California Edison Co | 57225 | Solar Photovoltaic Project #11 | CA | San Bernardino | S011G | Solar Photovoltaic | PV |  | S | 0.5 |  | 0.5 | 0.5 |  | N |  |  | N | Electric Utility | 1 | X | SUN
Solar Photovoltaic.SUN | solar PV | TRUE | 17609 | Southern California Edison Co | 57226 | Solar Photovoltaic Project #12 | CA | San Bernardino | S012A | Solar Photovoltaic | PV |  | S | 0.5 |  | 0.5 | 0.5 |  | N |  |  | N | Electric Utility | 1 | X | SUN
Solar Photovoltaic.SUN | solar PV | TRUE | 17609 | Southern California Edison Co | 57227 | Solar Photovoltaic Project #13 | CA | San Bernardino | S013A | Solar Photovoltaic | PV |  | S | 0.5 |  | 0.5 | 0.5 |  | N |  |  | N | Electric Utility | 1 | X | SUN
Solar Photovoltaic.SUN | solar PV | TRUE | 17609 | Southern California Edison Co | 57227 | Solar Photovoltaic Project #13 | CA | San Bernardino | S013B | Solar Photovoltaic | PV |  | S | 0.5 |  | 0.5 | 0.5 |  | N |  |  | N | Electric Utility | 1 | X | SUN
Solar Photovoltaic.SUN | solar PV | TRUE | 17609 | Southern California Edison Co | 57227 | Solar Photovoltaic Project #13 | CA | San Bernardino | S013C | Solar Photovoltaic | PV |  | S | 0.5 |  | 0.5 | 0.5 |  | N |  |  | N | Electric Utility | 1 | X | SUN
Solar Photovoltaic.SUN | solar PV | TRUE | 17609 | Southern California Edison Co | 57227 | Solar Photovoltaic Project #13 | CA | San Bernardino | S013D | Solar Photovoltaic | PV |  | S | 0.5 |  | 0.5 | 0.5 |  | N |  |  | N | Electric Utility | 1 | X | SUN
Solar Photovoltaic.SUN | solar PV | TRUE | 17609 | Southern California Edison Co | 57227 | Solar Photovoltaic Project #13 | CA | San Bernardino | S013E | Solar Photovoltaic | PV |  | S | 0.5 |  | 0.5 | 0.5 |  | N |  |  | N | Electric Utility | 1 | X | SUN
Solar Photovoltaic.SUN | solar PV | TRUE | 17609 | Southern California Edison Co | 57227 | Solar Photovoltaic Project #13 | CA | San Bernardino | S013F | Solar Photovoltaic | PV |  | S | 0.5 |  | 0.5 | 0.5 |  | N |  |  | N | Electric Utility | 1 | X | SUN
Solar Photovoltaic.SUN | solar PV | TRUE | 17609 | Southern California Edison Co | 57227 | Solar Photovoltaic Project #13 | CA | San Bernardino | S013G | Solar Photovoltaic | PV |  | S | 0.5 |  | 0.5 | 0.5 |  | N |  |  | N | Electric Utility | 1 | X | SUN
Solar Photovoltaic.SUN | solar PV | TRUE | 17609 | Southern California Edison Co | 57229 | Solar Photovoltaic Project #15 | CA | San Bernardino | S015A | Solar Photovoltaic | PV |  | S | 0.5 |  | 0.5 | 0.5 |  | N |  |  | N | Electric Utility | 1 | X | SUN
Solar Photovoltaic.SUN | solar PV | TRUE | 17609 | Southern California Edison Co | 57229 | Solar Photovoltaic Project #15 | CA | San Bernardino | S015B | Solar Photovoltaic | PV |  | S | 0.5 |  | 0.5 | 0.5 |  | N |  |  | N | Electric Utility | 1 | X | SUN
Solar Photovoltaic.SUN | solar PV | TRUE | 17609 | Southern California Edison Co | 57229 | Solar Photovoltaic Project #15 | CA | San Bernardino | S015C | Solar Photovoltaic | PV |  | S | 0.5 |  | 0.5 | 0.5 |  | N |  |  | N | Electric Utility | 1 | X | SUN
Solar Photovoltaic.SUN | solar PV | TRUE | 17609 | Southern California Edison Co | 57229 | Solar Photovoltaic Project #15 | CA | San Bernardino | S015D | Solar Photovoltaic | PV |  | S | 0.5 |  | 0.5 | 0.5 |  | N |  |  | N | Electric Utility | 1 | X | SUN
Solar Photovoltaic.SUN | solar PV | TRUE | 17609 | Southern California Edison Co | 57229 | Solar Photovoltaic Project #15 | CA | San Bernardino | S015E | Solar Photovoltaic | PV |  | S | 0.5 |  | 0.5 | 0.5 |  | N |  |  | N | Electric Utility | 1 | X | SUN
Solar Photovoltaic.SUN | solar PV | TRUE | 17609 | Southern California Edison Co | 57229 | Solar Photovoltaic Project #15 | CA | San Bernardino | S015F | Solar Photovoltaic | PV |  | S | 0.5 |  | 0.5 | 0.5 |  | N |  |  | N | Electric Utility | 1 | X | SUN
Solar Photovoltaic.SUN | solar PV | TRUE | 17609 | Southern California Edison Co | 57229 | Solar Photovoltaic Project #15 | CA | San Bernardino | S015G | Solar Photovoltaic | PV |  | S | 0.5 |  | 0.5 | 0.5 |  | N |  |  | N | Electric Utility | 1 | X | SUN
Solar Photovoltaic.SUN | solar PV | TRUE | 17609 | Southern California Edison Co | 57230 | Solar Photovoltaic Project #16 | CA | San Bernardino | S016A | Solar Photovoltaic | PV |  | S | 0.5 |  | 0.5 | 0.5 |  | N |  |  | N | Electric Utility | 1 | X | SUN
Solar Photovoltaic.SUN | solar PV | TRUE | 17609 | Southern California Edison Co | 57230 | Solar Photovoltaic Project #16 | CA | San Bernardino | S016B | Solar Photovoltaic | PV |  | S | 0.5 |  | 0.5 | 0.5 |  | N |  |  | N | Electric Utility | 1 | X | SUN
Solar Photovoltaic.SUN | solar PV | TRUE | 17609 | Southern California Edison Co | 57230 | Solar Photovoltaic Project #16 | CA | San Bernardino | S016C | Solar Photovoltaic | PV |  | S | 0.5 |  | 0.5 | 0.5 |  | N |  |  | N | Electric Utility | 1 | X | SUN
Solar Photovoltaic.SUN | solar PV | TRUE | 17609 | Southern California Edison Co | 57231 | Solar Photovoltaic Project #17 | CA | San Bernardino | S017A | Solar Photovoltaic | PV |  | S | 0.5 |  | 0.5 | 0.5 |  | N |  |  | N | Electric Utility | 1 | X | SUN
Solar Photovoltaic.SUN | solar PV | TRUE | 17609 | Southern California Edison Co | 57231 | Solar Photovoltaic Project #17 | CA | San Bernardino | S017B | Solar Photovoltaic | PV |  | S | 0.5 |  | 0.5 | 0.5 |  | N |  |  | N | Electric Utility | 1 | X | SUN
Solar Photovoltaic.SUN | solar PV | TRUE | 17609 | Southern California Edison Co | 57231 | Solar Photovoltaic Project #17 | CA | San Bernardino | S017C | Solar Photovoltaic | PV |  | S | 0.5 |  | 0.5 | 0.5 |  | N |  |  | N | Electric Utility | 1 | X | SUN
Solar Photovoltaic.SUN | solar PV | TRUE | 17609 | Southern California Edison Co | 57231 | Solar Photovoltaic Project #17 | CA | San Bernardino | S017D | Solar Photovoltaic | PV |  | S | 0.5 |  | 0.5 | 0.5 |  | N |  |  | N | Electric Utility | 1 | X | SUN
Solar Photovoltaic.SUN | solar PV | TRUE | 17609 | Southern California Edison Co | 57231 | Solar Photovoltaic Project #17 | CA | San Bernardino | S017E | Solar Photovoltaic | PV |  | S | 0.5 |  | 0.5 | 0.5 |  | N |  |  | N | Electric Utility | 1 | X | SUN
Solar Photovoltaic.SUN | solar PV | TRUE | 17609 | Southern California Edison Co | 57231 | Solar Photovoltaic Project #17 | CA | San Bernardino | S017F | Solar Photovoltaic | PV |  | S | 0.5 |  | 0.5 | 0.5 |  | N |  |  | N | Electric Utility | 1 | X | SUN
Solar Photovoltaic.SUN | solar PV | TRUE | 17609 | Southern California Edison Co | 57231 | Solar Photovoltaic Project #17 | CA | San Bernardino | S017G | Solar Photovoltaic | PV |  | S | 0.5 |  | 0.5 | 0.5 |  | N |  |  | N | Electric Utility | 1 | X | SUN
Solar Photovoltaic.SUN | solar PV | TRUE | 17609 | Southern California Edison Co | 57232 | Solar Photovoltaic Project #18 | CA | San Bernardino | S018A | Solar Photovoltaic | PV |  | S | 0.5 |  | 0.5 | 0.5 |  | N |  |  | N | Electric Utility | 1 | X | SUN
Solar Photovoltaic.SUN | solar PV | TRUE | 17609 | Southern California Edison Co | 57232 | Solar Photovoltaic Project #18 | CA | San Bernardino | S018B | Solar Photovoltaic | PV |  | S | 0.5 |  | 0.5 | 0.5 |  | N |  |  | N | Electric Utility | 1 | X | SUN
Solar Photovoltaic.SUN | solar PV | TRUE | 17609 | Southern California Edison Co | 57232 | Solar Photovoltaic Project #18 | CA | San Bernardino | S018C | Solar Photovoltaic | PV |  | S | 0.5 |  | 0.5 | 0.5 |  | N |  |  | N | Electric Utility | 1 | X | SUN
Solar Photovoltaic.SUN | solar PV | TRUE | 17609 | Southern California Edison Co | 57236 | Solar Photovoltaic Project #23 | CA | San Bernardino | S023A | Solar Photovoltaic | PV |  | S | 0.5 |  | 0.5 | 0.5 |  | N |  |  | N | Electric Utility | 1 | X | SUN
Solar Photovoltaic.SUN | solar PV | TRUE | 17609 | Southern California Edison Co | 57236 | Solar Photovoltaic Project #23 | CA | San Bernardino | S023B | Solar Photovoltaic | PV |  | S | 0.5 |  | 0.5 | 0.5 |  | N |  |  | N | Electric Utility | 1 | X | SUN
Solar Photovoltaic.SUN | solar PV | TRUE | 17609 | Southern California Edison Co | 57236 | Solar Photovoltaic Project #23 | CA | San Bernardino | S023C | Solar Photovoltaic | PV |  | S | 0.5 |  | 0.5 | 0.5 |  | N |  |  | N | Electric Utility | 1 | X | SUN
Solar Photovoltaic.SUN | solar PV | TRUE | 17609 | Southern California Edison Co | 57236 | Solar Photovoltaic Project #23 | CA | San Bernardino | S023D | Solar Photovoltaic | PV |  | S | 0.5 |  | 0.5 | 0.5 |  | N |  |  | N | Electric Utility | 1 | X | SUN
Solar Photovoltaic.SUN | solar PV | TRUE | 17609 | Southern California Edison Co | 57236 | Solar Photovoltaic Project #23 | CA | San Bernardino | S023E | Solar Photovoltaic | PV |  | S | 0.5 |  | 0.5 | 0.5 |  | N |  |  | N | Electric Utility | 1 | X | SUN
Solar Photovoltaic.SUN | solar PV | TRUE | 17609 | Southern California Edison Co | 57237 | Solar Photovoltaic Project #22 | CA | San Bernardino | S022A | Solar Photovoltaic | PV |  | S | 0.5 |  | 0.5 | 0.5 |  | N |  |  | N | Electric Utility | 1 | X | SUN
Solar Photovoltaic.SUN | solar PV | TRUE | 17609 | Southern California Edison Co | 57237 | Solar Photovoltaic Project #22 | CA | San Bernardino | S022B | Solar Photovoltaic | PV |  | S | 0.5 |  | 0.5 | 0.5 |  | N |  |  | N | Electric Utility | 1 | X | SUN
Solar Photovoltaic.SUN | solar PV | TRUE | 17609 | Southern California Edison Co | 57237 | Solar Photovoltaic Project #22 | CA | San Bernardino | S022C | Solar Photovoltaic | PV |  | S | 0.5 |  | 0.5 | 0.5 |  | N |  |  | N | Electric Utility | 1 | X | SUN
Solar Photovoltaic.SUN | solar PV | TRUE | 17609 | Southern California Edison Co | 57237 | Solar Photovoltaic Project #22 | CA | San Bernardino | S022D | Solar Photovoltaic | PV |  | S | 0.5 |  | 0.5 | 0.5 |  | N |  |  | N | Electric Utility | 1 | X | SUN
Onshore Wind Turbine.WND | onshore wind | TRUE | 56603 | Roth Rock Wind Farm LLC | 57239 | Roth Rock Wind Farm LLC | MD | Garrett | SRRW1 | Onshore Wind Turbine | WT |  | S | 40 |  | 40 | 40 | 0 | N |  |  | N | IPP Non-CHP | 2 | X | WND
Onshore Wind Turbine.WND | onshore wind | TRUE | 56603 | Roth Rock Wind Farm LLC | 57240 | Roth Rock North Wind Farm, LLC | MD | Garrett | SRRNW | Onshore Wind Turbine | WT |  | S | 10 |  | 10 | 10 | 0 | N |  |  | N | IPP Non-CHP | 2 | X | WND
Wood/Wood Waste Biomass.WDS | biomass | TRUE | 6909 | Gainesville Regional Utilities | 57241 | Deerhaven Renewable | FL | Alachua | 1 | Wood/Wood Waste Biomass | ST |  | S | 116.1 | 0.85 | 102.5 | 102.5 | 30 | N |  |  | N | Electric Utility | 1 | X | WDS | NG
Solar Photovoltaic.SUN | solar PV | TRUE | 62893 | Mililani I Solar LLC | 57242 | Mililani South Solar Farm | HI | Honolulu | 1 | Solar Photovoltaic | PV |  | S | 39 |  | 39 | 39 |  | N |  |  | N | IPP Non-CHP | 2 | X | SUN
Batteries.MWH | battery storage | 0 | 62893 | Mililani I Solar LLC | 57242 | Mililani South Solar Farm | HI | Honolulu | 2 | Batteries | BA |  | S | 39 |  | 39 | 39 |  | N |  |  | N | IPP Non-CHP | 2 | X | MWH
Solar Photovoltaic.SUN | solar PV | TRUE | 17650 | Southern Power Co | 57243 | Cimarron Solar Facility | NM | Colfax | CIM1 | Solar Photovoltaic | PV |  | W | 30.6 |  | 30.6 | 30.6 |  | N |  |  | N | IPP Non-CHP | 2 | X | SUN
Onshore Wind Turbine.WND | onshore wind | TRUE | 65411 | Duke Energy Renewables Services | 57244 | Kit Carson Windpower | CO | Kit Carson | KCW | Onshore Wind Turbine | WT |  | S | 51 |  | 51 | 51 | 0.1 | N |  |  | N | IPP Non-CHP | 2 | X | WND
Solar Photovoltaic.SUN | solar PV | TRUE | 17609 | Southern California Edison Co | 57245 | Solar Photovoltaic Project #26 | CA | San Bernardino | S026A | Solar Photovoltaic | PV |  | S | 0.5 |  | 0.5 | 0.5 |  | N |  |  | N | Electric Utility | 1 | X | SUN
Solar Photovoltaic.SUN | solar PV | TRUE | 17609 | Southern California Edison Co | 57245 | Solar Photovoltaic Project #26 | CA | San Bernardino | S026B | Solar Photovoltaic | PV |  | S | 0.5 |  | 0.5 | 0.5 |  | N |  |  | N | Electric Utility | 1 | X | SUN
Solar Photovoltaic.SUN | solar PV | TRUE | 17609 | Southern California Edison Co | 57245 | Solar Photovoltaic Project #26 | CA | San Bernardino | S026C | Solar Photovoltaic | PV |  | S | 0.5 |  | 0.5 | 0.5 |  | N |  |  | N | Electric Utility | 1 | X | SUN
Solar Photovoltaic.SUN | solar PV | TRUE | 17609 | Southern California Edison Co | 57245 | Solar Photovoltaic Project #26 | CA | San Bernardino | S026D | Solar Photovoltaic | PV |  | S | 0.5 |  | 0.5 | 0.5 |  | N |  |  | N | Electric Utility | 1 | X | SUN
Solar Photovoltaic.SUN | solar PV | TRUE | 17609 | Southern California Edison Co | 57245 | Solar Photovoltaic Project #26 | CA | San Bernardino | S026E | Solar Photovoltaic | PV |  | S | 0.5 |  | 0.5 | 0.5 |  | N |  |  | N | Electric Utility | 1 | X | SUN
Solar Photovoltaic.SUN | solar PV | TRUE | 17609 | Southern California Edison Co | 57245 | Solar Photovoltaic Project #26 | CA | San Bernardino | S026F | Solar Photovoltaic | PV |  | S | 0.5 |  | 0.5 | 0.5 |  | N |  |  | N | Electric Utility | 1 | X | SUN
Solar Photovoltaic.SUN | solar PV | TRUE | 17609 | Southern California Edison Co | 57245 | Solar Photovoltaic Project #26 | CA | San Bernardino | S026G | Solar Photovoltaic | PV |  | S | 0.5 |  | 0.5 | 0.5 |  | N |  |  | N | Electric Utility | 1 | X | SUN
Solar Photovoltaic.SUN | solar PV | TRUE | 17609 | Southern California Edison Co | 57245 | Solar Photovoltaic Project #26 | CA | San Bernardino | S026H | Solar Photovoltaic | PV |  | S | 0.5 |  | 0.5 | 0.5 |  | N |  |  | N | Electric Utility | 1 | X | SUN
Solar Photovoltaic.SUN | solar PV | TRUE | 17609 | Southern California Edison Co | 57245 | Solar Photovoltaic Project #26 | CA | San Bernardino | S026I | Solar Photovoltaic | PV |  | S | 0.5 |  | 0.5 | 0.5 |  | N |  |  | N | Electric Utility | 1 | X | SUN
Solar Photovoltaic.SUN | solar PV | TRUE | 17609 | Southern California Edison Co | 57245 | Solar Photovoltaic Project #26 | CA | San Bernardino | S026J | Solar Photovoltaic | PV |  | S | 0.5 |  | 0.5 | 0.5 |  | N |  |  | N | Electric Utility | 1 | X | SUN
Solar Photovoltaic.SUN | solar PV | TRUE | 17609 | Southern California Edison Co | 57245 | Solar Photovoltaic Project #26 | CA | San Bernardino | SO26K | Solar Photovoltaic | PV |  | S | 0.5 |  | 0.5 | 0.5 |  | N |  |  | N | Electric Utility | 1 | X | SUN
Solar Photovoltaic.SUN | solar PV | TRUE | 17609 | Southern California Edison Co | 57245 | Solar Photovoltaic Project #26 | CA | San Bernardino | SO26L | Solar Photovoltaic | PV |  | S | 0.5 |  | 0.5 | 0.5 |  | N |  |  | N | Electric Utility | 1 | X | SUN
Solar Photovoltaic.SUN | solar PV | TRUE | 17609 | Southern California Edison Co | 57246 | Solar Photovoltaic Project #27 | CA | San Bernardino | S027A | Solar Photovoltaic | PV |  | S | 0.5 |  | 0.5 | 0.5 |  | N |  |  | N | Electric Utility | 1 | X | SUN
Solar Photovoltaic.SUN | solar PV | TRUE | 17609 | Southern California Edison Co | 57246 | Solar Photovoltaic Project #27 | CA | San Bernardino | S027B | Solar Photovoltaic | PV |  | S | 0.5 |  | 0.5 | 0.5 |  | N |  |  | N | Electric Utility | 1 | X | SUN
Solar Photovoltaic.SUN | solar PV | TRUE | 17609 | Southern California Edison Co | 57246 | Solar Photovoltaic Project #27 | CA | San Bernardino | S027C | Solar Photovoltaic | PV |  | S | 0.5 |  | 0.5 | 0.5 |  | N |  |  | N | Electric Utility | 1 | X | SUN
Solar Photovoltaic.SUN | solar PV | TRUE | 17609 | Southern California Edison Co | 57246 | Solar Photovoltaic Project #27 | CA | San Bernardino | S027D | Solar Photovoltaic | PV |  | S | 0.5 |  | 0.5 | 0.5 |  | N |  |  | N | Electric Utility | 1 | X | SUN
Solar Photovoltaic.SUN | solar PV | TRUE | 17609 | Southern California Edison Co | 57247 | Solar Photovoltaic Project #28 | CA | San Bernardino | S028A | Solar Photovoltaic | PV |  | S | 0.5 |  | 0.5 | 0.5 |  | N |  |  | N | Electric Utility | 1 | X | SUN
Solar Photovoltaic.SUN | solar PV | TRUE | 17609 | Southern California Edison Co | 57247 | Solar Photovoltaic Project #28 | CA | San Bernardino | S028B | Solar Photovoltaic | PV |  | S | 0.5 |  | 0.5 | 0.5 |  | N |  |  | N | Electric Utility | 1 | X | SUN
Solar Photovoltaic.SUN | solar PV | TRUE | 17609 | Southern California Edison Co | 57247 | Solar Photovoltaic Project #28 | CA | San Bernardino | S028C | Solar Photovoltaic | PV |  | S | 0.5 |  | 0.5 | 0.5 |  | N |  |  | N | Electric Utility | 1 | X | SUN
Solar Photovoltaic.SUN | solar PV | TRUE | 17609 | Southern California Edison Co | 57247 | Solar Photovoltaic Project #28 | CA | San Bernardino | S028D | Solar Photovoltaic | PV |  | S | 0.5 |  | 0.5 | 0.5 |  | N |  |  | N | Electric Utility | 1 | X | SUN
Solar Photovoltaic.SUN | solar PV | TRUE | 17609 | Southern California Edison Co | 57247 | Solar Photovoltaic Project #28 | CA | San Bernardino | S028E | Solar Photovoltaic | PV |  | S | 0.5 |  | 0.5 | 0.5 |  | N |  |  | N | Electric Utility | 1 | X | SUN
Solar Photovoltaic.SUN | solar PV | TRUE | 17609 | Southern California Edison Co | 57247 | Solar Photovoltaic Project #28 | CA | San Bernardino | S028F | Solar Photovoltaic | PV |  | S | 0.5 |  | 0.5 | 0.5 |  | N |  |  | N | Electric Utility | 1 | X | SUN
Solar Photovoltaic.SUN | solar PV | TRUE | 17609 | Southern California Edison Co | 57247 | Solar Photovoltaic Project #28 | CA | San Bernardino | S028G | Solar Photovoltaic | PV |  | S | 0.5 |  | 0.5 | 0.5 |  | N |  |  | N | Electric Utility | 1 | X | SUN
Onshore Wind Turbine.WND | onshore wind | TRUE | 6258 | Federated Rural Electric Assn | 57248 | Welcome Wind Turbine | MN | Martin | WIND1 | Onshore Wind Turbine | WT |  | S | 2.1 |  | 2.1 | 2.1 | 0.3 | N |  |  | N | Electric Utility | 1 | X | WND
Landfill Gas.LFG | natural gas peaker | TRUE | 55920 | Bio-Gas Technologies LTD | 57249 | Renewable Energy Services of Ohio | OH | Erie | GEN1 | Landfill Gas | IC |  | W | 1.6 | 0.9 | 1.6 | 1.6 | 1.2 | N |  |  | N | IPP Non-CHP | 2 | X | LFG
Landfill Gas.LFG | natural gas peaker | TRUE | 55920 | Bio-Gas Technologies LTD | 57249 | Renewable Energy Services of Ohio | OH | Erie | GEN2 | Landfill Gas | IC |  | W | 0.8 | 0.9 | 0.8 | 0.8 | 0.6 | N |  |  | N | IPP Non-CHP | 2 | X | LFG
Landfill Gas.LFG | natural gas peaker | TRUE | 40211 | Wabash Valley Power Assn, Inc | 57250 | Earthmovers LFGTE | IN | Elkhart | 1 | Landfill Gas | IC |  | S | 0.8 | 0.8 | 0.8 | 0.8 | 0.4 | N |  |  | N | Electric Utility | 1 | X | LFG
Landfill Gas.LFG | natural gas peaker | TRUE | 40211 | Wabash Valley Power Assn, Inc | 57250 | Earthmovers LFGTE | IN | Elkhart | 2 | Landfill Gas | IC |  | S | 0.8 | 0.8 | 0.8 | 0.8 | 0.4 | N |  |  | N | Electric Utility | 1 | X | LFG
Landfill Gas.LFG | natural gas peaker | TRUE | 40211 | Wabash Valley Power Assn, Inc | 57250 | Earthmovers LFGTE | IN | Elkhart | 3 | Landfill Gas | IC |  | S | 0.8 | 0.8 | 0.8 | 0.8 | 0.4 | N |  |  | N | Electric Utility | 1 | X | LFG
Landfill Gas.LFG | natural gas peaker | TRUE | 40211 | Wabash Valley Power Assn, Inc | 57250 | Earthmovers LFGTE | IN | Elkhart | 4 | Landfill Gas | IC |  | S | 0.8 | 0.8 | 0.8 | 0.8 | 0.4 | N |  |  | N | Electric Utility | 1 | X | LFG
Landfill Gas.LFG | natural gas peaker | TRUE | 40211 | Wabash Valley Power Assn, Inc | 57250 | Earthmovers LFGTE | IN | Elkhart | 5 | Landfill Gas | IC |  | S | 0.8 | 0.8 | 0.8 | 0.8 | 0.4 | N |  |  | N | Electric Utility | 1 | X | LFG
Landfill Gas.LFG | natural gas peaker | TRUE | 40211 | Wabash Valley Power Assn, Inc | 57250 | Earthmovers LFGTE | IN | Elkhart | 6 | Landfill Gas | IC |  | S | 0.8 | 0.8 | 0.8 | 0.8 | 0.4 | N |  |  | N | Electric Utility | 1 | X | LFG
Onshore Wind Turbine.WND | onshore wind | TRUE | 9425 | Iowa Lakes Electric Coop | 57251 | Lakota Wind Wind Farm | IA | Kossuth | LAK1 | Onshore Wind Turbine | WT |  | S | 10.5 |  | 10.5 | 10.5 | 0.2 | N |  |  | N | Electric Utility | 1 | X | WND
Onshore Wind Turbine.WND | onshore wind | TRUE | 9425 | Iowa Lakes Electric Coop | 57252 | Iowa Lakes Superior Wind Farm | IA | Dickinson | SUP1 | Onshore Wind Turbine | WT |  | S | 10.5 |  | 10.5 | 10.5 | 0.2 | N |  |  | N | Electric Utility | 1 | X | WND
Onshore Wind Turbine.WND | onshore wind | TRUE | 56619 | Air Force Civil Engineer Center | 57253 | MA Military Reservation Wind Project | MA | Barnstable | 1 | Onshore Wind Turbine | WT |  | S | 1.5 |  | 1.5 | 1.5 | 1 | N |  |  | N | IPP Non-CHP | 2 | X | WND
Onshore Wind Turbine.WND | onshore wind | TRUE | 56619 | Air Force Civil Engineer Center | 57253 | MA Military Reservation Wind Project | MA | Barnstable | 2 | Onshore Wind Turbine | WT |  | S | 1.5 |  | 1.5 | 1.5 | 1 | N |  |  | N | IPP Non-CHP | 2 | X | WND
Onshore Wind Turbine.WND | onshore wind | TRUE | 56619 | Air Force Civil Engineer Center | 57253 | MA Military Reservation Wind Project | MA | Barnstable | 3 | Onshore Wind Turbine | WT |  | S | 1.5 |  | 1.5 | 1.5 | 1 | N |  |  | N | IPP Non-CHP | 2 | X | WND
Solar Photovoltaic.SUN | solar PV | FALSE | 56618 | Victor Valley Community College District | 57254 | Victor Valley CC CPV Solar | CA | San Bernardino | 1PV | Solar Photovoltaic | PV |  | S | 1 | 1 | 1 | 1 |  | N |  |  | N | Commercial Non-CHP | 4 | X | SUN
Solar Photovoltaic.SUN | solar PV | TRUE | 56769 | Consolidated Edison Development Inc. | 57256 | PA Solar Park | PA | Carbon | 1 | Solar Photovoltaic | PV |  | S | 10.1 | 0.95 | 10 | 10 |  | N |  |  | N | IPP Non-CHP | 2 | X | SUN
Onshore Wind Turbine.WND | onshore wind | FALSE | 56617 | Iowa Lakes Community College | 57257 | Iowa Lakes Community College Wind Farm | IA | Emmet | VMN82 | Onshore Wind Turbine | WT |  | S | 1.7 |  | 1 | 1 | 1 | N |  |  | N | Commercial Non-CHP | 4 | X | WND
Onshore Wind Turbine.WND | onshore wind | TRUE | 56630 | Texico Wind LP | 57258 | Texico Wind Ranch LP | NM | Curry | 1 | Onshore Wind Turbine | WT |  | S | 0.7 |  | 0.7 | 0.7 | 0 | N | 2 | 2023 | N | IPP Non-CHP | 2 | X | WND
Onshore Wind Turbine.WND | onshore wind | TRUE | 56630 | Texico Wind LP | 57258 | Texico Wind Ranch LP | NM | Curry | 2 | Onshore Wind Turbine | WT |  | S | 0.6 |  | 0.6 | 0.6 | 0 | N | 2 | 2023 | N | IPP Non-CHP | 2 | X | WND
Onshore Wind Turbine.WND | onshore wind | TRUE | 56630 | Texico Wind LP | 57258 | Texico Wind Ranch LP | NM | Curry | 3 | Onshore Wind Turbine | WT |  | S | 0.6 |  | 0.6 | 0.6 | 0 | N | 2 | 2023 | N | IPP Non-CHP | 2 | X | WND
Onshore Wind Turbine.WND | onshore wind | TRUE | 64634 | Cedro Hill Wind, LLC | 57260 | Cedro Hill Wind LLC | TX | Webb | 1 | Onshore Wind Turbine | WT |  | S | 150 |  | 150 | 150 | 1 | N |  |  | N | IPP Non-CHP | 2 | X | WND
Onshore Wind Turbine.WND | onshore wind | TRUE | 64634 | Cedro Hill Wind, LLC | 57260 | Cedro Hill Wind LLC | TX | Webb | 2 | Onshore Wind Turbine | WT |  | S | 150 |  | 150 | 150 | 1 | N |  |  | N | IPP Non-CHP | 2 | X | WND
Onshore Wind Turbine.WND | onshore wind | TRUE | 64663 | Taloga Wind LLC | 57261 | Taloga Wind LLC | OK | Dewey | 1 | Onshore Wind Turbine | WT |  | S | 130 |  | 130 | 130 | 1 | N |  |  | N | IPP Non-CHP | 2 | X | WND
Onshore Wind Turbine.WND | onshore wind | TRUE | 64649 | Laredo Ridge Wind LLC | 57262 | Laredo Ridge Wind LLC | NE | Boone | 1 | Onshore Wind Turbine | WT |  | S | 79.9 |  | 79.9 | 79.9 | 1 | N |  |  | N | IPP Non-CHP | 2 | X | WND
Onshore Wind Turbine.WND | onshore wind | TRUE | 65609 | Everpoint Services Inc | 57263 | Little Pringle I Wind Farm | TX | Hutchinson | LP1 | Onshore Wind Turbine | WT |  | S | 10 |  | 10 | 10 | 0 | N |  |  | N | IPP Non-CHP | 2 | X | WND
Onshore Wind Turbine.WND | onshore wind | TRUE | 65609 | Everpoint Services Inc | 57264 | Little Pringle II Wind Farm | TX | Hutchinson | LP2 | Onshore Wind Turbine | WT |  | S | 10 |  | 10 | 10 | 0 | N |  |  | N | IPP Non-CHP | 2 | X | WND
Solar Photovoltaic.SUN | solar PV | TRUE | 11804 | Massachusetts Electric Co | 57265 | Dorchester Solar Site | MA | Suffolk | 1 | Solar Photovoltaic | PV |  | S | 1 |  | 1.3 | 1.3 |  | N |  |  | N | Electric Utility | 1 | X | SUN
Natural Gas Fired Combustion Turbine.NG | natural gas peaker | TRUE | 56635 | Marsh Landing LLC | 57267 | Marsh Landing Generating Station | CA | Contra Costa | 1 | Natural Gas Fired Combustion Turbine | GT |  | W | 207 | 0.9 | 191.9 | 201.6 | 120 | N |  |  | N | IPP Non-CHP | 2 | X | NG
Natural Gas Fired Combustion Turbine.NG | natural gas peaker | TRUE | 56635 | Marsh Landing LLC | 57267 | Marsh Landing Generating Station | CA | Contra Costa | 2 | Natural Gas Fired Combustion Turbine | GT |  | W | 207 | 0.9 | 191.1 | 200.7 | 120 | N |  |  | N | IPP Non-CHP | 2 | X | NG
Natural Gas Fired Combustion Turbine.NG | natural gas peaker | TRUE | 56635 | Marsh Landing LLC | 57267 | Marsh Landing Generating Station | CA | Contra Costa | 3 | Natural Gas Fired Combustion Turbine | GT |  | W | 207 | 0.9 | 190.4 | 200.3 | 120 | N |  |  | N | IPP Non-CHP | 2 | X | NG
Natural Gas Fired Combustion Turbine.NG | natural gas peaker | TRUE | 56635 | Marsh Landing LLC | 57267 | Marsh Landing Generating Station | CA | Contra Costa | 4 | Natural Gas Fired Combustion Turbine | GT |  | W | 207 | 0.9 | 191.8 | 202.2 | 120 | N |  |  | N | IPP Non-CHP | 2 | X | NG
Onshore Wind Turbine.WND | onshore wind | TRUE | 57170 | EDF Renewable Asset Holdings, Inc. | 57268 | Chestnut Flats Wind Farm | PA | Blair | 1 | Onshore Wind Turbine | WT |  | S | 38 |  | 38 | 38 | 0 | N |  |  | N | IPP Non-CHP | 2 | X | WND
Solar Photovoltaic.SUN | solar PV | TRUE | 11804 | Massachusetts Electric Co | 57269 | Haverhill Solar Power Project | MA | Essex | 1 | Solar Photovoltaic | PV |  | S | 1 |  | 0.8 | 0.5 |  | N |  |  | N | Electric Utility | 1 | X | SUN
Solar Photovoltaic.SUN | solar PV | TRUE | 11804 | Massachusetts Electric Co | 57270 | NEDC Solar Site | MA | Worcester | 1 | Solar Photovoltaic | PV |  | S | 1 |  | 0.8 | 0.5 |  | N |  |  | N | Electric Utility | 1 | X | SUN
Onshore Wind Turbine.WND | onshore wind | TRUE | 56642 | Grant County Wind, LLC | 57274 | Grant County Wind LLC | MN | Grant | 1 | Onshore Wind Turbine | WT |  | S | 21 |  | 20 | 20 | 0 | N |  |  | N | IPP Non-CHP | 2 | X | WND
Solar Thermal with Energy Storage.SUN | solar thermal | TRUE | 56641 | Tonopah Solar Energy LLC | 57275 | Crescent Dunes Solar Energy | NV | Nye | TSE-1 | Solar Thermal with Energy Storage | CP |  | S | 125 | 0.9 | 110 | 110 |  | N |  |  | N | IPP Non-CHP | 2 | X | SUN
Onshore Wind Turbine.WND | onshore wind | TRUE | 64636 | Crofton Bluffs Wind, LLC | 57278 | Crofton Bluffs Wind LLC | NE | Knox | CWET1 | Onshore Wind Turbine | WT |  | J | 40 |  | 40 | 40 | 1 | N |  |  | N | IPP Non-CHP | 2 | X | WND
Solar Photovoltaic.SUN | solar PV | TRUE | 56645 | Aqua America Inc | 57280 | Aqua Ingrams Mill | PA | Chester | 1 | Solar Photovoltaic | PV |  | S | 1 |  | 0.9 | 0.7 |  | N |  |  | N | IPP Non-CHP | 2 | X | SUN
All Other.WH | other | TRUE | 34691 | Ormat Nevada Inc | 57281 | OREG 3 Inc | MN | Martin | CS13 | All Other | OT |  | S | 5 | 0.8 | 3.3 | 5 | 3 | N |  |  | N | IPP Non-CHP | 2 | X | WH
Onshore Wind Turbine.WND | onshore wind | TRUE | 64618 | Alta Wind Energy Center I | 57282 | Alta Wind Energy Center I | CA | Kern | AW01 | Onshore Wind Turbine | WT |  | W | 150 |  | 150 | 150 | 0 | N |  |  | N | IPP Non-CHP | 2 | X | WND
Onshore Wind Turbine.WND | onshore wind | TRUE | 56625 | Flat Water Wind Farm LLC | 57283 | Flat Water Wind Farm LLC | NE | Richardson | WTG1 | Onshore Wind Turbine | WT |  | S | 60 |  | 60 | 60 | 0 | N |  |  | N | IPP Non-CHP | 2 | X | WND
Onshore Wind Turbine.WND | onshore wind | TRUE | 59050 | Algonquin Power Co | 57284 | Minonk Wind Farm | IL | Woodford | 1 | Onshore Wind Turbine | WT |  | S | 200 |  | 192.3 | 192.3 | 40 | N |  |  | N | IPP Non-CHP | 2 | X | WND
Onshore Wind Turbine.WND | onshore wind | TRUE | 59050 | Algonquin Power Co | 57285 | Sandy Ridge Wind Farm | PA | Blair | 1 | Onshore Wind Turbine | WT |  | S | 50 |  | 48.2 | 48.2 | 40 | N |  |  | N | IPP Non-CHP | 2 | X | WND
Onshore Wind Turbine.WND | onshore wind | TRUE | 14063 | Oklahoma Gas & Electric Co | 57286 | OU Spirit Wind Farm | OK | Woodward | WT1 | Onshore Wind Turbine | WT |  | S | 101.2 |  | 101.2 | 101.2 | 0.1 | N |  |  | N | Electric Utility | 1 | X | WND
Onshore Wind Turbine.WND | onshore wind | TRUE | 15399 | Avangrid Renewables LLC | 57287 | Hardscrabble Wind Power LLC | NY | Herkimer | 1 | Onshore Wind Turbine | WT |  | S | 74 |  | 74 | 74 | 0 | N |  |  | N | IPP Non-CHP | 2 | X | WND
Onshore Wind Turbine.WND | onshore wind | TRUE | 58150 | Big Blue Wind Farm LLC (MN) | 57289 | Big Blue | MN | Faribault | BBWP | Onshore Wind Turbine | WT |  | S | 36 |  | 36 | 36 | 0.1 | N |  |  | N | IPP Non-CHP | 2 | X | WND
Onshore Wind Turbine.WND | onshore wind | TRUE | 56653 | Northern Colorado Wind LLC | 57290 | Northern Colorado Wind LLC | CO | Logan | GE | Onshore Wind Turbine | WT |  | S | 22.5 |  | 22.5 | 22.5 | 7 | N |  |  | N | IPP Non-CHP | 2 | X | WND
Onshore Wind Turbine.WND | onshore wind | TRUE | 56653 | Northern Colorado Wind LLC | 57290 | Northern Colorado Wind LLC | CO | Logan | SIEM | Onshore Wind Turbine | WT |  | S | 151.8 |  | 151.8 | 151.8 | 0 | N |  |  | N | IPP Non-CHP | 2 | X | WND
Onshore Wind Turbine.WND | onshore wind | TRUE | 64620 | Alta Wind Energy Center II | 57291 | Alta Wind Energy Center II | CA | Kern | AW02 | Onshore Wind Turbine | WT |  | W | 150 |  | 150 | 150 | 0 | N |  |  | N | IPP Non-CHP | 2 | X | WND
Onshore Wind Turbine.WND | onshore wind | TRUE | 64621 | Alta Wind Energy Center III | 57292 | Alta Wind Energy Center III | CA | Kern | AW03 | Onshore Wind Turbine | WT |  | W | 150 |  | 150 | 150 | 0 | N |  |  | N | IPP Non-CHP | 2 | X | WND
Onshore Wind Turbine.WND | onshore wind | TRUE | 64622 | Alta Wind Energy Center IV | 57293 | Alta Wind Energy Center IV | CA | Kern | AW04 | Onshore Wind Turbine | WT |  | W | 102 |  | 102 | 102 | 0 | N |  |  | N | IPP Non-CHP | 2 | X | WND
Onshore Wind Turbine.WND | onshore wind | TRUE | 64623 | Alta Wind Energy Center V | 57294 | Alta Wind Energy Center V | CA | Kern | AW05 | Onshore Wind Turbine | WT |  | W | 168 |  | 168 | 168 | 0 | N |  |  | N | IPP Non-CHP | 2 | X | WND
Solar Photovoltaic.SUN | solar PV | TRUE | 64617 | Alpine Solar | 57295 | Alpine Solar | CA | Los Angeles | 1 | Solar Photovoltaic | PV |  | S | 66 |  | 66 | 66 |  | N |  |  | N | IPP Non-CHP | 2 | X | SUN
Petroleum Liquids.DFO | petroleum | FALSE | 56654 | Carleton College | 57296 | Carleton College | MN | Rice | GEN1 | Petroleum Liquids | IC |  | S | 2.3 | 0.8 | 2.3 | 2.3 | 1.1 | N |  |  | N | Commercial Non-CHP | 4 | X | DFO
Petroleum Liquids.DFO | petroleum | FALSE | 56654 | Carleton College | 57296 | Carleton College | MN | Rice | GEN2 | Petroleum Liquids | IC |  | S | 2.3 | 0.8 | 2.3 | 2.3 | 1.1 | N |  |  | N | Commercial Non-CHP | 4 | X | DFO
Onshore Wind Turbine.WND | onshore wind | FALSE | 56654 | Carleton College | 57296 | Carleton College | MN | Rice | WIND1 | Onshore Wind Turbine | WT |  | S | 1.6 |  | 1.6 | 1.6 | 0 | N |  |  | N | Commercial Non-CHP | 4 | X | WND
Onshore Wind Turbine.WND | onshore wind | FALSE | 56654 | Carleton College | 57296 | Carleton College | MN | Rice | WIND2 | Onshore Wind Turbine | WT |  | S | 1.6 |  | 1.6 | 1.6 | 0 | N |  |  | N | Commercial Non-CHP | 4 | X | WND
Landfill Gas.LFG | natural gas peaker | TRUE | 60736 | Bio Energy Washington, LLC | 57298 | Cedar Hills | WA | King | 1 | Landfill Gas | IC |  | S | 0.3 | 1 | 0.3 | 0.3 | 0.1 | N |  |  | N | IPP Non-CHP | 2 | X | LFG | DFO
Landfill Gas.LFG | natural gas peaker | TRUE | 60736 | Bio Energy Washington, LLC | 57298 | Cedar Hills | WA | King | 10 | Landfill Gas | IC |  | S | 0.3 | 1 | 0.3 | 0.3 | 0.1 | N |  |  | N | IPP Non-CHP | 2 | X | LFG | DFO
Landfill Gas.LFG | natural gas peaker | TRUE | 60736 | Bio Energy Washington, LLC | 57298 | Cedar Hills | WA | King | 11 | Landfill Gas | IC |  | S | 0.3 | 1 | 0.3 | 0.3 | 0.1 | N |  |  | N | IPP Non-CHP | 2 | X | LFG | DFO
Landfill Gas.LFG | natural gas peaker | TRUE | 60736 | Bio Energy Washington, LLC | 57298 | Cedar Hills | WA | King | 12 | Landfill Gas | IC |  | S | 0.3 | 1 | 0.3 | 0.3 | 0.1 | N |  |  | N | IPP Non-CHP | 2 | X | LFG | DFO
Landfill Gas.LFG | natural gas peaker | TRUE | 60736 | Bio Energy Washington, LLC | 57298 | Cedar Hills | WA | King | 13 | Landfill Gas | IC |  | S | 0.3 | 1 | 0.3 | 0.3 | 0.1 | N |  |  | N | IPP Non-CHP | 2 | X | LFG | DFO
Landfill Gas.LFG | natural gas peaker | TRUE | 60736 | Bio Energy Washington, LLC | 57298 | Cedar Hills | WA | King | 14 | Landfill Gas | IC |  | S | 0.3 | 1 | 0.3 | 0.3 | 0.1 | N |  |  | N | IPP Non-CHP | 2 | X | LFG | DFO
Landfill Gas.LFG | natural gas peaker | TRUE | 60736 | Bio Energy Washington, LLC | 57298 | Cedar Hills | WA | King | 15 | Landfill Gas | IC |  | S | 0.3 | 1 | 0.3 | 0.3 | 0.1 | N |  |  | N | IPP Non-CHP | 2 | X | LFG | DFO
Landfill Gas.LFG | natural gas peaker | TRUE | 60736 | Bio Energy Washington, LLC | 57298 | Cedar Hills | WA | King | 16 | Landfill Gas | IC |  | S | 0.3 | 1 | 0.3 | 0.3 | 0.1 | N |  |  | N | IPP Non-CHP | 2 | X | LFG | DFO
Landfill Gas.LFG | natural gas peaker | TRUE | 60736 | Bio Energy Washington, LLC | 57298 | Cedar Hills | WA | King | 17 | Landfill Gas | IC |  | S | 0.3 | 1 | 0.3 | 0.3 | 0.1 | N |  |  | N | IPP Non-CHP | 2 | X | LFG | DFO
Landfill Gas.LFG | natural gas peaker | TRUE | 60736 | Bio Energy Washington, LLC | 57298 | Cedar Hills | WA | King | 18 | Landfill Gas | IC |  | S | 0.3 | 1 | 0.3 | 0.3 | 0.1 | N |  |  | N | IPP Non-CHP | 2 | X | LFG | DFO
Landfill Gas.LFG | natural gas peaker | TRUE | 60736 | Bio Energy Washington, LLC | 57298 | Cedar Hills | WA | King | 2 | Landfill Gas | IC |  | S | 0.3 | 1 | 0.3 | 0.3 | 0.1 | N |  |  | N | IPP Non-CHP | 2 | X | LFG | DFO
Landfill Gas.LFG | natural gas peaker | TRUE | 60736 | Bio Energy Washington, LLC | 57298 | Cedar Hills | WA | King | 3 | Landfill Gas | IC |  | S | 0.3 | 1 | 0.3 | 0.3 | 0.1 | N |  |  | N | IPP Non-CHP | 2 | X | LFG | DFO
Landfill Gas.LFG | natural gas peaker | TRUE | 60736 | Bio Energy Washington, LLC | 57298 | Cedar Hills | WA | King | 4 | Landfill Gas | IC |  | S | 0.3 | 1 | 0.3 | 0.3 | 0.1 | N |  |  | N | IPP Non-CHP | 2 | X | LFG | DFO
Landfill Gas.LFG | natural gas peaker | TRUE | 60736 | Bio Energy Washington, LLC | 57298 | Cedar Hills | WA | King | 5 | Landfill Gas | IC |  | S | 0.3 | 1 | 0.3 | 0.3 | 0.1 | N |  |  | N | IPP Non-CHP | 2 | X | LFG | DFO
Landfill Gas.LFG | natural gas peaker | TRUE | 60736 | Bio Energy Washington, LLC | 57298 | Cedar Hills | WA | King | 6 | Landfill Gas | IC |  | S | 0.3 | 1 | 0.3 | 0.3 | 0.1 | N |  |  | N | IPP Non-CHP | 2 | X | LFG | DFO
Landfill Gas.LFG | natural gas peaker | TRUE | 60736 | Bio Energy Washington, LLC | 57298 | Cedar Hills | WA | King | 7 | Landfill Gas | IC |  | S | 0.3 | 1 | 0.3 | 0.3 | 0.1 | N |  |  | N | IPP Non-CHP | 2 | X | LFG | DFO
Landfill Gas.LFG | natural gas peaker | TRUE | 60736 | Bio Energy Washington, LLC | 57298 | Cedar Hills | WA | King | 8 | Landfill Gas | IC |  | S | 0.3 | 1 | 0.3 | 0.3 | 0.1 | N |  |  | N | IPP Non-CHP | 2 | X | LFG | DFO
Landfill Gas.LFG | natural gas peaker | TRUE | 60736 | Bio Energy Washington, LLC | 57298 | Cedar Hills | WA | King | 9 | Landfill Gas | IC |  | S | 0.3 | 1 | 0.3 | 0.3 | 0.1 | N |  |  | N | IPP Non-CHP | 2 | X | LFG | DFO
Onshore Wind Turbine.WND | onshore wind | TRUE | 14354 | PacifiCorp | 57299 | Dunlap | WY | Carbon | 1 | Onshore Wind Turbine | WT |  | S | 129.5 |  | 111 | 111 | 0 | N |  |  | N | Electric Utility | 1 | X | WND
Onshore Wind Turbine.WND | onshore wind | TRUE | 56661 | Criterion Power Partners LLC | 57300 | Criterion | MD | GARRETT | 1 | Onshore Wind Turbine | WT |  | S | 70 |  | 70 | 70 | 0.5 | N |  |  | N | IPP Non-CHP | 2 | X | WND
Onshore Wind Turbine.WND | onshore wind | TRUE | 2770 | Terra-Gen Operating Co-Wind | 57302 | Garnet Wind Energy Center | CA | Riverside | 1 | Onshore Wind Turbine | WT |  | W | 6.5 |  | 6.5 | 6.5 | 0.1 | N |  |  | N | IPP Non-CHP | 2 | X | WND
Onshore Wind Turbine.WND | onshore wind | TRUE | 56667 | Loraine Windpower Project | 57303 | Loraine Windpark Project LLC | TX | Mitchell | LWG1 | Onshore Wind Turbine | WT |  | S | 75 |  | 73.5 | 73.5 | 0 | N | 10 | 2029 | N | IPP Non-CHP | 2 | X | WND
Onshore Wind Turbine.WND | onshore wind | TRUE | 56667 | Loraine Windpower Project | 57303 | Loraine Windpark Project LLC | TX | Mitchell | LWG2 | Onshore Wind Turbine | WT |  | S | 75 |  | 75 | 75 | 0 | N |  |  | N | IPP Non-CHP | 2 | X | WND
Solar Photovoltaic.SUN | solar PV | TRUE | 11208 | Los Angeles Department of Water & Power | 57305 | Adelanto Solar Project | CA | San Bernardino | 1 | Solar Photovoltaic | PV |  | S | 6.8 |  | 6.8 | 6.8 |  | N |  |  | N | Electric Utility | 1 | X | SUN
Solar Photovoltaic.SUN | solar PV | TRUE | 11208 | Los Angeles Department of Water & Power | 57306 | Pine Tree Solar Project | CA | Kern | 1 | Solar Photovoltaic | PV |  | S | 8.5 |  | 8.5 | 8.5 |  | N |  |  | N | Electric Utility | 1 | X | SUN
Solar Photovoltaic.SUN | solar PV | TRUE | 11208 | Los Angeles Department of Water & Power | 57308 | Maclay Solar Project | CA | Los Angeles | 1 | Solar Photovoltaic | PV |  | S | 2 |  | 1.8 | 1.1 |  | N |  |  | N | Electric Utility | 1 | X | SUN
Solar Photovoltaic.SUN | solar PV | FALSE | 64344 | City of Los Angeles Harbor Department | 57309 | Pacific Cruise Ship Terminals Berth 93 | CA | Los Angeles | 1 | Solar Photovoltaic | PV |  | S | 1 |  | 1 | 1 |  | N |  |  | N | Commercial Non-CHP | 4 | X | SUN
Solar Photovoltaic.SUN | solar PV | FALSE | 59551 | Occidental College | 57311 | Occidental College Solar Project | CA | Los Angeles | 1 | Solar Photovoltaic | PV |  | S | 1 |  | 1 | 1 |  | N |  |  | N | Commercial Non-CHP | 4 | X | SUN
Solar Photovoltaic.SUN | solar PV | FALSE | 57275 | Metropolitan Transportation Authority | 57313 | Metro Support Services Center Solar | CA | Los Angeles | 1 | Solar Photovoltaic | PV |  | S | 1.2 |  | 1.2 | 1.2 |  | N |  |  | N | Commercial Non-CHP | 4 | X | SUN
Solar Photovoltaic.SUN | solar PV | FALSE | 57276 | Los Angeles Community College District | 57314 | Los Angeles Harbor College | CA | Los Angeles | 1 | Solar Photovoltaic | PV |  | S | 1.2 |  | 2.2 | 2.2 |  | N |  |  | N | Commercial Non-CHP | 4 | X | SUN
Onshore Wind Turbine.WND | onshore wind | TRUE | 56662 | Cedar Point LLC | 57315 | Cedar Point Wind | CO | Lincoln | 1-139 | Onshore Wind Turbine | WT |  | J | 252 |  | 252 | 252 | 0 | N |  |  | N | IPP Non-CHP | 2 | X | WND
Solar Photovoltaic.SUN | solar PV | TRUE | 15399 | Avangrid Renewables LLC | 57317 | San Luis Valley Solar Ranch | CO | Alamosa | 1 | Solar Photovoltaic | PV |  | S | 35 |  | 35 | 35 |  | N |  |  | N | IPP Non-CHP | 2 | X | SUN
Solar Photovoltaic.SUN | solar PV | TRUE | 63287 | Axium Arizona Renewables, LLC | 57318 | Poseidon Solar, LLC | AZ | GILA | 1 | Solar Photovoltaic | PV |  | J | 20 |  | 20 | 20 |  | N |  |  | N | IPP Non-CHP | 2 | X | SUN
Onshore Wind Turbine.WND | onshore wind | TRUE | 15399 | Avangrid Renewables LLC | 57319 | Big Horn Wind II | WA | Klickitat | 1 | Onshore Wind Turbine | WT |  | S | 50 |  | 50 | 50 | 0 | N |  |  | N | IPP Non-CHP | 2 | X | WND
Onshore Wind Turbine.WND | onshore wind | TRUE | 15399 | Avangrid Renewables LLC | 57320 | Juniper Canyon I Wind Project | WA | Klickitat | 1 | Onshore Wind Turbine | WT |  | S | 151.2 |  | 148.8 | 148.8 | 0 | N |  |  | N | IPP Non-CHP | 2 | X | WND
Solar Photovoltaic.SUN | solar PV | TRUE | 63026 | Oppidum Renewables USA, LLC | 57321 | Mayberry Solar LLC | NC | Surry | 1PV | Solar Photovoltaic | PV |  | S | 1.2 |  | 1.2 | 1.2 |  | N |  |  | N | IPP Non-CHP | 2 | X | SUN
Natural Gas Fired Combustion Turbine.NG | natural gas peaker | FALSE | 56672 | Targa Co-Generation LLC | 57322 | Mont Belvieu Cogeneration Unit | TX | Chambers | GT01 | Natural Gas Fired Combustion Turbine | GT |  | S | 15 | 0.95 | 12.3 | 15 | 11 | N |  |  | Y | Industrial CHP | 7 | T | NG
Solar Photovoltaic.SUN | solar PV | TRUE | 803 | Arizona Public Service Co | 57324 | Luke Solar | AZ | Maricopa | PV1 | Solar Photovoltaic | PV |  | S | 15 |  | 12.8 | 14 |  | N |  |  | N | Electric Utility | 1 | X | SUN
Batteries.MWH | battery storage | 0 | 56678 | FPL Energy Illinois Wind LLC | 57325 | FPL Energy Illinois Wind LLC Hybrid | IL | DeKalb | BFT | Batteries | BA |  | S | 20 |  | 20 | 20 | 0 | N |  |  | N | IPP Non-CHP | 2 | X | MWH
Onshore Wind Turbine.WND | onshore wind | TRUE | 56678 | FPL Energy Illinois Wind LLC | 57325 | FPL Energy Illinois Wind LLC Hybrid | IL | DeKalb | GE1.5 | Onshore Wind Turbine | WT |  | S | 217.5 |  | 217.5 | 217.5 | 10.9 | N |  |  | N | IPP Non-CHP | 2 | X | WND
Onshore Wind Turbine.WND | onshore wind | TRUE | 56680 | Diamond Shamrock Refining Company LP | 57326 | Sunray Wind I | TX | Moore | WND1 | Onshore Wind Turbine | WT |  | S | 49.5 | 1 | 49.5 | 49.5 | 3 | N |  |  | N | IPP Non-CHP | 2 | X | WND
Onshore Wind Turbine.WND | onshore wind | TRUE | 65411 | Duke Energy Renewables Services | 57327 | Top of the World Windpower Project | WY | Converse | TOTW1 | Onshore Wind Turbine | WT |  | S | 200 |  | 200 | 200 | 0.1 | N |  |  | N | IPP Non-CHP | 2 | X | WND
Solar Photovoltaic.SUN | solar PV | TRUE | 56681 | Kent County Levy Court Dept of Pub Work | 57330 | Kent County Wastewater Treatment Solar | DE | Kent | 1 | Solar Photovoltaic | PV |  | S | 1.2 |  | 1.2 | 1.2 |  | N |  |  | N | IPP Non-CHP | 2 | X | SUN
Solar Thermal without Energy Storage.SUN | solar thermal | TRUE | 56660 | Mojave Solar LLC | 57331 | Mojave Solar Project | CA | San Bernardino | MSP1 | Solar Thermal without Energy Storage | ST |  | S | 140 | 0.85 | 137.5 | 100 |  | N |  |  | N | IPP Non-CHP | 2 | X | SUN
Solar Thermal without Energy Storage.SUN | solar thermal | TRUE | 56660 | Mojave Solar LLC | 57331 | Mojave Solar Project | CA | San Bernardino | MSP2 | Solar Thermal without Energy Storage | ST |  | S | 140 | 0.85 | 137.5 | 100 |  | N |  |  | N | IPP Non-CHP | 2 | X | SUN
Onshore Wind Turbine.WND | onshore wind | TRUE | 14063 | Oklahoma Gas & Electric Co | 57332 | Crossroads Wind Farm | OK | Dewey | 1-98 | Onshore Wind Turbine | WT |  | S | 227.5 |  | 227.5 | 227.5 | 0.1 | N |  |  | N | Electric Utility | 1 | X | WND
Onshore Wind Turbine.WND | onshore wind | TRUE | 15399 | Avangrid Renewables LLC | 57333 | Leaning Juniper Wind Power II | OR | Gilliam | 1 | Onshore Wind Turbine | WT |  | S | 201 |  | 199.2 | 199.2 | 0 | N |  |  | N | IPP Non-CHP | 2 | X | WND
Solar Photovoltaic.SUN | solar PV | TRUE | 5416 | Duke Energy Carolinas, LLC | 57334 | DE Solar 10240 Old Dowd Rd | NC | Mecklenburg | PV01 | Solar Photovoltaic | PV |  | S | 1.9 |  | 1.9 | 1.9 |  | N |  |  | N | Electric Utility | 1 | X | SUN
Solar Photovoltaic.SUN | solar PV | TRUE | 5416 | Duke Energy Carolinas, LLC | 57335 | DE Solar 657 Brigham Rd | NC | Guilford | PV01 | Solar Photovoltaic | PV |  | S | 1.3 |  | 1.3 | 1.3 |  | N |  |  | N | Electric Utility | 1 | X | SUN
Solar Photovoltaic.SUN | solar PV | TRUE | 5416 | Duke Energy Carolinas, LLC | 57336 | DE Solar 1725 Drywall Dr | NC | Gaston | PV01 | Solar Photovoltaic | PV |  | S | 1 |  | 1 | 1 |  | N |  |  | N | Electric Utility | 1 | X | SUN
Solar Photovoltaic.SUN | solar PV | TRUE | 61230 | Arevon Energy, Inc. | 57337 | Dover Sun Park | DE | Kent | 1 | Solar Photovoltaic | PV |  | S | 10 |  | 10 | 10 |  | N |  |  | N | IPP Non-CHP | 2 | X | SUN
Solar Photovoltaic.SUN | solar PV | TRUE | 59400 | NRG Solar Roadrunner | 57338 | Roadrunner Solar | NM | Dona Ana | 1 | Solar Photovoltaic | PV |  | S | 20.2 |  | 20 | 20 |  | N |  |  | N | IPP Non-CHP | 2 | X | SUN
Solar Photovoltaic.SUN | solar PV | TRUE | 56769 | Consolidated Edison Development Inc. | 57340 | Panoche Valley Solar Farm | CA | San Benito | 1 | Solar Photovoltaic | PV |  | S | 140 |  | 140 | 140 |  | N |  |  | N | IPP Non-CHP | 2 | X | SUN
Solar Photovoltaic.SUN | solar PV | TRUE | 15477 | Public Service Elec & Gas Co | 57341 | Silver Lake Solar Farm | NJ | Middlesex | SILV | Solar Photovoltaic | PV |  | S | 1.7 |  | 1.7 | 1.7 |  | N |  |  | N | Electric Utility | 1 | X | SUN
Onshore Wind Turbine.WND | onshore wind | TRUE | 56684 | White Oak Energy LLC | 57342 | White Oak Energy LLC | IL | McLean | 1 | Onshore Wind Turbine | WT |  | S | 150 |  | 150 | 150 | 7.5 | N |  |  | N | IPP Non-CHP | 2 | X | WND
Other Waste Biomass.OBG | biomass | TRUE | 60524 | Pico Energy, LLC | 57343 | Cargill B6 Biofactory | ID | Gooding | 1 | Other Waste Biomass | IC |  | S | 1.1 | 1 | 1.1 | 1.1 | 0.1 | N |  |  | Y | IPP CHP | 3 | T | OBG
Other Waste Biomass.OBG | biomass | TRUE | 60524 | Pico Energy, LLC | 57343 | Cargill B6 Biofactory | ID | Gooding | 2 | Other Waste Biomass | IC |  | S | 1.1 | 1 | 1.1 | 1.1 | 0.1 | N |  |  | Y | IPP CHP | 3 | T | OBG
Other Waste Biomass.OBG | biomass | TRUE | 62697 | Kettle Butte Digester, LLC | 57345 | Kettle Butte Digester, LLC | ID | JEFFERSON | 1 | Other Waste Biomass | IC |  | S | 0.9 | 1 | 0.9 | 0.9 | 0.1 | N |  |  | Y | IPP CHP | 3 | T | OBG
Other Waste Biomass.OBG | biomass | TRUE | 62697 | Kettle Butte Digester, LLC | 57345 | Kettle Butte Digester, LLC | ID | JEFFERSON | 2 | Other Waste Biomass | IC |  | S | 0.9 | 1 | 0.9 | 0.9 | 0.1 | N |  |  | Y | IPP CHP | 3 | T | OBG
Onshore Wind Turbine.WND | onshore wind | TRUE | 56683 | Elk City LLC | 57346 | Elk City LLC | OK | Roger Mills | 1 | Onshore Wind Turbine | WT |  | S | 98.9 |  | 98.9 | 98.9 | 4.9 | N |  |  | N | IPP Non-CHP | 2 | X | WND
Onshore Wind Turbine.WND | onshore wind | TRUE | 56683 | Elk City LLC | 57346 | Elk City LLC | OK | Roger Mills | 2 | Onshore Wind Turbine | WT |  | S | 99.2 |  | 99.2 | 99.2 | 5 | N |  |  | N | IPP Non-CHP | 2 | X | WND
Onshore Wind Turbine.WND | onshore wind | TRUE | 56688 | Baldwin Wind LLC | 57347 | Baldwin Wind LLC | ND | Burleigh | GE1 | Onshore Wind Turbine | WT |  | S | 102.4 |  | 102.4 | 102.4 | 5.1 | N |  |  | N | IPP Non-CHP | 2 | X | WND
Natural Gas Fired Combustion Turbine.NG | natural gas peaker | FALSE | 56687 | CityCenter Land LLC | 57348 | CityCenter Central Plant Cogen Units | NV | Clark | UNITA | Natural Gas Fired Combustion Turbine | GT |  | S | 4.3 | 0.89 | 4 | 4 | 0.5 | N |  |  | Y | Commercial CHP | 5 | T | NG
Natural Gas Fired Combustion Turbine.NG | natural gas peaker | FALSE | 56687 | CityCenter Land LLC | 57348 | CityCenter Central Plant Cogen Units | NV | Clark | UNITB | Natural Gas Fired Combustion Turbine | GT |  | S | 4.3 | 0.89 | 4 | 4 | 0.5 | N |  |  | Y | Commercial CHP | 5 | T | NG
Natural Gas Fired Combined Cycle.NG | natural gas combined cycle | TRUE | 56691 | Garrison Energy Center LLC | 57349 | Garrison Energy Center LLC | DE | Kent | CTG1 | Natural Gas Fired Combined Cycle | CT | GEC1 | W | 235 | 0.85 | 186 | 200 | 93 | N |  |  | N | IPP Non-CHP | 2 | X | NG | DFO
Natural Gas Fired Combined Cycle.NG | natural gas combined cycle | TRUE | 56691 | Garrison Energy Center LLC | 57349 | Garrison Energy Center LLC | DE | Kent | STG2 | Natural Gas Fired Combined Cycle | CA | GEC1 | W | 126 | 0.85 | 123 | 123 | 67 | N |  |  | N | IPP Non-CHP | 2 | X | NG | DFO
Onshore Wind Turbine.WND | onshore wind | FALSE | 56689 | RENEW Energy Inc | 57351 | Uilk Wind LLC | MN | Pipestone | FA01 | Onshore Wind Turbine | WT |  | J | 1.5 |  | 1.5 | 1.5 | 0 | N |  |  | N | Commercial Non-CHP | 4 | X | WND
Onshore Wind Turbine.WND | onshore wind | FALSE | 56689 | RENEW Energy Inc | 57351 | Uilk Wind LLC | MN | Pipestone | FA02 | Onshore Wind Turbine | WT |  | J | 1.5 |  | 1.5 | 1.5 | 0 | N |  |  | N | Commercial Non-CHP | 4 | X | WND
Onshore Wind Turbine.WND | onshore wind | FALSE | 56689 | RENEW Energy Inc | 57351 | Uilk Wind LLC | MN | Pipestone | FA03 | Onshore Wind Turbine | WT |  | J | 1.5 |  | 1.5 | 1.5 | 0 | N |  |  | N | Commercial Non-CHP | 4 | X | WND
Solar Photovoltaic.SUN | solar PV | TRUE | 15477 | Public Service Elec & Gas Co | 57352 | Trenton Solar Farm | NJ | Mercer | TREN | Solar Photovoltaic | PV |  | S | 1 |  | 1 | 1 |  | N |  |  | N | Electric Utility | 1 | X | SUN
Geothermal.GEO | geothermal | TRUE | 56694 | Thermo No 1 BE 01 LLC | 57353 | Thermo No 1 | UT | Beaver | 2 | Geothermal | BT |  | S | 14 | 0.8 | 14 | 14 | 1.8 | N |  |  | N | IPP Non-CHP | 2 | X | GEO
Onshore Wind Turbine.WND | onshore wind | TRUE | 56693 | Fox Island Wind LLC | 57354 | Fox Island Wind LLC | ME | Knox | 1 | Onshore Wind Turbine | WT |  | W | 4.5 |  | 4.5 | 4.5 | 0.1 | N |  |  | N | IPP Non-CHP | 2 | X | WND
Landfill Gas.LFG | natural gas peaker | TRUE | 55938 | Industrial Power Generating Company LLC | 57356 | Henrico | VA | Henrico | 1 | Landfill Gas | IC |  | S | 0.3 | 1 | 0.3 | 0.3 | 0.1 | N |  |  | N | IPP Non-CHP | 2 | X | LFG | DFO
Landfill Gas.LFG | natural gas peaker | TRUE | 55938 | Industrial Power Generating Company LLC | 57356 | Henrico | VA | Henrico | 10 | Landfill Gas | IC |  | S | 0.3 | 1 | 0.3 | 0.3 | 0.1 | N |  |  | N | IPP Non-CHP | 2 | X | LFG | DFO
Landfill Gas.LFG | natural gas peaker | TRUE | 55938 | Industrial Power Generating Company LLC | 57356 | Henrico | VA | Henrico | 11 | Landfill Gas | IC |  | S | 0.3 | 1 | 0.3 | 0.3 | 0.1 | N |  |  | N | IPP Non-CHP | 2 | X | LFG | DFO
Landfill Gas.LFG | natural gas peaker | TRUE | 55938 | Industrial Power Generating Company LLC | 57356 | Henrico | VA | Henrico | 12 | Landfill Gas | IC |  | S | 0.3 | 1 | 0.3 | 0.3 | 0.1 | N |  |  | N | IPP Non-CHP | 2 | X | LFG | DFO
Landfill Gas.LFG | natural gas peaker | TRUE | 55938 | Industrial Power Generating Company LLC | 57356 | Henrico | VA | Henrico | 2 | Landfill Gas | IC |  | S | 0.3 | 1 | 0.3 | 0.3 | 0.1 | N |  |  | N | IPP Non-CHP | 2 | X | LFG | DFO
Landfill Gas.LFG | natural gas peaker | TRUE | 55938 | Industrial Power Generating Company LLC | 57356 | Henrico | VA | Henrico | 3 | Landfill Gas | IC |  | S | 0.3 | 1 | 0.3 | 0.3 | 0.1 | N |  |  | N | IPP Non-CHP | 2 | X | LFG | DFO
Landfill Gas.LFG | natural gas peaker | TRUE | 55938 | Industrial Power Generating Company LLC | 57356 | Henrico | VA | Henrico | 4 | Landfill Gas | IC |  | S | 0.3 | 1 | 0.3 | 0.3 | 0.1 | N |  |  | N | IPP Non-CHP | 2 | X | LFG | DFO
Landfill Gas.LFG | natural gas peaker | TRUE | 55938 | Industrial Power Generating Company LLC | 57356 | Henrico | VA | Henrico | 5 | Landfill Gas | IC |  | S | 0.3 | 1 | 0.3 | 0.3 | 0.1 | N |  |  | N | IPP Non-CHP | 2 | X | LFG | DFO
Landfill Gas.LFG | natural gas peaker | TRUE | 55938 | Industrial Power Generating Company LLC | 57356 | Henrico | VA | Henrico | 6 | Landfill Gas | IC |  | S | 0.3 | 1 | 0.3 | 0.3 | 0.1 | N |  |  | N | IPP Non-CHP | 2 | X | LFG | DFO
Landfill Gas.LFG | natural gas peaker | TRUE | 55938 | Industrial Power Generating Company LLC | 57356 | Henrico | VA | Henrico | 7 | Landfill Gas | IC |  | S | 0.3 | 1 | 0.3 | 0.3 | 0.1 | N |  |  | N | IPP Non-CHP | 2 | X | LFG | DFO
Landfill Gas.LFG | natural gas peaker | TRUE | 55938 | Industrial Power Generating Company LLC | 57356 | Henrico | VA | Henrico | 8 | Landfill Gas | IC |  | S | 0.3 | 1 | 0.3 | 0.3 | 0.1 | N |  |  | N | IPP Non-CHP | 2 | X | LFG | DFO
Landfill Gas.LFG | natural gas peaker | TRUE | 55938 | Industrial Power Generating Company LLC | 57356 | Henrico | VA | Henrico | 9 | Landfill Gas | IC |  | S | 0.3 | 1 | 0.3 | 0.3 | 0.1 | N |  |  | N | IPP Non-CHP | 2 | X | LFG | DFO
Onshore Wind Turbine.WND | onshore wind | TRUE | 56698 | Red Mesa Wind LLC | 57357 | Red Mesa Wind LLC | NM | Sandoval | EXIS | Onshore Wind Turbine | WT |  | S | 102.4 |  | 102.4 | 102.4 | 0 | N |  |  | N | IPP Non-CHP | 2 | X | WND
Onshore Wind Turbine.WND | onshore wind | TRUE | 56699 | CPV Keenan II Renewable Energy Co LLC | 57358 | Keenan II Renewable Energy Co LLC | OK | Woodward | 1 | Onshore Wind Turbine | WT |  | S | 151.8 |  | 151.8 | 151.8 | 1 | N |  |  | N | IPP Non-CHP | 2 | X | WND
Solar Photovoltaic.SUN | solar PV | TRUE | 56700 | Avenal Solar Holdings LLC | 57359 | Avenal Park | CA | Kings | 1 | Solar Photovoltaic | PV |  | S | 6 |  | 6 | 6 |  | N |  |  | N | IPP Non-CHP | 2 | X | SUN
Solar Photovoltaic.SUN | solar PV | TRUE | 56700 | Avenal Solar Holdings LLC | 57360 | Sun City Project LLC | CA | Kings | 1 | Solar Photovoltaic | PV |  | S | 20 |  | 20 | 20 |  | N |  |  | N | IPP Non-CHP | 2 | X | SUN
Solar Photovoltaic.SUN | solar PV | TRUE | 56700 | Avenal Solar Holdings LLC | 57361 | Sand Drag LLC | CA | Kings | 1 | Solar Photovoltaic | PV |  | S | 19 |  | 19 | 19 |  | N |  |  | N | IPP Non-CHP | 2 | X | SUN
Solar Photovoltaic.SUN | solar PV | TRUE | 56701 | The Hankin Group | 57362 | Morgantown Solar Park | PA | Berks | 1 | Solar Photovoltaic | PV |  | S | 2 |  | 1.6 | 1.4 |  | N |  |  | N | IPP Non-CHP | 2 | X | SUN
Solar Photovoltaic.SUN | solar PV | TRUE | 56702 | 510 REPP One LLC | 57363 | 510 REPP One | NC | Northampton | 1 | Solar Photovoltaic | PV |  | S | 1.3 |  | 1.3 | 1.3 |  | N |  |  | N | IPP Non-CHP | 2 | X | SUN
Conventional Hydroelectric.WAT | hydro | TRUE | 56707 | Yuma County Water User's Association | 57364 | Siphon Drop Power Plant | CA | Imperial | 1 | Conventional Hydroelectric | HY |  | S | 2.2 | 1 | 2.2 | 2.2 | 1 | N |  |  | N | IPP Non-CHP | 2 | X | WAT
Conventional Hydroelectric.WAT | hydro | TRUE | 56707 | Yuma County Water User's Association | 57364 | Siphon Drop Power Plant | CA | Imperial | 2 | Conventional Hydroelectric | HY |  | S | 2.2 | 1 | 2.2 | 2.2 | 1 | N |  |  | N | IPP Non-CHP | 2 | X | WAT
Landfill Gas.LFG | natural gas peaker | TRUE | 63989 | Mas Durham Power, LLC | 57365 | Mas Durham Power, LLC | NC | Durham | 1A | Landfill Gas | IC |  | S | 1.1 | 0.8 | 1.1 | 1.1 | 0.7 | N |  |  | N | IPP Non-CHP | 2 | X | LFG
Landfill Gas.LFG | natural gas peaker | TRUE | 63989 | Mas Durham Power, LLC | 57365 | Mas Durham Power, LLC | NC | Durham | 1B | Landfill Gas | IC |  | S | 1.1 | 0.8 | 1.1 | 1.1 | 0.7 | N |  |  | N | IPP Non-CHP | 2 | X | LFG
Landfill Gas.LFG | natural gas peaker | TRUE | 65245 | Terreva Wayne County RNG, LLC | 57366 | Terreva Wayne County RNG, LLC | NC | Wayne | 1A | Landfill Gas | IC |  | S | 1.1 | 0.8 | 1.1 | 1.1 | 0.7 | N |  |  | N | IPP Non-CHP | 2 | X | LFG
Landfill Gas.LFG | natural gas peaker | TRUE | 65245 | Terreva Wayne County RNG, LLC | 57366 | Terreva Wayne County RNG, LLC | NC | Wayne | 1B | Landfill Gas | IC |  | S | 1.1 | 0.8 | 1.1 | 1.1 | 0.7 | N |  |  | N | IPP Non-CHP | 2 | X | LFG
Solar Photovoltaic.SUN | solar PV | FALSE | 56705 | Pocono International Raceway Inc | 57367 | Pocono Solar Project | PA | Monroe | POCON | Solar Photovoltaic | PV |  | S | 2.7 |  | 2.5 | 1.9 |  | N |  |  | N | Commercial Non-CHP | 4 | X | SUN
Solar Photovoltaic.SUN | solar PV | TRUE | 56696 | KEPCO Alamosa LLC | 57368 | Cogentrix of Alamosa | CO | Alamosa | 1 | Solar Photovoltaic | PV |  | W | 30 |  | 30 | 30 |  | N |  |  | N | IPP Non-CHP | 2 | X | SUN
Solar Photovoltaic.SUN | solar PV | TRUE | 56706 | Chevron Technology Ventures | 57369 | Questa Solar Facility | NM | Taos | QST | Solar Photovoltaic | PV |  | S | 1 |  | 1 | 1 |  | N |  |  | N | IPP Non-CHP | 2 | X | SUN
Solar Photovoltaic.SUN | solar PV | TRUE | 57170 | EDF Renewable Asset Holdings, Inc. | 57372 | Bellevue Solar Project | OR | Yamhill | INV-1 | Solar Photovoltaic | PV |  | W | 1.6 |  | 1.6 | 1.6 |  | N |  |  | N | IPP Non-CHP | 2 | X | SUN
Solar Photovoltaic.SUN | solar PV | TRUE | 59396 | Agua Caliente Solar | 57373 | Agua Caliente Solar Project | AZ | Yuma | AGU1 | Solar Photovoltaic | PV |  | W | 90.7 |  | 90.7 | 90.7 |  | N |  |  | N | IPP Non-CHP | 2 | X | SUN
Solar Photovoltaic.SUN | solar PV | TRUE | 59396 | Agua Caliente Solar | 57373 | Agua Caliente Solar Project | AZ | Yuma | AGU2 | Solar Photovoltaic | PV |  | W | 136 |  | 136 | 136 |  | N |  |  | N | IPP Non-CHP | 2 | X | SUN
Solar Photovoltaic.SUN | solar PV | TRUE | 59396 | Agua Caliente Solar | 57373 | Agua Caliente Solar Project | AZ | Yuma | AGU3 | Solar Photovoltaic | PV |  | W | 121 |  | 121 | 121 |  | N |  |  | N | IPP Non-CHP | 2 | X | SUN
Onshore Wind Turbine.WND | onshore wind | TRUE | 57170 | EDF Renewable Asset Holdings, Inc. | 57374 | Lakefield Wind Project LLC | MN | Jackson | LAKE1 | Onshore Wind Turbine | WT |  | W | 205.5 |  | 205.5 | 205.5 | 0 | N |  |  | N | IPP Non-CHP | 2 | X | WND
Onshore Wind Turbine.WND | onshore wind | TRUE | 63024 | BEAM US, LLC | 57375 | Adams Wind Generations LLC | MN | Meeker | AWG | Onshore Wind Turbine | WT |  | J | 20 |  | 20 | 20 | 0.1 | N |  |  | N | IPP Non-CHP | 2 | X | WND
Geothermal.GEO | geothermal | TRUE | 34691 | Ormat Nevada Inc | 57376 | Jersey Valley Geothermal Power Plant | NV | Pershing | OEC 1 | Geothermal | BT |  | S | 16 | 0.8 | 10.6 | 16 | 8.5 | N |  |  | N | IPP Non-CHP | 2 | X | GEO
Geothermal.GEO | geothermal | TRUE | 34691 | Ormat Nevada Inc | 57376 | Jersey Valley Geothermal Power Plant | NV | Pershing | OEC 2 | Geothermal | BT |  | S | 7.5 | 0.8 | 5 | 7.5 | 4 | N |  |  | N | IPP Non-CHP | 2 | X | GEO
Solar Photovoltaic.SUN | solar PV | TRUE | 56720 | Greater Sandhill I LLC | 57377 | Greater Sandhill I | CO | Alamosa | GS-P1 | Solar Photovoltaic | PV |  | S | 10 |  | 10 | 10 |  | N |  |  | N | IPP Non-CHP | 2 | X | SUN
Solar Photovoltaic.SUN | solar PV | TRUE | 56720 | Greater Sandhill I LLC | 57377 | Greater Sandhill I | CO | Alamosa | GS-P2 | Solar Photovoltaic | PV |  | S | 9 |  | 9 | 9 |  | N |  |  | N | IPP Non-CHP | 2 | X | SUN
Solar Photovoltaic.SUN | solar PV | TRUE | 56722 | AV Solar Ranch 1 LLC | 57378 | AV Solar Ranch One | CA | Los Angeles | AVSR | Solar Photovoltaic | PV |  | S | 253 |  | 241.5 | 241.5 |  | N |  |  | N | IPP Non-CHP | 2 | X | SUN
Onshore Wind Turbine.WND | onshore wind | TRUE | 63287 | Axium Arizona Renewables, LLC | 57379 | Poseidon Wind, LLC | AZ | Navajo | 1 | Onshore Wind Turbine | WT |  | J | 65.1 |  | 65.1 | 65.1 | 0 | N |  |  | N | IPP Non-CHP | 2 | X | WND
Onshore Wind Turbine.WND | onshore wind | TRUE | 15399 | Avangrid Renewables LLC | 57380 | New England Wind LLC | MA | Berkshire | 1 | Onshore Wind Turbine | WT |  | S | 28.5 |  | 28.5 | 28.5 | 0 | N |  |  | N | IPP Non-CHP | 2 | X | WND
Solar Photovoltaic.SUN | solar PV | TRUE | 15477 | Public Service Elec & Gas Co | 57381 | Linden Solar Farm | NJ | Union | LIND | Solar Photovoltaic | PV |  | S | 2.7 |  | 2.7 | 2.7 |  | N |  |  | N | Electric Utility | 1 | X | SUN
Solar Photovoltaic.SUN | solar PV | TRUE | 15477 | Public Service Elec & Gas Co | 57382 | Yardville Solar Farm | NJ | Mercer | YARD | Solar Photovoltaic | PV |  | S | 3.6 |  | 3.6 | 3.6 |  | N |  |  | N | Electric Utility | 1 | X | SUN
Solar Photovoltaic.SUN | solar PV | TRUE | 15477 | Public Service Elec & Gas Co | 57383 | WEA Texas Bayonne | NJ | Hudson | BAYO | Solar Photovoltaic | PV |  | S | 1.5 |  | 1.5 | 1.5 |  | N |  |  | N | Electric Utility | 1 | X | SUN
Solar Photovoltaic.SUN | solar PV | TRUE | 15477 | Public Service Elec & Gas Co | 57384 | Matrix Buildings A&B (Perth Amboy) Solar | NJ | Middlesex | MATR | Solar Photovoltaic | PV |  | S | 2.5 |  | 2.5 | 2.5 |  | N |  |  | N | Electric Utility | 1 | X | SUN
Onshore Wind Turbine.WND | onshore wind | TRUE | 13781 | Northern States Power Co - Minnesota | 57385 | Community Wind North LLC | MN | Lincoln | 34505 | Onshore Wind Turbine | WT |  | J | 30 |  | 30 | 30 | 1 | N |  |  | N | Electric Utility | 1 | X | WND
Onshore Wind Turbine.WND | onshore wind | TRUE | 56715 | Ridgewind Power Partners LLC | 57386 | Ridgewind | MN | Pipestone | WTG1 | Onshore Wind Turbine | WT |  | S | 25.3 |  | 25.3 | 25.3 | 1 | N |  |  | N | IPP Non-CHP | 2 | X | WND
Onshore Wind Turbine.WND | onshore wind | TRUE | 56727 | Ashtabula Wind III LLC | 57387 | Ashtabula Wind III LLC | ND | Barnes | GE16 | Onshore Wind Turbine | WT |  | S | 62.4 |  | 62.4 | 62.4 | 3.1 | N |  |  | N | IPP Non-CHP | 2 | X | WND
Solar Photovoltaic.SUN | solar PV | TRUE | 56732 | Haleon PLC | 57390 | Haleon York RDC Solar Facility | PA | York | 1 | Solar Photovoltaic | PV |  | S | 2.6 |  | 1.6 | 1 |  | N |  |  | N | IPP Non-CHP | 2 | X | SUN
Solar Photovoltaic.SUN | solar PV | TRUE | 24211 | Tucson Electric Power Co | 57392 | UASTP I | AZ | Pima | UATP1 | Solar Photovoltaic | PV |  | S | 1.2 |  | 1.5 | 1.5 |  | N |  |  | N | Electric Utility | 1 | X | SUN
Other Waste Biomass.OBG | biomass | TRUE | 56718 | DF-AP #1 LLC | 57393 | Big Sky Dairy Digester | ID | Gooding | GEN1 | Other Waste Biomass | IC |  | S | 0.8 | 1 | 0.7 | 0.7 | 0.4 | N |  |  | N | IPP Non-CHP | 2 | X | OBG
Other Waste Biomass.OBG | biomass | TRUE | 56718 | DF-AP #1 LLC | 57393 | Big Sky Dairy Digester | ID | Gooding | GEN2 | Other Waste Biomass | IC |  | S | 0.8 | 1 | 0.7 | 0.7 | 0.4 | N |  |  | N | IPP Non-CHP | 2 | X | OBG
Solar Thermal without Energy Storage.SUN | solar thermal | TRUE | 56723 | Genesis Solar LLC | 57394 | Genesis Solar Energy Project | CA | Riverside | GEN01 | Solar Thermal without Energy Storage | ST |  | S | 125 | 0.85 | 125 | 125 | 14.7 | N |  |  | N | IPP Non-CHP | 2 | X | SUN
Solar Thermal without Energy Storage.SUN | solar thermal | TRUE | 56723 | Genesis Solar LLC | 57394 | Genesis Solar Energy Project | CA | Riverside | GEN02 | Solar Thermal without Energy Storage | ST |  | S | 125 | 0.85 | 125 | 125 | 14.7 | N |  |  | N | IPP Non-CHP | 2 | X | SUN
Onshore Wind Turbine.WND | onshore wind | TRUE | 63024 | BEAM US, LLC | 57396 | Danielson Wind Farms LLC | MN | Meeker | DWF | Onshore Wind Turbine | WT |  | J | 20 |  | 20 | 20 | 0.1 | N |  |  | N | IPP Non-CHP | 2 | X | WND
Solar Photovoltaic.SUN | solar PV | TRUE | 56728 | Dow Jones & Co | 57397 | Dow Jones South Brunswick Solar | NJ | Middlesex | PV01 | Solar Photovoltaic | PV |  | S | 2.2 |  | 2.2 | 2.2 | 0.1 | N |  |  | N | IPP Non-CHP | 2 | X | SUN
Solar Photovoltaic.SUN | solar PV | TRUE | 56728 | Dow Jones & Co | 57397 | Dow Jones South Brunswick Solar | NJ | Middlesex | PV02 | Solar Photovoltaic | PV |  | S | 1.4 |  | 1.4 | 1.4 | 0.1 | N |  |  | N | IPP Non-CHP | 2 | X | SUN
Conventional Hydroelectric.WAT | hydro | TRUE | 40577 | American Mun Power-Ohio, Inc | 57399 | Cannelton Hydroelectric Plant | KY | Hancock | CG1 | Conventional Hydroelectric | HY |  | S | 29.3 | 0.9 | 29.3 | 29.3 | 1 | N |  |  | N | Electric Utility | 1 | X | WAT
Conventional Hydroelectric.WAT | hydro | TRUE | 40577 | American Mun Power-Ohio, Inc | 57399 | Cannelton Hydroelectric Plant | KY | Hancock | CG2 | Conventional Hydroelectric | HY |  | S | 29.3 | 0.9 | 29.3 | 29.3 | 1 | N |  |  | N | Electric Utility | 1 | X | WAT
Conventional Hydroelectric.WAT | hydro | TRUE | 40577 | American Mun Power-Ohio, Inc | 57399 | Cannelton Hydroelectric Plant | KY | Hancock | CG3 | Conventional Hydroelectric | HY |  | S | 29.3 | 0.9 | 29.3 | 29.3 | 1 | N |  |  | N | Electric Utility | 1 | X | WAT
Conventional Hydroelectric.WAT | hydro | TRUE | 40577 | American Mun Power-Ohio, Inc | 57400 | Smithland Hydroelectric Plant | KY | Livingston | SG1 | Conventional Hydroelectric | HY |  | S | 25.3 | 0.9 | 25.3 | 25.3 | 1 | N |  |  | N | Electric Utility | 1 | X | WAT
Conventional Hydroelectric.WAT | hydro | TRUE | 40577 | American Mun Power-Ohio, Inc | 57400 | Smithland Hydroelectric Plant | KY | Livingston | SG2 | Conventional Hydroelectric | HY |  | S | 25.3 | 0.9 | 25.3 | 25.3 | 1 | N |  |  | N | Electric Utility | 1 | X | WAT
Conventional Hydroelectric.WAT | hydro | TRUE | 40577 | American Mun Power-Ohio, Inc | 57400 | Smithland Hydroelectric Plant | KY | Livingston | SG3 | Conventional Hydroelectric | HY |  | S | 25.3 | 0.9 | 25.3 | 25.3 | 1 | N |  |  | N | Electric Utility | 1 | X | WAT
Conventional Hydroelectric.WAT | hydro | TRUE | 40577 | American Mun Power-Ohio, Inc | 57401 | Willow Island Hydroelectric Plant | WV | Pleasants | WIG1 | Conventional Hydroelectric | HY |  | S | 22 | 0.9 | 22 | 22 | 1 | N |  |  | N | Electric Utility | 1 | X | WAT
Conventional Hydroelectric.WAT | hydro | TRUE | 40577 | American Mun Power-Ohio, Inc | 57401 | Willow Island Hydroelectric Plant | WV | Pleasants | WIG2 | Conventional Hydroelectric | HY |  | S | 22 | 0.9 | 22 | 22 | 1 | N |  |  | N | Electric Utility | 1 | X | WAT
Solar Photovoltaic.SUN | solar PV | TRUE | 65411 | Duke Energy Renewables Services | 57402 | Taylorsville Solar LLC | NC | Alexander | TAY1 | Solar Photovoltaic | PV |  | S | 1.2 |  | 1 | 1 |  | N |  |  | N | IPP Non-CHP | 2 | X | SUN
Landfill Gas.LFG | natural gas peaker | TRUE | 54842 | WM Renewable Energy LLC | 57403 | Northwest Regional | AZ | Maricopa | GEN1 | Landfill Gas | IC |  | S | 1.6 | 0.98 | 1.6 | 1.6 | 0.8 | N |  |  | N | IPP Non-CHP | 2 | X | LFG
Landfill Gas.LFG | natural gas peaker | TRUE | 54842 | WM Renewable Energy LLC | 57403 | Northwest Regional | AZ | Maricopa | GEN2 | Landfill Gas | IC |  | S | 1.6 | 0.98 | 1.6 | 1.6 | 0.8 | N |  |  | N | IPP Non-CHP | 2 | X | LFG
Landfill Gas.LFG | natural gas peaker | TRUE | 54842 | WM Renewable Energy LLC | 57404 | Oneida Herkimer | NY | Oneida | GEN1 | Landfill Gas | IC |  | S | 1.6 | 0.98 | 1.6 | 1.6 | 0.8 | N |  |  | N | IPP Non-CHP | 2 | X | LFG
Landfill Gas.LFG | natural gas peaker | TRUE | 54842 | WM Renewable Energy LLC | 57404 | Oneida Herkimer | NY | Oneida | GEN2 | Landfill Gas | IC |  | S | 1.6 | 0.98 | 1.6 | 1.6 | 0.8 | N |  |  | N | IPP Non-CHP | 2 | X | LFG
Landfill Gas.LFG | natural gas peaker | TRUE | 54842 | WM Renewable Energy LLC | 57405 | Eagle Valley (MI) | MI | Oakland | GEN1 | Landfill Gas | IC |  | S | 1.6 | 0.98 | 1.6 | 1.6 | 0.8 | N |  |  | N | IPP Non-CHP | 2 | X | LFG
Landfill Gas.LFG | natural gas peaker | TRUE | 54842 | WM Renewable Energy LLC | 57405 | Eagle Valley (MI) | MI | Oakland | GEN2 | Landfill Gas | IC |  | S | 1.6 | 0.98 | 1.6 | 1.6 | 0.8 | N |  |  | N | IPP Non-CHP | 2 | X | LFG
Landfill Gas.LFG | natural gas peaker | TRUE | 54842 | WM Renewable Energy LLC | 57408 | Prairie Bluff | MS | Chickasaw | GEN1 | Landfill Gas | IC |  | S | 1.6 | 0.98 | 1.6 | 1.6 | 0.8 | N |  |  | N | IPP Non-CHP | 2 | X | LFG
Landfill Gas.LFG | natural gas peaker | TRUE | 54842 | WM Renewable Energy LLC | 57409 | West Camden | TN | Benton | GEN1 | Landfill Gas | IC |  | S | 1.6 | 0.98 | 1.6 | 1.6 | 0.8 | N |  |  | N | IPP Non-CHP | 2 | X | LFG
Landfill Gas.LFG | natural gas peaker | TRUE | 54842 | WM Renewable Energy LLC | 57409 | West Camden | TN | Benton | GEN2 | Landfill Gas | IC |  | S | 1.6 | 0.98 | 1.6 | 1.6 | 0.8 | N |  |  | N | IPP Non-CHP | 2 | X | LFG
Landfill Gas.LFG | natural gas peaker | TRUE | 54842 | WM Renewable Energy LLC | 57409 | West Camden | TN | Benton | GEN3 | Landfill Gas | IC |  | S | 1.6 | 0.98 | 1.6 | 1.6 | 0.8 | N |  |  | N | IPP Non-CHP | 2 | X | LFG
Landfill Gas.LFG | natural gas peaker | TRUE | 54842 | WM Renewable Energy LLC | 57410 | Geneva | OH | Ashtabula | GEN1 | Landfill Gas | IC |  | S | 0.8 | 0.98 | 0.8 | 0.8 | 0.5 | N |  |  | N | IPP Non-CHP | 2 | X | LFG
Landfill Gas.LFG | natural gas peaker | TRUE | 54842 | WM Renewable Energy LLC | 57410 | Geneva | OH | Ashtabula | GEN2 | Landfill Gas | IC |  | S | 0.8 | 0.98 | 0.8 | 0.8 | 0.5 | N |  |  | N | IPP Non-CHP | 2 | X | LFG
Landfill Gas.LFG | natural gas peaker | TRUE | 54842 | WM Renewable Energy LLC | 57410 | Geneva | OH | Ashtabula | GEN3 | Landfill Gas | IC |  | S | 0.8 | 0.98 | 0.8 | 0.8 | 0.5 | N |  |  | N | IPP Non-CHP | 2 | X | LFG
Landfill Gas.LFG | natural gas peaker | TRUE | 54842 | WM Renewable Energy LLC | 57410 | Geneva | OH | Ashtabula | GEN4 | Landfill Gas | IC |  | S | 0.8 | 0.98 | 0.8 | 0.8 | 0.5 | N |  |  | N | IPP Non-CHP | 2 | X | LFG
Landfill Gas.LFG | natural gas peaker | TRUE | 54842 | WM Renewable Energy LLC | 57410 | Geneva | OH | Ashtabula | GEN5 | Landfill Gas | IC |  | S | 0.8 | 0.98 | 0.8 | 0.8 | 0.5 | N |  |  | N | IPP Non-CHP | 2 | X | LFG
Landfill Gas.LFG | natural gas peaker | TRUE | 54842 | WM Renewable Energy LLC | 57411 | Mahoning | OH | Mahoning | GEN1 | Landfill Gas | IC |  | S | 0.8 | 0.98 | 0.8 | 0.8 | 0.5 | N |  |  | N | IPP Non-CHP | 2 | X | LFG
Landfill Gas.LFG | natural gas peaker | TRUE | 54842 | WM Renewable Energy LLC | 57411 | Mahoning | OH | Mahoning | GEN2 | Landfill Gas | IC |  | S | 0.8 | 0.98 | 0.8 | 0.8 | 0.5 | N |  |  | N | IPP Non-CHP | 2 | X | LFG
Landfill Gas.LFG | natural gas peaker | TRUE | 54842 | WM Renewable Energy LLC | 57411 | Mahoning | OH | Mahoning | GEN3 | Landfill Gas | IC |  | S | 0.8 | 0.98 | 0.8 | 0.8 | 0.5 | N |  |  | N | IPP Non-CHP | 2 | X | LFG
Landfill Gas.LFG | natural gas peaker | TRUE | 54842 | WM Renewable Energy LLC | 57411 | Mahoning | OH | Mahoning | GEN4 | Landfill Gas | IC |  | S | 0.8 | 0.98 | 0.8 | 0.8 | 0.5 | N |  |  | N | IPP Non-CHP | 2 | X | LFG
Landfill Gas.LFG | natural gas peaker | TRUE | 54842 | WM Renewable Energy LLC | 57411 | Mahoning | OH | Mahoning | GEN5 | Landfill Gas | IC |  | S | 0.8 | 0.98 | 0.8 | 0.8 | 0.5 | N |  |  | N | IPP Non-CHP | 2 | X | LFG
Solar Photovoltaic.SUN | solar PV | FALSE | 56741 | Knouse Food Cooperative Inc | 57412 | Knouse Solar Project 1 | PA | Cumberland | 1 | Solar Photovoltaic | PV |  | S | 3 |  | 2.8 | 1.3 |  | N |  |  | N | Industrial Non-CHP | 6 | X | SUN
Onshore Wind Turbine.WND | onshore wind | TRUE | 56742 | Notus Clean Energy LLC | 57414 | Notus Wind 1 | MA | Barnstable | 1 | Onshore Wind Turbine | WT |  | S | 1.7 |  | 1.7 | 1.7 | 0 | N |  |  | N | IPP Non-CHP | 2 | X | WND
Onshore Wind Turbine.WND | onshore wind | TRUE | 62077 | Sherbino II Wind Farm LLC | 57415 | Sherbino II | TX | Pecos | 1 | Onshore Wind Turbine | WT |  | J | 132 |  | 132 | 132 | 2 | N |  |  | N | IPP Non-CHP | 2 | X | WND
Onshore Wind Turbine.WND | onshore wind | TRUE | 60025 | Greenbacker Renewable Energy Corporation | 57417 | Elk Wind Farm | IA | Delaware | NORD | Onshore Wind Turbine | WT |  | J | 40.8 |  | 40.8 | 40.8 | 1 | N |  |  | N | IPP Non-CHP | 2 | X | WND
Onshore Wind Turbine.WND | onshore wind | TRUE | 5109 | DTE Electric Company | 57421 | Gratiot Wind Park | MI | Gratiot | 1 | Onshore Wind Turbine | WT |  | S | 102 |  | 102 | 102 | 4 | N |  |  | N | Electric Utility | 1 | X | WND
Solar Photovoltaic.SUN | solar PV | FALSE | 56751 | Yolo County of | 57422 | Yolo County Solar Project | CA | Yolo | 1 | Solar Photovoltaic | PV |  | S | 1 |  | 1 | 1 |  | N |  |  | N | Commercial Non-CHP | 4 | X | SUN
Onshore Wind Turbine.WND | onshore wind | TRUE | 15399 | Avangrid Renewables LLC | 57424 | Buffalo Ridge II LLC | SD | Brookings | 1 | Onshore Wind Turbine | WT |  | S | 210 |  | 210 | 210 | 0 | N |  |  | N | IPP Non-CHP | 2 | X | WND
Onshore Wind Turbine.WND | onshore wind | TRUE | 64742 | Mountain Air Projects, LLC | 57427 | Ryegrass Windfarm | ID | Elmore | 1 | Onshore Wind Turbine | WT |  | S | 23 |  | 23 | 23 | 1 | N |  |  | N | IPP Non-CHP | 2 | X | WND
Onshore Wind Turbine.WND | onshore wind | TRUE | 64742 | Mountain Air Projects, LLC | 57428 | Hammett Hill Windfarm | ID | Elmore | 1 | Onshore Wind Turbine | WT |  | S | 23 |  | 23 | 23 | 1 | N |  |  | N | IPP Non-CHP | 2 | X | WND
Onshore Wind Turbine.WND | onshore wind | TRUE | 64742 | Mountain Air Projects, LLC | 57429 | Mainline Windfarm | ID | Elmore | 1 | Onshore Wind Turbine | WT |  | S | 23 |  | 23 | 23 | 1 | N |  |  | N | IPP Non-CHP | 2 | X | WND
Onshore Wind Turbine.WND | onshore wind | TRUE | 64742 | Mountain Air Projects, LLC | 57430 | Desert Meadow Windfarm | ID | Elmore | 1 | Onshore Wind Turbine | WT |  | S | 23 |  | 23 | 23 | 1 | N |  |  | N | IPP Non-CHP | 2 | X | WND
Onshore Wind Turbine.WND | onshore wind | TRUE | 64742 | Mountain Air Projects, LLC | 57431 | Cold Springs Windfarm | ID | Elmore | 1 | Onshore Wind Turbine | WT |  | S | 23 |  | 23 | 23 | 1 | N |  |  | N | IPP Non-CHP | 2 | X | WND
Onshore Wind Turbine.WND | onshore wind | TRUE | 12667 | Minnesota Municipal Power Agny | 57432 | Oak Glen Wind Farm | MN | Steele | 1 | Onshore Wind Turbine | WT |  | S | 44 |  | 44 | 44 | 0.4 | N |  |  | N | Electric Utility | 1 | X | WND
Onshore Wind Turbine.WND | onshore wind | TRUE | 56769 | Consolidated Edison Development Inc. | 57434 | Valley View Transmission LLC | MN | Murray | VVT | Onshore Wind Turbine | WT |  | J | 10 |  | 10 | 10 | 0 | N |  |  | N | IPP Non-CHP | 2 | X | WND
Solar Photovoltaic.SUN | solar PV | TRUE | 65411 | Duke Energy Renewables Services | 57435 | Solar Star North Carolina II LLC | NC | Hertford | 1 | Solar Photovoltaic | PV |  | S | 1.3 |  | 1 | 1 |  | N |  |  | N | IPP Non-CHP | 2 | X | SUN
Solar Photovoltaic.SUN | solar PV | TRUE | 65411 | Duke Energy Renewables Services | 57435 | Solar Star North Carolina II LLC | NC | Hertford | 2 | Solar Photovoltaic | PV |  | S | 1.3 |  | 1 | 1 |  | N |  |  | N | IPP Non-CHP | 2 | X | SUN
Solar Photovoltaic.SUN | solar PV | TRUE | 65411 | Duke Energy Renewables Services | 57435 | Solar Star North Carolina II LLC | NC | Hertford | 3 | Solar Photovoltaic | PV |  | S | 1.3 |  | 1 | 1 |  | N |  |  | N | IPP Non-CHP | 2 | X | SUN
Solar Photovoltaic.SUN | solar PV | TRUE | 65411 | Duke Energy Renewables Services | 57435 | Solar Star North Carolina II LLC | NC | Hertford | 4 | Solar Photovoltaic | PV |  | S | 1.3 |  | 1 | 1 |  | N |  |  | N | IPP Non-CHP | 2 | X | SUN
Solar Photovoltaic.SUN | solar PV | TRUE | 65411 | Duke Energy Renewables Services | 57435 | Solar Star North Carolina II LLC | NC | Hertford | 5 | Solar Photovoltaic | PV |  | S | 1.3 |  | 1 | 1 |  | N |  |  | N | IPP Non-CHP | 2 | X | SUN
Landfill Gas.LFG | natural gas peaker | TRUE | 56760 | Davidson Gas Producers LLC | 57436 | Davidson Gas Producers LLC | NC | Davidson | 1 | Landfill Gas | IC |  | S | 1.6 | 0.8 | 1.6 | 1.6 | 1.1 | N |  |  | N | IPP Non-CHP | 2 | X | LFG
Conventional Hydroelectric.WAT | hydro | TRUE | 3220 | Central Oregon Irrigation Dist | 57437 | Juniper Ridge Hydroelectric Project | OR | Deschutes | 21-01 | Conventional Hydroelectric | HY |  | S | 5 | 0.9 | 3.3 | 1.1 | 1 | N |  |  | N | IPP Non-CHP | 2 | X | WAT
Solar Photovoltaic.SUN | solar PV | TRUE | 60281 | Altus Power America Management, LLC | 57438 | Solar Park Gainesville, LLC | FL | Alachua | 1 | Solar Photovoltaic | PV |  | S | 1.6 |  | 1.6 | 1.6 |  | N |  |  | N | IPP Non-CHP | 2 | X | SUN
Solar Photovoltaic.SUN | solar PV | TRUE | 64536 | Clearway Energy Operating LLC | 57439 | California Valley Solar Ranch | CA | San Luis Obispo | HPR2 | Solar Photovoltaic | PV |  | W | 32.3 |  | 32.3 | 32.3 |  | N |  |  | N | IPP Non-CHP | 2 | X | SUN
Solar Photovoltaic.SUN | solar PV | TRUE | 64536 | Clearway Energy Operating LLC | 57439 | California Valley Solar Ranch | CA | San Luis Obispo | HPR2A | Solar Photovoltaic | PV |  | W | 21 |  | 21 | 21 |  | N |  |  | N | IPP Non-CHP | 2 | X | SUN
Solar Photovoltaic.SUN | solar PV | TRUE | 64536 | Clearway Energy Operating LLC | 57439 | California Valley Solar Ranch | CA | San Luis Obispo | HPR2B | Solar Photovoltaic | PV |  | W | 86.5 |  | 86.5 | 86.5 |  | N |  |  | N | IPP Non-CHP | 2 | X | SUN
Solar Photovoltaic.SUN | solar PV | TRUE | 64536 | Clearway Energy Operating LLC | 57439 | California Valley Solar Ranch | CA | San Luis Obispo | HPR2C | Solar Photovoltaic | PV |  | W | 70 |  | 70 | 70 |  | N |  |  | N | IPP Non-CHP | 2 | X | SUN
Solar Photovoltaic.SUN | solar PV | TRUE | 64536 | Clearway Energy Operating LLC | 57439 | California Valley Solar Ranch | CA | San Luis Obispo | HPR2D | Solar Photovoltaic | PV |  | W | 40 |  | 40 | 40 |  | N |  |  | N | IPP Non-CHP | 2 | X | SUN
Solar Photovoltaic.SUN | solar PV | TRUE | 17609 | Southern California Edison Co | 57441 | Solar Photovoltaic Project #42 | CA | Tulare | S42A | Solar Photovoltaic | PV |  | S | 0.5 |  | 0.5 | 0.5 |  | N |  |  | N | Electric Utility | 1 | X | SUN
Solar Photovoltaic.SUN | solar PV | TRUE | 17609 | Southern California Edison Co | 57441 | Solar Photovoltaic Project #42 | CA | Tulare | S42B | Solar Photovoltaic | PV |  | S | 0.5 |  | 0.5 | 0.5 |  | N |  |  | N | Electric Utility | 1 | X | SUN
Solar Photovoltaic.SUN | solar PV | TRUE | 17609 | Southern California Edison Co | 57441 | Solar Photovoltaic Project #42 | CA | Tulare | S42C | Solar Photovoltaic | PV |  | S | 0.5 |  | 0.5 | 0.5 |  | N |  |  | N | Electric Utility | 1 | X | SUN
Solar Photovoltaic.SUN | solar PV | TRUE | 17609 | Southern California Edison Co | 57441 | Solar Photovoltaic Project #42 | CA | Tulare | S42D | Solar Photovoltaic | PV |  | S | 0.5 |  | 0.5 | 0.5 |  | N |  |  | N | Electric Utility | 1 | X | SUN
Solar Photovoltaic.SUN | solar PV | TRUE | 17609 | Southern California Edison Co | 57441 | Solar Photovoltaic Project #42 | CA | Tulare | S42E | Solar Photovoltaic | PV |  | S | 0.5 |  | 0.5 | 0.5 |  | N |  |  | N | Electric Utility | 1 | X | SUN
Solar Photovoltaic.SUN | solar PV | TRUE | 17609 | Southern California Edison Co | 57441 | Solar Photovoltaic Project #42 | CA | Tulare | S42F | Solar Photovoltaic | PV |  | S | 0.5 |  | 0.5 | 0.5 |  | N |  |  | N | Electric Utility | 1 | X | SUN
Solar Photovoltaic.SUN | solar PV | TRUE | 17609 | Southern California Edison Co | 57441 | Solar Photovoltaic Project #42 | CA | Tulare | S42G | Solar Photovoltaic | PV |  | S | 0.5 |  | 0.5 | 0.5 |  | N |  |  | N | Electric Utility | 1 | X | SUN
Solar Photovoltaic.SUN | solar PV | TRUE | 17609 | Southern California Edison Co | 57441 | Solar Photovoltaic Project #42 | CA | Tulare | S42H | Solar Photovoltaic | PV |  | S | 0.5 |  | 0.5 | 0.5 |  | N |  |  | N | Electric Utility | 1 | X | SUN
Solar Photovoltaic.SUN | solar PV | TRUE | 17609 | Southern California Edison Co | 57441 | Solar Photovoltaic Project #42 | CA | Tulare | S42I | Solar Photovoltaic | PV |  | S | 0.5 |  | 0.5 | 0.5 |  | N |  |  | N | Electric Utility | 1 | X | SUN
Solar Photovoltaic.SUN | solar PV | TRUE | 17609 | Southern California Edison Co | 57441 | Solar Photovoltaic Project #42 | CA | Tulare | S42J | Solar Photovoltaic | PV |  | S | 0.5 |  | 0.5 | 0.5 |  | N |  |  | N | Electric Utility | 1 | X | SUN
Solar Photovoltaic.SUN | solar PV | TRUE | 62968 | Silver State Solar Power North, LLC | 57442 | Silver State Solar Power North | NV | Clark | 56188 | Solar Photovoltaic | PV |  | J | 52 |  | 50 | 50 |  | N |  |  | N | IPP Non-CHP | 2 | X | SUN
Landfill Gas.LFG | natural gas peaker | TRUE | 54842 | WM Renewable Energy LLC | 57443 | Pine Tree Acres WM LFGTE | MI | Macomb | GEN1 | Landfill Gas | IC |  | S | 1.6 | 0.98 | 1.6 | 1.6 | 0.8 | N |  |  | N | IPP Non-CHP | 2 | X | LFG
Landfill Gas.LFG | natural gas peaker | TRUE | 54842 | WM Renewable Energy LLC | 57443 | Pine Tree Acres WM LFGTE | MI | Macomb | GEN2 | Landfill Gas | IC |  | S | 1.6 | 0.98 | 1.6 | 1.6 | 0.8 | N |  |  | N | IPP Non-CHP | 2 | X | LFG
Landfill Gas.LFG | natural gas peaker | TRUE | 54842 | WM Renewable Energy LLC | 57443 | Pine Tree Acres WM LFGTE | MI | Macomb | GEN3 | Landfill Gas | IC |  | S | 1.6 | 0.98 | 1.6 | 1.6 | 0.8 | N |  |  | N | IPP Non-CHP | 2 | X | LFG
Landfill Gas.LFG | natural gas peaker | TRUE | 54842 | WM Renewable Energy LLC | 57443 | Pine Tree Acres WM LFGTE | MI | Macomb | GEN4 | Landfill Gas | IC |  | S | 1.6 | 0.98 | 1.6 | 1.6 | 0.8 | N |  |  | N | IPP Non-CHP | 2 | X | LFG
Landfill Gas.LFG | natural gas peaker | TRUE | 54842 | WM Renewable Energy LLC | 57443 | Pine Tree Acres WM LFGTE | MI | Macomb | GEN5 | Landfill Gas | IC |  | S | 1.6 | 0.98 | 1.6 | 1.6 | 0.8 | N |  |  | N | IPP Non-CHP | 2 | X | LFG
Landfill Gas.LFG | natural gas peaker | TRUE | 54842 | WM Renewable Energy LLC | 57443 | Pine Tree Acres WM LFGTE | MI | Macomb | GEN6 | Landfill Gas | IC |  | S | 1.6 | 0.98 | 1.6 | 1.6 | 0.8 | N |  |  | N | IPP Non-CHP | 2 | X | LFG
Landfill Gas.LFG | natural gas peaker | TRUE | 54842 | WM Renewable Energy LLC | 57443 | Pine Tree Acres WM LFGTE | MI | Macomb | GEN7 | Landfill Gas | IC |  | S | 1.6 | 0.98 | 1.6 | 1.6 | 0.8 | N |  |  | N | IPP Non-CHP | 2 | X | LFG
Landfill Gas.LFG | natural gas peaker | TRUE | 54842 | WM Renewable Energy LLC | 57443 | Pine Tree Acres WM LFGTE | MI | Macomb | GEN8 | Landfill Gas | IC |  | S | 1.6 | 0.98 | 1.6 | 1.6 | 0.8 | N |  |  | N | IPP Non-CHP | 2 | X | LFG
Onshore Wind Turbine.WND | onshore wind | TRUE | 64742 | Mountain Air Projects, LLC | 57444 | Two Ponds Windfarm | ID | Elmore | 1 | Onshore Wind Turbine | WT |  | S | 23 |  | 23 | 23 | 1 | N |  |  | N | IPP Non-CHP | 2 | X | WND
Geothermal.GEO | geothermal | TRUE | 34691 | Ormat Nevada Inc | 57446 | McGinness Hills | NV | Lander | 1 | Geothermal | BT |  | S | 20 | 0.8 | 13.3 | 20 | 12 | N |  |  | N | IPP Non-CHP | 2 | X | GEO
Geothermal.GEO | geothermal | TRUE | 34691 | Ormat Nevada Inc | 57446 | McGinness Hills | NV | Lander | 2 | Geothermal | BT |  | S | 20 | 0.8 | 13.3 | 20 | 12 | N |  |  | N | IPP Non-CHP | 2 | X | GEO
Geothermal.GEO | geothermal | TRUE | 34691 | Ormat Nevada Inc | 57446 | McGinness Hills | NV | Lander | 3 | Geothermal | BT |  | S | 12 | 0.8 | 8 | 12 | 6 | N |  |  | N | IPP Non-CHP | 2 | X | GEO
Geothermal.GEO | geothermal | TRUE | 34691 | Ormat Nevada Inc | 57446 | McGinness Hills | NV | Lander | OEC21 | Geothermal | BT |  | S | 18 | 0.8 | 12 | 18 | 12 | N |  |  | N | IPP Non-CHP | 2 | X | GEO
Geothermal.GEO | geothermal | TRUE | 34691 | Ormat Nevada Inc | 57446 | McGinness Hills | NV | Lander | OEC22 | Geothermal | BT |  | S | 18 | 0.8 | 12 | 18 | 12 | N |  |  | N | IPP Non-CHP | 2 | X | GEO
Geothermal.GEO | geothermal | TRUE | 34691 | Ormat Nevada Inc | 57446 | McGinness Hills | NV | Lander | OEC23 | Geothermal | BT |  | S | 12 | 0.8 | 8 | 12 | 6 | N |  |  | N | IPP Non-CHP | 2 | X | GEO
Onshore Wind Turbine.WND | onshore wind | TRUE | 61012 | AES Distributed Energy | 57447 | Laurel Mountain Hybrid | WV | Barbour | 1 | Onshore Wind Turbine | WT |  | S | 97.6 |  | 97.6 | 97.6 | 0 | N |  |  | N | IPP Non-CHP | 2 | X | WND
Batteries.MWH | battery storage | 0 | 61012 | AES Distributed Energy | 57447 | Laurel Mountain Hybrid | WV | Barbour | 2 | Batteries | BA |  | S | 16 |  | 16 | 16 |  | N |  |  | N | IPP Non-CHP | 2 | X | MWH
Solar Photovoltaic.SUN | solar PV | TRUE | 56769 | Consolidated Edison Development Inc. | 57448 | Pilesgrove | NJ | Salem | PILE | Solar Photovoltaic | PV |  | S | 18 | 0.95 | 17.7 | 17.7 |  | N |  |  | N | IPP Non-CHP | 2 | X | SUN
Onshore Wind Turbine.WND | onshore wind | TRUE | 15399 | Avangrid Renewables LLC | 57449 | Blue Creek Wind Project | OH | Van Wert | 1 | Onshore Wind Turbine | WT |  | S | 302 |  | 302 | 302 | 0 | N |  |  | N | IPP Non-CHP | 2 | X | WND
Geothermal.GEO | geothermal | TRUE | 34691 | Ormat Nevada Inc | 57451 | Tuscarora Geothermal Power Plant | NV | Elko | G9200 | Geothermal | BT |  | S | 16 | 0.8 | 10.7 | 16 | 9 | N |  |  | N | IPP Non-CHP | 2 | X | GEO
Geothermal.GEO | geothermal | TRUE | 34691 | Ormat Nevada Inc | 57451 | Tuscarora Geothermal Power Plant | NV | Elko | G9250 | Geothermal | BT |  | S | 16 | 0.8 | 10.7 | 16 | 9 | N |  |  | N | IPP Non-CHP | 2 | X | GEO
Solar Photovoltaic.SUN | solar PV | TRUE | 57271 | NRG Solar Borrego I | 57455 | Solar Borrego I | CA | San Diego | SB1 | Solar Photovoltaic | PV |  | S | 26 |  | 26 | 26 |  | N |  |  | N | IPP Non-CHP | 2 | X | SUN
Geothermal.GEO | geothermal | TRUE | 56764 | USG Nevada LLC | 57456 | San Emidio | NV | Washoe | SE-U1 | Geothermal | ST |  | S | 11.8 | 0.9 | 6 | 9 | 3 | N |  |  | N | IPP Non-CHP | 2 | X | GEO
Wood/Wood Waste Biomass.WDS | biomass | TRUE | 56776 | Seneca Sustainable Energy LLC | 57457 | Seneca Sustainable Energy LLC | OR | Lane | 1 | Wood/Wood Waste Biomass | ST |  | S | 19.8 | 0.95 | 19.8 | 19.8 | 6.5 | N |  |  | Y | Industrial CHP | 7 | T | WDS
Solar Photovoltaic.SUN | solar PV | TRUE | 56777 | Avidan Energy Solutions | 57458 | 145 Talmadge Solar | NJ | Middlesex | 1 | Solar Photovoltaic | PV |  | S | 3.8 |  | 3.8 | 3.8 |  | N |  |  | N | IPP Non-CHP | 2 | X | SUN
Onshore Wind Turbine.WND | onshore wind | TRUE | 61012 | AES Distributed Energy | 57459 | Mountain View IV | CA | Riverside | 1 | Onshore Wind Turbine | WT |  | S | 49 |  | 49 | 49 | 0 | N |  |  | N | IPP Non-CHP | 2 | X | WND
Other Natural Gas.NG | natural gas peaker | TRUE | 56778 | Bloom Energy 2009 PPA | 57460 | Caltech Central | CA | Los Angeles | CL00 | Other Natural Gas | FC |  | S | 0.1 |  | 0.1 | 0.1 | 0.1 | N | 3 | 2031 | N | IPP Non-CHP | 2 | X | NG | OBG
Other Natural Gas.NG | natural gas peaker | TRUE | 56778 | Bloom Energy 2009 PPA | 57460 | Caltech Central | CA | Los Angeles | CL01 | Other Natural Gas | FC |  | S | 0.1 |  | 0.1 | 0.1 | 0.1 | N | 3 | 2031 | N | IPP Non-CHP | 2 | X | NG | OBG
Other Natural Gas.NG | natural gas peaker | TRUE | 56778 | Bloom Energy 2009 PPA | 57460 | Caltech Central | CA | Los Angeles | CL02 | Other Natural Gas | FC |  | S | 0.1 |  | 0.1 | 0.1 | 0.1 | N | 3 | 2031 | N | IPP Non-CHP | 2 | X | NG | OBG
Other Natural Gas.NG | natural gas peaker | TRUE | 56778 | Bloom Energy 2009 PPA | 57460 | Caltech Central | CA | Los Angeles | CL03 | Other Natural Gas | FC |  | S | 0.1 |  | 0.1 | 0.1 | 0.1 | N | 3 | 2031 | N | IPP Non-CHP | 2 | X | NG | OBG
Other Natural Gas.NG | natural gas peaker | TRUE | 56778 | Bloom Energy 2009 PPA | 57460 | Caltech Central | CA | Los Angeles | CL04 | Other Natural Gas | FC |  | S | 0.1 |  | 0.1 | 0.1 | 0.1 | N | 3 | 2031 | N | IPP Non-CHP | 2 | X | NG | OBG
Other Natural Gas.NG | natural gas peaker | TRUE | 56778 | Bloom Energy 2009 PPA | 57460 | Caltech Central | CA | Los Angeles | CL05 | Other Natural Gas | FC |  | S | 0.1 |  | 0.1 | 0.1 | 0.1 | N | 3 | 2031 | N | IPP Non-CHP | 2 | X | NG | OBG
Other Natural Gas.NG | natural gas peaker | TRUE | 56778 | Bloom Energy 2009 PPA | 57460 | Caltech Central | CA | Los Angeles | CL06 | Other Natural Gas | FC |  | S | 0.1 |  | 0.1 | 0.1 | 0.1 | N | 3 | 2031 | N | IPP Non-CHP | 2 | X | NG | OBG
Other Natural Gas.NG | natural gas peaker | TRUE | 56778 | Bloom Energy 2009 PPA | 57460 | Caltech Central | CA | Los Angeles | CL07 | Other Natural Gas | FC |  | S | 0.1 |  | 0.1 | 0.1 | 0.1 | N | 3 | 2031 | N | IPP Non-CHP | 2 | X | NG | OBG
Other Natural Gas.NG | natural gas peaker | TRUE | 56778 | Bloom Energy 2009 PPA | 57460 | Caltech Central | CA | Los Angeles | CL08 | Other Natural Gas | FC |  | S | 0.1 |  | 0.1 | 0.1 | 0.1 | N | 3 | 2031 | N | IPP Non-CHP | 2 | X | NG | OBG
Other Natural Gas.NG | natural gas peaker | TRUE | 56778 | Bloom Energy 2009 PPA | 57460 | Caltech Central | CA | Los Angeles | CL09 | Other Natural Gas | FC |  | S | 0.1 |  | 0.1 | 0.1 | 0.1 | N | 3 | 2031 | N | IPP Non-CHP | 2 | X | NG | OBG
Other Natural Gas.NG | natural gas peaker | TRUE | 56778 | Bloom Energy 2009 PPA | 57460 | Caltech Central | CA | Los Angeles | CL10 | Other Natural Gas | FC |  | S | 0.1 |  | 0.1 | 0.1 | 0.1 | N | 3 | 2031 | N | IPP Non-CHP | 2 | X | NG | OBG
Solar Photovoltaic.SUN | solar PV | TRUE | 65411 | Duke Energy Renewables Services | 57461 | Martins Creek Solar NC, LLC | NC | Cherokee | 1 | Solar Photovoltaic | PV |  | S | 1 |  | 0.9 | 0.9 |  | N |  |  | N | IPP Non-CHP | 2 | X | SUN
Solar Photovoltaic.SUN | solar PV | TRUE | 56780 | Enfinity BNB Napoleon Solar LLC | 57462 | Napoleon Solar I | OH | Henry | 1 | Solar Photovoltaic | PV |  | S | 8 |  | 8 | 8 |  | N |  |  | N | IPP Non-CHP | 2 | X | SUN
Onshore Wind Turbine.WND | onshore wind | TRUE | 59139 | SunEdison LLC | 57463 | Bishop Hill Energy LLC | IL | Henry | 1 | Onshore Wind Turbine | WT |  | S | 200 |  | 200 | 200 | 0 | N |  |  | N | IPP Non-CHP | 2 | X | WND
Solar Photovoltaic.SUN | solar PV | TRUE | 56783 | Romark Logistics of PA Inc. | 57465 | Romark PA Solar | PA | Luzerne | 1 | Solar Photovoltaic | PV |  | S | 1.8 |  | 1.8 | 1.8 |  | N |  |  | N | IPP Non-CHP | 2 | X | SUN
Landfill Gas.LFG | natural gas peaker | TRUE | 57249 | EPP Renewable Energy | 57466 | Blue Ridge Landfill | PA | Franklin | GEN1 | Landfill Gas | IC |  | S | 1.6 | 0.8 | 1.6 | 1.6 | 0.8 | N |  |  | N | IPP Non-CHP | 2 | X | LFG
Landfill Gas.LFG | natural gas peaker | TRUE | 57249 | EPP Renewable Energy | 57466 | Blue Ridge Landfill | PA | Franklin | GEN2 | Landfill Gas | IC |  | S | 1.6 | 0.8 | 1.6 | 1.6 | 0.8 | N |  |  | N | IPP Non-CHP | 2 | X | LFG
Landfill Gas.LFG | natural gas peaker | TRUE | 57249 | EPP Renewable Energy | 57466 | Blue Ridge Landfill | PA | Franklin | GEN3 | Landfill Gas | IC |  | S | 1.6 | 0.8 | 1.6 | 1.6 | 0.8 | N |  |  | N | IPP Non-CHP | 2 | X | LFG
Landfill Gas.LFG | natural gas peaker | TRUE | 57249 | EPP Renewable Energy | 57466 | Blue Ridge Landfill | PA | Franklin | GEN4 | Landfill Gas | IC |  | S | 1.6 | 0.8 | 1.6 | 1.6 | 0.8 | N |  |  | N | IPP Non-CHP | 2 | X | LFG
Wood/Wood Waste Biomass.WDS | biomass | TRUE | 56785 | The Westervelt Co | 57467 | Westervelt Moundville Cogen | AL | Hale | TG1 | Wood/Wood Waste Biomass | ST |  | S | 13 | 1 | 8.2 | 8.2 | 2 | N | 10 | 2023 | Y | Industrial CHP | 7 | T | WDS
Onshore Wind Turbine.WND | onshore wind | TRUE | 56786 | Crystal Lake 3 LLC | 57468 | Crystal Lake 3 LLC | IA | Winnebago | GE1.5 | Onshore Wind Turbine | WT |  | S | 66 |  | 66 | 66 | 3.3 | N |  |  | N | IPP Non-CHP | 2 | X | WND
Onshore Wind Turbine.WND | onshore wind | TRUE | 56787 | Garden Wind LLC | 57469 | Garden Wind LLC | IA | Hardin | GE1.5 | Onshore Wind Turbine | WT |  | S | 150 |  | 150 | 150 | 7.5 | N |  |  | N | IPP Non-CHP | 2 | X | WND
Wood/Wood Waste Biomass.BLQ | biomass | TRUE | 56788 | Domtar Paper Company Bennettsville | 57470 | Marlboro Mill | SC | Marlboro | MG1 | Wood/Wood Waste Biomass | ST |  | S | 51.4 | 0.85 | 34.2 | 38 | 15 | N |  |  | Y | Industrial CHP | 7 | T | BLQ | WDS
Solar Photovoltaic.SUN | solar PV | TRUE | 56769 | Consolidated Edison Development Inc. | 57471 | Murray Hill Solar | NJ | Union | MHNJ | Solar Photovoltaic | PV |  | S | 1 |  | 1 | 1 |  | N |  |  | N | IPP Non-CHP | 2 | X | SUN
Solar Photovoltaic.SUN | solar PV | TRUE | 56769 | Consolidated Edison Development Inc. | 57473 | Dartmouth Solar | MA | Bristol | DSMA | Solar Photovoltaic | PV |  | S | 1.6 |  | 1.6 | 1.6 |  | N |  |  | N | IPP Non-CHP | 2 | X | SUN
Onshore Wind Turbine.WND | onshore wind | TRUE | 56790 | Ralls Wind Farm LLC | 57474 | Ralls Wind Farm | TX | Crosby | 1 | Onshore Wind Turbine | WT |  | S | 10 |  | 10 | 10 | 0 | N |  |  | N | IPP Non-CHP | 2 | X | WND
Geothermal.GEO | geothermal | TRUE | 56791 | Hudson Ranch Power I LLC | 57475 | John L. Featherstone Plant | CA | Imperial | HRP1 | Geothermal | ST |  | S | 55 | 0.85 | 49.9 | 49.9 | 15 | N |  |  | N | IPP Non-CHP | 2 | X | GEO
Solar Photovoltaic.SUN | solar PV | TRUE | 56795 | Chittenden County Solar Partners LLC | 57481 | Chittenden County Solar Partners | VT | Chittenden | 01 | Solar Photovoltaic | PV |  | S | 2.2 |  | 2.2 | 2.2 |  | N |  |  | N | IPP Non-CHP | 2 | X | SUN
Natural Gas Fired Combustion Turbine.NG | natural gas peaker | TRUE | 56887 | Sentinel Energy Center LLC | 57482 | Sentinel Energy Center, LLC | CA | Riverside | CTG1 | Natural Gas Fired Combustion Turbine | GT |  | J | 100 | 0.85 | 100 | 100 | 45 | N |  |  | N | IPP Non-CHP | 2 | X | NG
Natural Gas Fired Combustion Turbine.NG | natural gas peaker | TRUE | 56887 | Sentinel Energy Center LLC | 57482 | Sentinel Energy Center, LLC | CA | Riverside | CTG2 | Natural Gas Fired Combustion Turbine | GT |  | J | 100 | 0.85 | 100 | 100 | 45 | N |  |  | N | IPP Non-CHP | 2 | X | NG
Natural Gas Fired Combustion Turbine.NG | natural gas peaker | TRUE | 56887 | Sentinel Energy Center LLC | 57482 | Sentinel Energy Center, LLC | CA | Riverside | CTG3 | Natural Gas Fired Combustion Turbine | GT |  | J | 100 | 0.85 | 100 | 100 | 45 | N |  |  | N | IPP Non-CHP | 2 | X | NG
Natural Gas Fired Combustion Turbine.NG | natural gas peaker | TRUE | 56887 | Sentinel Energy Center LLC | 57482 | Sentinel Energy Center, LLC | CA | Riverside | CTG4 | Natural Gas Fired Combustion Turbine | GT |  | J | 100 | 0.85 | 100 | 100 | 45 | N |  |  | N | IPP Non-CHP | 2 | X | NG
Natural Gas Fired Combustion Turbine.NG | natural gas peaker | TRUE | 56887 | Sentinel Energy Center LLC | 57482 | Sentinel Energy Center, LLC | CA | Riverside | CTG5 | Natural Gas Fired Combustion Turbine | GT |  | J | 100 | 0.85 | 100 | 100 | 45 | N |  |  | N | IPP Non-CHP | 2 | X | NG
Natural Gas Fired Combustion Turbine.NG | natural gas peaker | TRUE | 56887 | Sentinel Energy Center LLC | 57482 | Sentinel Energy Center, LLC | CA | Riverside | CTG6 | Natural Gas Fired Combustion Turbine | GT |  | J | 100 | 0.85 | 100 | 100 | 45 | N |  |  | N | IPP Non-CHP | 2 | X | NG
Natural Gas Fired Combustion Turbine.NG | natural gas peaker | TRUE | 56887 | Sentinel Energy Center LLC | 57482 | Sentinel Energy Center, LLC | CA | Riverside | CTG7 | Natural Gas Fired Combustion Turbine | GT |  | J | 100 | 0.85 | 100 | 100 | 45 | N |  |  | N | IPP Non-CHP | 2 | X | NG
Natural Gas Fired Combustion Turbine.NG | natural gas peaker | TRUE | 56887 | Sentinel Energy Center LLC | 57482 | Sentinel Energy Center, LLC | CA | Riverside | CTG8 | Natural Gas Fired Combustion Turbine | GT |  | J | 100 | 0.85 | 100 | 100 | 45 | N |  |  | N | IPP Non-CHP | 2 | X | NG
Natural Gas Fired Combustion Turbine.NG | natural gas peaker | TRUE | 49981 | Diamond Generating Corporation | 57483 | Mariposa Energy Project | CA | Alameda | CTG1 | Natural Gas Fired Combustion Turbine | GT |  | S | 49.9 | 0.95 | 49.9 | 49.9 | 25 | N |  |  | N | IPP Non-CHP | 2 | X | NG
Natural Gas Fired Combustion Turbine.NG | natural gas peaker | TRUE | 49981 | Diamond Generating Corporation | 57483 | Mariposa Energy Project | CA | Alameda | CTG2 | Natural Gas Fired Combustion Turbine | GT |  | S | 49.9 | 0.95 | 49.9 | 49.9 | 25 | N |  |  | N | IPP Non-CHP | 2 | X | NG
Natural Gas Fired Combustion Turbine.NG | natural gas peaker | TRUE | 49981 | Diamond Generating Corporation | 57483 | Mariposa Energy Project | CA | Alameda | CTG3 | Natural Gas Fired Combustion Turbine | GT |  | S | 49.9 | 0.95 | 49.9 | 49.9 | 25 | N |  |  | N | IPP Non-CHP | 2 | X | NG
Natural Gas Fired Combustion Turbine.NG | natural gas peaker | TRUE | 49981 | Diamond Generating Corporation | 57483 | Mariposa Energy Project | CA | Alameda | CTG4 | Natural Gas Fired Combustion Turbine | GT |  | S | 49.9 | 0.95 | 49.9 | 49.9 | 25 | N |  |  | N | IPP Non-CHP | 2 | X | NG
Onshore Wind Turbine.WND | onshore wind | TRUE | 15399 | Avangrid Renewables LLC | 57484 | Manzana Wind LLC | CA | Kern | GEN1 | Onshore Wind Turbine | WT |  | S | 189 |  | 189 | 189 | 0 | N |  |  | N | IPP Non-CHP | 2 | X | WND
Solar Photovoltaic.SUN | solar PV | TRUE | 56769 | Consolidated Edison Development Inc. | 57485 | Flemington Solar | NJ | Hunterdon | FSNJ | Solar Photovoltaic | PV |  | S | 8 |  | 7.9 | 7.9 |  | N |  |  | N | IPP Non-CHP | 2 | X | SUN
Solar Photovoltaic.SUN | solar PV | TRUE | 56769 | Consolidated Edison Development Inc. | 57486 | Frenchtown I Solar | NJ | Hunterdon | F1NJ | Solar Photovoltaic | PV |  | S | 3 |  | 3 | 3 |  | N |  |  | N | IPP Non-CHP | 2 | X | SUN
Solar Photovoltaic.SUN | solar PV | TRUE | 56769 | Consolidated Edison Development Inc. | 57487 | Frenchtown II Solar | NJ | Hunterdon | F2NJ | Solar Photovoltaic | PV |  | S | 3 |  | 3 | 3 |  | N |  |  | N | IPP Non-CHP | 2 | X | SUN
Solar Photovoltaic.SUN | solar PV | TRUE | 56769 | Consolidated Edison Development Inc. | 57488 | Lebanon Solar | NJ | Hunterdon | LSNJ | Solar Photovoltaic | PV |  | S | 2 |  | 2 | 2 |  | N |  |  | N | IPP Non-CHP | 2 | X | SUN
Landfill Gas.LFG | natural gas peaker | TRUE | 61038 | Cube District Energy, LLC | 57489 | Oak Grove Power Producers | KS | Crawford | G1 | Landfill Gas | IC |  | S | 1.6 | 0.9 | 1.5 | 1.5 | 1.1 | N |  |  | N | IPP Non-CHP | 2 | X | LFG
Landfill Gas.LFG | natural gas peaker | TRUE | 61038 | Cube District Energy, LLC | 57489 | Oak Grove Power Producers | KS | Crawford | G2 | Landfill Gas | IC |  | S | 2 | 0.9 | 1.9 | 1.9 | 1.1 | N |  |  | N | IPP Non-CHP | 2 | X | LFG
Solar Photovoltaic.SUN | solar PV | TRUE | 56819 | CSOLAR IV South LLC | 57490 | Imperial Solar Energy Center South | CA | Imperial | 56819 | Solar Photovoltaic | PV |  | J | 128.9 |  | 128.9 | 128.9 |  | N |  |  | N | IPP Non-CHP | 2 | X | SUN
Solar Photovoltaic.SUN | solar PV | TRUE | 57260 | CSOLAR IV West LLC | 57491 | Imperial Solar Energy Center West | CA | Imperial | 56819 | Solar Photovoltaic | PV |  | J | 148.7 |  | 148.7 | 148.7 |  | N |  |  | N | IPP Non-CHP | 2 | X | SUN
Onshore Wind Turbine.WND | onshore wind | TRUE | 56215 | RWE Renewables Americas, LLC | 57493 | Settlers Trail Wind Farm LLC | IL | Iroquois | STWF | Onshore Wind Turbine | WT |  | S | 150.4 |  | 150.4 | 150.4 | 0 | N |  |  | N | IPP Non-CHP | 2 | X | WND
Solar Photovoltaic.SUN | solar PV | TRUE | 56816 | Masser Farms Realty Ltd | 57494 | Masser Farms Realty Solar | PA | Schuylkill | MFRS | Solar Photovoltaic | PV |  | S | 1 |  | 1 | 0.7 |  | N |  |  | N | IPP Non-CHP | 2 | X | SUN
Conventional Hydroelectric.WAT | hydro | TRUE | 2507 | City of Burbank Water and Power | 57496 | Tieton Dam Hydro Electric Project | WA | Yakima | UNIT1 | Conventional Hydroelectric | HY |  | W | 6.9 | 0.9 | 6.9 | 6.9 | 2 | N |  |  | N | Electric Utility | 1 | X | WAT
Conventional Hydroelectric.WAT | hydro | TRUE | 2507 | City of Burbank Water and Power | 57496 | Tieton Dam Hydro Electric Project | WA | Yakima | UNIT2 | Conventional Hydroelectric | HY |  | W | 6.9 | 0.9 | 6.9 | 6.9 | 2 | N |  |  | N | Electric Utility | 1 | X | WAT
Solar Photovoltaic.SUN | solar PV | TRUE | 14328 | Pacific Gas & Electric Co. | 57497 | Stroud Solar Station | CA | Fresno | 1 | Solar Photovoltaic | PV |  | S | 20 |  | 20 | 20 |  | N |  |  | N | Electric Utility | 1 | X | SUN
Solar Photovoltaic.SUN | solar PV | TRUE | 14328 | Pacific Gas & Electric Co. | 57498 | Five Points Solar Station | CA | Fresno | 1 | Solar Photovoltaic | PV |  | S | 15 |  | 15 | 15 |  | N |  |  | N | Electric Utility | 1 | X | SUN
Solar Photovoltaic.SUN | solar PV | TRUE | 14328 | Pacific Gas & Electric Co. | 57499 | Westside Solar Station | CA | Fresno | 1 | Solar Photovoltaic | PV |  | S | 15 |  | 15 | 15 |  | N |  |  | N | Electric Utility | 1 | X | SUN
Onshore Wind Turbine.WND | onshore wind | TRUE | 12341 | MidAmerican Energy Co | 57500 | Laurel Wind Farm | IA | Marshall | LWF | Onshore Wind Turbine | WT |  | S | 123.4 |  | 119.6 | 119.6 | 0.1 | N |  |  | N | Electric Utility | 1 | X | WND
Onshore Wind Turbine.WND | onshore wind | TRUE | 12341 | MidAmerican Energy Co | 57501 | Rolling Hills Wind Farm | IA | Cass | RHWF | Onshore Wind Turbine | WT |  | S | 484.2 |  | 443.2 | 443.2 | 0.1 | N |  |  | N | Electric Utility | 1 | X | WND
Landfill Gas.LFG | natural gas peaker | TRUE | 6452 | Florida Power & Light Co | 57502 | Perdido | FL | Escambia | 1 | Landfill Gas | IC |  | S | 1.6 | 0.8 | 1.5 | 1.5 | 1 | N |  |  | N | Electric Utility | 1 | X | LFG
Landfill Gas.LFG | natural gas peaker | TRUE | 6452 | Florida Power & Light Co | 57502 | Perdido | FL | Escambia | 2 | Landfill Gas | IC |  | S | 1.6 | 0.8 | 1.5 | 1.5 | 1 | N |  |  | N | Electric Utility | 1 | X | LFG
Natural Gas Fired Combustion Turbine.NG | natural gas peaker | FALSE | 56826 | Texas Medical Center Central | 57504 | TECO CHP-1 | TX | Harris | CHP1 | Natural Gas Fired Combustion Turbine | GT |  | S | 48 | 0.85 | 47 | 47 | 22 | Y |  |  | Y | Commercial CHP | 5 | T | NG
Natural Gas Fired Combustion Turbine.NG | natural gas peaker | TRUE | 13630 | North Carolina Mun Power Agny #1 | 57505 | Monroe Generating Station | NC | Union | 1 | Natural Gas Fired Combustion Turbine | GT |  | S | 15 | 0.95 | 12 | 15 | 1 | N |  |  | N | Electric Utility | 1 | X | NG | DFO
Natural Gas Fired Combustion Turbine.NG | natural gas peaker | TRUE | 13630 | North Carolina Mun Power Agny #1 | 57505 | Monroe Generating Station | NC | Union | 2 | Natural Gas Fired Combustion Turbine | GT |  | S | 15 | 0.95 | 12 | 15 | 1 | N |  |  | N | Electric Utility | 1 | X | NG | DFO
Solar Photovoltaic.SUN | solar PV | TRUE | 61219 | Longroad Energy Services LLC | 57506 | FRV SI Transport Solar LP | CA | Sacramento | SEIM | Solar Photovoltaic | PV |  | S | 1 |  | 1 | 1 |  | N |  |  | N | IPP Non-CHP | 2 | X | SUN
Solar Photovoltaic.SUN | solar PV | FALSE | 56828 | RV CSU Power II LLC | 57507 | RV CSU Power II LLC | CO | Larimer | CSUII | Solar Photovoltaic | PV |  | S | 3 |  | 3 | 3 |  | N |  |  | N | Commercial Non-CHP | 4 | X | SUN
Solar Photovoltaic.SUN | solar PV | TRUE | 56830 | Carson Solar 1 LLC | 57509 | Carson Solar I | CO | El Paso | 1 | Solar Photovoltaic | PV |  | W | 2 |  | 1.5 | 1.4 |  | N |  |  | N | IPP Non-CHP | 2 | X | SUN
Onshore Wind Turbine.WND | onshore wind | TRUE | 56545 | Pattern Operators LP | 57514 | Ocotillo Express LLC | CA | Imperial | WTG | Onshore Wind Turbine | WT |  | W | 265.4 |  | 265.4 | 265.4 | 265.4 | N |  |  | N | IPP Non-CHP | 2 | X | WND
Natural Gas Fired Combustion Turbine.NG | natural gas peaker | TRUE | 59980 | Walnut Creek LLC | 57515 | Walnut Creek Energy Park | CA | Los Angeles | GT1 | Natural Gas Fired Combustion Turbine | GT |  | S | 100 | 0.85 | 97 | 97 | 48 | N |  |  | N | IPP Non-CHP | 2 | X | NG
Natural Gas Fired Combustion Turbine.NG | natural gas peaker | TRUE | 59980 | Walnut Creek LLC | 57515 | Walnut Creek Energy Park | CA | Los Angeles | GT2 | Natural Gas Fired Combustion Turbine | GT |  | S | 100 | 0.85 | 97 | 97 | 48 | N |  |  | N | IPP Non-CHP | 2 | X | NG
Natural Gas Fired Combustion Turbine.NG | natural gas peaker | TRUE | 59980 | Walnut Creek LLC | 57515 | Walnut Creek Energy Park | CA | Los Angeles | GT3 | Natural Gas Fired Combustion Turbine | GT |  | S | 100 | 0.85 | 97 | 97 | 48 | N |  |  | N | IPP Non-CHP | 2 | X | NG
Natural Gas Fired Combustion Turbine.NG | natural gas peaker | TRUE | 59980 | Walnut Creek LLC | 57515 | Walnut Creek Energy Park | CA | Los Angeles | GT4 | Natural Gas Fired Combustion Turbine | GT |  | S | 100 | 0.85 | 97 | 97 | 48 | N |  |  | N | IPP Non-CHP | 2 | X | NG
Natural Gas Fired Combustion Turbine.NG | natural gas peaker | TRUE | 59980 | Walnut Creek LLC | 57515 | Walnut Creek Energy Park | CA | Los Angeles | GT5 | Natural Gas Fired Combustion Turbine | GT |  | S | 100 | 0.85 | 97 | 97 | 48 | N |  |  | N | IPP Non-CHP | 2 | X | NG
Onshore Wind Turbine.WND | onshore wind | TRUE | 56627 | DeWind Co. | 57517 | DeWind Frisco | TX | Hansford | FRISC | Onshore Wind Turbine | WT |  | S | 20 |  | 20 | 20 | 0 | N |  |  | N | IPP Non-CHP | 2 | X | WND
Solar Photovoltaic.SUN | solar PV | FALSE | 56856 | Trexlertown Solar Array North and South | 57519 | Trexlertown Solar Array North and South | PA | Lehigh | GEN1 | Solar Photovoltaic | PV |  | W | 1.9 |  | 1.9 | 1.4 |  | N |  |  | N | Industrial Non-CHP | 6 | X | SUN
Onshore Wind Turbine.WND | onshore wind | TRUE | 62075 | Trinity Hills Wind Farm LLC | 57520 | Trinity Hills | TX | Young | 1 | Onshore Wind Turbine | WT |  | J | 198 |  | 198 | 198 | 3 | N |  |  | N | IPP Non-CHP | 2 | X | WND
Solar Photovoltaic.SUN | solar PV | TRUE | 14328 | Pacific Gas & Electric Co. | 57521 | Giffen | CA | Fresno | 1 | Solar Photovoltaic | PV |  | S | 10 |  | 10 | 10 |  | N |  |  | N | Electric Utility | 1 | X | SUN
Solar Photovoltaic.SUN | solar PV | TRUE | 14328 | Pacific Gas & Electric Co. | 57522 | Cantua Solar Station | CA | Fresno | 1 | Solar Photovoltaic | PV |  | S | 20 |  | 20 | 20 |  | N |  |  | N | Electric Utility | 1 | X | SUN
Solar Photovoltaic.SUN | solar PV | TRUE | 14328 | Pacific Gas & Electric Co. | 57523 | Huron Solar Station | CA | Fresno | 1 | Solar Photovoltaic | PV |  | S | 20 |  | 20 | 20 |  | N |  |  | N | Electric Utility | 1 | X | SUN
Solar Photovoltaic.SUN | solar PV | TRUE | 56857 | SunE M5C Holdings LLC | 57524 | Roger Road WWTP | AZ | Pima | 1 | Solar Photovoltaic | PV |  | W | 1.1 |  | 0.9 | 0.9 |  | N |  |  | N | IPP Non-CHP | 2 | X | SUN
Solar Photovoltaic.SUN | solar PV | TRUE | 56863 | Kapaa Solar LLC | 57525 | Kapaa Photovoltaic Project | HI | Kauai | KSPV | Solar Photovoltaic | PV |  | S | 1 |  | 1 | 1 |  | N |  |  | N | IPP Non-CHP | 2 | X | SUN
Onshore Wind Turbine.WND | onshore wind | TRUE | 56865 | Caithness Shepherds Flat LLC | 57526 | North Hurlburt Wind LLC | OR | Gilliam | NORTH | Onshore Wind Turbine | WT |  | S | 265 |  | 265 | 265 | 0 | N |  |  | N | IPP Non-CHP | 2 | X | WND
Onshore Wind Turbine.WND | onshore wind | TRUE | 56868 | Kawailoa Wind LLC | 57529 | Kawailoa Wind | HI | Honolulu | 1 | Onshore Wind Turbine | WT |  | S | 69 |  | 69 | 69 | 0 | N |  |  | N | IPP Non-CHP | 2 | X | WND
Onshore Wind Turbine.WND | onshore wind | TRUE | 60453 | Onward Energy | 57530 | Palouse | WA | Whitman | 1 | Onshore Wind Turbine | WT |  | S | 105.3 |  | 105.3 | 105.3 | 0 | N |  |  | N | IPP Non-CHP | 2 | X | WND
Onshore Wind Turbine.WND | onshore wind | TRUE | 60453 | Onward Energy | 57531 | Bingham Wind | ME | Piscataquis | 1 | Onshore Wind Turbine | WT |  | S | 186 |  | 186 | 186 | 0 | N |  |  | N | IPP Non-CHP | 2 | X | WND
Solar Photovoltaic.SUN | solar PV | TRUE | 17609 | Southern California Edison Co | 57534 | Solar Photovoltaic Project #32 | CA | San Bernardino | S32A | Solar Photovoltaic | PV |  | S | 0.5 |  | 0.5 | 0.5 |  | N |  |  | N | Electric Utility | 1 | X | SUN
Solar Photovoltaic.SUN | solar PV | TRUE | 17609 | Southern California Edison Co | 57534 | Solar Photovoltaic Project #32 | CA | San Bernardino | S32B | Solar Photovoltaic | PV |  | S | 0.5 |  | 0.5 | 0.5 |  | N |  |  | N | Electric Utility | 1 | X | SUN
Solar Photovoltaic.SUN | solar PV | TRUE | 17609 | Southern California Edison Co | 57534 | Solar Photovoltaic Project #32 | CA | San Bernardino | S32C | Solar Photovoltaic | PV |  | S | 0.5 |  | 0.5 | 0.5 |  | N |  |  | N | Electric Utility | 1 | X | SUN
Solar Photovoltaic.SUN | solar PV | TRUE | 17609 | Southern California Edison Co | 57535 | Solar Photovoltaic Project #33 | CA | San Bernardino | S33A | Solar Photovoltaic | PV |  | S | 0.5 |  | 0.5 | 0.5 |  | N |  |  | N | Electric Utility | 1 | X | SUN
Solar Photovoltaic.SUN | solar PV | TRUE | 17609 | Southern California Edison Co | 57535 | Solar Photovoltaic Project #33 | CA | San Bernardino | S33B | Solar Photovoltaic | PV |  | S | 0.5 |  | 0.5 | 0.5 |  | N |  |  | N | Electric Utility | 1 | X | SUN
Other Natural Gas.NG | natural gas peaker | TRUE | 17609 | Southern California Edison Co | 57544 | Cal State Univ San Bernardino FC01 | CA | San Bernardino | FC01 | Other Natural Gas | FC |  | S | 1.4 |  | 1.4 | 1.4 | 1.4 | N |  |  | Y | Electric Utility | 1 | T | NG
Onshore Wind Turbine.WND | onshore wind | TRUE | 56874 | Winona County Wind LLC | 57547 | Winona County Wind LLC | MN | Winona | WCW | Onshore Wind Turbine | WT |  | S | 1.5 |  | 0.5 | 0.4 | 0 | N |  |  | N | IPP Non-CHP | 2 | X | WND
Onshore Wind Turbine.WND | onshore wind | TRUE | 56865 | Caithness Shepherds Flat LLC | 57549 | South Hurlburt Wind LLC | OR | Gilliam | SOUTH | Onshore Wind Turbine | WT |  | S | 290 |  | 290 | 290 | 0 | N |  |  | N | IPP Non-CHP | 2 | X | WND
Onshore Wind Turbine.WND | onshore wind | TRUE | 56865 | Caithness Shepherds Flat LLC | 57550 | Horseshoe Bend Wind LLC | OR | Gilliam | HORSE | Onshore Wind Turbine | WT |  | S | 290 |  | 290 | 290 | 0 | N |  |  | N | IPP Non-CHP | 2 | X | WND
Conventional Hydroelectric.WAT | hydro | TRUE | 56880 | Shoshone Irrigation District | 57551 | Garland Canal Power Plant | WY | Park | MAIN | Conventional Hydroelectric | HY |  | S | 2.9 | 0.9 | 2.6 | 2 | 1.2 | N |  |  | N | IPP Non-CHP | 2 | X | WAT
Onshore Wind Turbine.WND | onshore wind | TRUE | 65411 | Duke Energy Renewables Services | 57553 | Shirley Wind | WI | Brown | 1 | Onshore Wind Turbine | WT |  | S | 20 |  | 20 | 20 | 0.1 | N |  |  | N | IPP Non-CHP | 2 | X | WND
Solar Photovoltaic.SUN | solar PV | TRUE | 56892 | Solar Star Colorado II LLC | 57554 | AFA Solar Farm | CO | El Paso | AFA1 | Solar Photovoltaic | PV |  | S | 5.5 |  | 5.5 | 5.5 |  | N |  |  | N | IPP Non-CHP | 2 | X | SUN
Natural Gas Fired Combustion Turbine.NG | natural gas peaker | TRUE | 56895 | Pio Pico Energy Center LLC | 57555 | Pio Pico Energy Center | CA | San Diego | CTG1 | Natural Gas Fired Combustion Turbine | GT |  | S | 131.8 | 0.85 | 106 | 111.3 | 50 | N |  |  | N | IPP Non-CHP | 2 | X | NG
Natural Gas Fired Combustion Turbine.NG | natural gas peaker | TRUE | 56895 | Pio Pico Energy Center LLC | 57555 | Pio Pico Energy Center | CA | San Diego | CTG2 | Natural Gas Fired Combustion Turbine | GT |  | S | 131.8 | 0.85 | 106 | 112.7 | 50 | N |  |  | N | IPP Non-CHP | 2 | X | NG
Natural Gas Fired Combustion Turbine.NG | natural gas peaker | TRUE | 56895 | Pio Pico Energy Center LLC | 57555 | Pio Pico Energy Center | CA | San Diego | CTG3 | Natural Gas Fired Combustion Turbine | GT |  | S | 131.8 | 0.85 | 106 | 112 | 50 | N |  |  | N | IPP Non-CHP | 2 | X | NG
Solar Photovoltaic.SUN | solar PV | TRUE | 19728 | UNS Electric, Inc | 57556 | La Senita | AZ | Mohave | 1 | Solar Photovoltaic | PV |  | S | 1 |  | 1 | 1 |  | N |  |  | N | Electric Utility | 1 | X | SUN
Natural Gas Internal Combustion Engine.NG | natural gas peaker | TRUE | 56898 | Sunnyvale City of WPCP | 57557 | Sunnyvale City of WPCP | CA | Santa Clara | S-14 | Natural Gas Internal Combustion Engine | IC |  | S | 0.8 | 0.8 | 0.8 | 0.8 | 0.6 | N |  |  | Y | Electric Utility | 1 | T | NG | OBG | LFG
Natural Gas Internal Combustion Engine.NG | natural gas peaker | TRUE | 56898 | Sunnyvale City of WPCP | 57557 | Sunnyvale City of WPCP | CA | Santa Clara | S-15 | Natural Gas Internal Combustion Engine | IC |  | S | 0.8 | 0.8 | 0.8 | 0.8 | 0.6 | N |  |  | Y | Electric Utility | 1 | T | NG | OBG | LFG
Solar Photovoltaic.SUN | solar PV | TRUE | 65411 | Duke Energy Renewables Services | 57559 | Sunset Reservoir North Basin | CA | San Francisco | 1 | Solar Photovoltaic | PV |  | S | 4.5 |  | 4.5 | 4.5 |  | N |  |  | N | IPP Non-CHP | 2 | X | SUN
Solar Photovoltaic.SUN | solar PV | TRUE | 803 | Arizona Public Service Co | 57560 | Chino Solar Valley | AZ | Yavapai | PV1 | Solar Photovoltaic | PV |  | S | 19 |  | 19 | 19 |  | N |  |  | N | Electric Utility | 1 | X | SUN
Solar Photovoltaic.SUN | solar PV | TRUE | 803 | Arizona Public Service Co | 57561 | Cotton Center Solar Hybrid | AZ | Maricopa | PV1 | Solar Photovoltaic | PV |  | S | 17 |  | 17 | 17 |  | N |  |  | N | Electric Utility | 1 | X | SUN
Solar Photovoltaic.SUN | solar PV | TRUE | 803 | Arizona Public Service Co | 57562 | Paloma Solar Hybrid | AZ | Maricopa | PV1 | Solar Photovoltaic | PV |  | S | 17.6 |  | 17.6 | 17.6 |  | N |  |  | N | Electric Utility | 1 | X | SUN
Solar Photovoltaic.SUN | solar PV | TRUE | 803 | Arizona Public Service Co | 57563 | Hyder Solar Hybrid | AZ | Yuma | PV1 | Solar Photovoltaic | PV |  | S | 17 |  | 17 | 17 |  | N |  |  | N | Electric Utility | 1 | X | SUN
Solar Photovoltaic.SUN | solar PV | TRUE | 803 | Arizona Public Service Co | 57563 | Hyder Solar Hybrid | AZ | Yuma | PV2 | Solar Photovoltaic | PV |  | S | 15 |  | 14 | 14 |  | N |  |  | N | Electric Utility | 1 | X | SUN
Natural Gas Fired Combined Cycle.NG | natural gas combined cycle | TRUE | 56905 | Algonquin Power Sanger LLC | 57564 | Algonquin Power Sanger LLC | CA | Fresno | CTG | Natural Gas Fired Combined Cycle | CT | CC1 | S | 49 | 0.85 | 49 | 49 | 15 | N |  |  | N | IPP Non-CHP | 2 | X | NG
Natural Gas Fired Combined Cycle.NG | natural gas combined cycle | TRUE | 56905 | Algonquin Power Sanger LLC | 57564 | Algonquin Power Sanger LLC | CA | Fresno | STG2 | Natural Gas Fired Combined Cycle | CA | CC1 | S | 12.5 | 0.85 | 12.5 | 12.5 | 3 | N |  |  | N | IPP Non-CHP | 2 | X | NG
Solar Photovoltaic.SUN | solar PV | TRUE | 65411 | Duke Energy Renewables Services | 57565 | RP-Orlando, LLC | FL | Orange | 1 | Solar Photovoltaic | PV |  | S | 5.1 |  | 5.1 | 5.1 |  | N |  |  | N | IPP Non-CHP | 2 | X | SUN
Solar Photovoltaic.SUN | solar PV | TRUE | 59300 | PNM Resources | 57567 | Albuquerque Solar Energy Center | NM | Bernalillo | ASEC1 | Solar Photovoltaic | PV |  | W | 2 | 1 | 2 | 2 |  | N |  |  | N | Electric Utility | 1 | X | SUN
Onshore Wind Turbine.WND | onshore wind | TRUE | 56909 | Record Hill Wind LLC | 57568 | Record Hill Wind | ME | Oxford | RHW | Onshore Wind Turbine | WT |  | S | 50.6 |  | 50.6 | 50.6 | 0 | N |  |  | N | IPP Non-CHP | 2 | X | WND
Onshore Wind Turbine.WND | onshore wind | FALSE | 56912 | Cooper Hatchery Inc. | 57570 | Cooper Farms VW Project | OH | Van Wert | WTG | Onshore Wind Turbine | WT |  | S | 4.5 |  | 4.5 | 4.5 | 4.5 | N |  |  | N | Industrial Non-CHP | 6 | X | WND
Solar Photovoltaic.SUN | solar PV | TRUE | 59300 | PNM Resources | 57571 | Los Lunas Solar Energy Center | NM | Valencia | LLSEC | Solar Photovoltaic | PV |  | W | 5 | 1 | 5 | 5 |  | N |  |  | N | Electric Utility | 1 | X | SUN
Solar Photovoltaic.SUN | solar PV | TRUE | 59300 | PNM Resources | 57571 | Los Lunas Solar Energy Center | NM | Valencia | LMS2 | Solar Photovoltaic | PV |  | W | 2 |  | 2 | 2 |  | N |  |  | N | Electric Utility | 1 | X | SUN
Natural Gas Fired Combustion Turbine.NG | natural gas peaker | FALSE | 56914 | Central Contra Costa Sanitary District | 57573 | CCCSD Wastewater Treatment Plnt | CA | Contra Costa | S188 | Natural Gas Fired Combustion Turbine | GT |  | S | 3.5 | 0.95 | 3 | 3.5 | 1.5 | N |  |  | Y | Commercial CHP | 5 | T | NG
Solar Photovoltaic.SUN | solar PV | TRUE | 61944 | MN8 Energy LLC | 57574 | ETS Ewing Solar Facility | NJ | Mercer | ETS1 | Solar Photovoltaic | PV |  | W | 1.3 |  | 1.3 | 1.3 |  | N |  |  | N | IPP Non-CHP | 2 | X | SUN
Solar Photovoltaic.SUN | solar PV | TRUE | 59300 | PNM Resources | 57575 | Deming Solar Energy Center | NM | Luna | DSEC | Solar Photovoltaic | PV |  | W | 5 |  | 5 | 5 |  | N |  |  | N | Electric Utility | 1 | X | SUN
Solar Photovoltaic.SUN | solar PV | TRUE | 59300 | PNM Resources | 57575 | Deming Solar Energy Center | NM | Luna | HON2 | Solar Photovoltaic | PV |  | W | 4 |  | 4 | 4 |  | N |  |  | N | Electric Utility | 1 | X | SUN
Solar Photovoltaic.SUN | solar PV | TRUE | 59300 | PNM Resources | 57576 | Las Vegas Solar Energy Center | NM | San Miguel | LVSEC | Solar Photovoltaic | PV |  | W | 5 |  | 5 | 5 |  | N |  |  | N | Electric Utility | 1 | X | SUN
Solar Photovoltaic.SUN | solar PV | TRUE | 59300 | PNM Resources | 57577 | Alamogordo Solar Energy Center | NM | Otero | AGSEC | Solar Photovoltaic | PV |  | W | 5 |  | 4.9 | 4.9 |  | N |  |  | N | Electric Utility | 1 | X | SUN
Onshore Wind Turbine.WND | onshore wind | TRUE | 56916 | PaTu Wind Farm LLC | 57578 | PaTu Wind Farm LLC | OR | Sherman | PATU | Onshore Wind Turbine | WT |  | S | 9 |  | 9 | 9 | 0 | N |  |  | N | IPP Non-CHP | 2 | X | WND
Solar Photovoltaic.SUN | solar PV | TRUE | 17573 | South San Joaquin Irr District | 57579 | Robert O Schulz Solar Farm | CA | Stanislaus | 1 | Solar Photovoltaic | PV |  | S | 0.9 |  | 0.9 | 0.9 |  | N |  |  | N | Electric Utility | 1 | X | SUN
Solar Photovoltaic.SUN | solar PV | TRUE | 17573 | South San Joaquin Irr District | 57579 | Robert O Schulz Solar Farm | CA | Stanislaus | 2 | Solar Photovoltaic | PV |  | S | 0.4 |  | 0.4 | 0.4 |  | N |  |  | N | Electric Utility | 1 | X | SUN
Natural Gas Internal Combustion Engine.NG | natural gas peaker | TRUE | 56917 | Broadridge Customer Communications | 57580 | Broadridge Cogen | CA | El Dorado | CG1 | Natural Gas Internal Combustion Engine | IC |  | W | 2.1 | 0.8 | 2.1 | 2.1 | 0.5 | N |  |  | Y | IPP CHP | 3 | T | NG
Natural Gas Internal Combustion Engine.NG | natural gas peaker | TRUE | 56917 | Broadridge Customer Communications | 57580 | Broadridge Cogen | CA | El Dorado | CG2 | Natural Gas Internal Combustion Engine | IC |  | W | 2.1 | 0.8 | 2.1 | 2.1 | 0.5 | N |  |  | Y | IPP CHP | 3 | T | NG
Solar Photovoltaic.SUN | solar PV | TRUE | 56917 | Broadridge Customer Communications | 57580 | Broadridge Cogen | CA | El Dorado | PV1 | Solar Photovoltaic | PV |  | W | 0.5 |  | 0.5 | 0.5 | 0.1 | N |  |  | N | IPP CHP | 3 | X | SUN
Solar Photovoltaic.SUN | solar PV | TRUE | 56917 | Broadridge Customer Communications | 57580 | Broadridge Cogen | CA | El Dorado | PV2 | Solar Photovoltaic | PV |  | W | 0.5 |  | 0.5 | 0.5 | 0.1 | N |  |  | N | IPP CHP | 3 | X | SUN
Landfill Gas.LFG | natural gas peaker | TRUE | 57249 | EPP Renewable Energy | 57581 | Allenwood | PA | Lycoming | 1 | Landfill Gas | IC |  | S | 1.6 | 0.8 | 1.6 | 1.6 | 0.8 | N |  |  | N | IPP Non-CHP | 2 | X | LFG
Landfill Gas.LFG | natural gas peaker | TRUE | 57249 | EPP Renewable Energy | 57581 | Allenwood | PA | Lycoming | 2 | Landfill Gas | IC |  | S | 1.6 | 0.8 | 1.6 | 1.6 | 0.8 | N |  |  | N | IPP Non-CHP | 2 | X | LFG
Landfill Gas.LFG | natural gas peaker | TRUE | 57249 | EPP Renewable Energy | 57582 | Lycoming County | PA | Lycoming | 1 | Landfill Gas | IC |  | S | 1.6 | 0.8 | 1.5 | 1.5 | 0.8 | N |  |  | N | IPP Non-CHP | 2 | X | LFG
Landfill Gas.LFG | natural gas peaker | TRUE | 57249 | EPP Renewable Energy | 57582 | Lycoming County | PA | Lycoming | 2 | Landfill Gas | IC |  | S | 1.6 | 0.8 | 1.5 | 1.5 | 0.8 | N |  |  | N | IPP Non-CHP | 2 | X | LFG
Batteries.MWH | battery storage | 0 | 7353 | Golden Valley Elec Assn Inc | 57583 | Battery Energy Storage System | AK | Fairbanks North Star | BESS | Batteries | BA |  | S | 40 |  | 40 | 40 | 0 | N |  |  | N | Electric Utility | 1 | X | MWH
Batteries.MWH | battery storage | 0 | 56918 | University of California San Diego | 57584 | University of California San Diego Hybrid | CA | San Diego | BS1 | Batteries | BA |  | S | 2.5 |  | 2.5 | 2.5 | 0.5 | N |  |  | N | Commercial CHP | 5 | X | MWH
Natural Gas Fired Combined Cycle.NG | natural gas combined cycle | FALSE | 56918 | University of California San Diego | 57584 | University of California San Diego Hybrid | CA | San Diego | NT2 | Natural Gas Fired Combined Cycle | CT | CC1 | S | 15 | 0.91 | 13.5 | 13.5 | 8 | N |  |  | Y | Commercial CHP | 5 | T | NG
Natural Gas Fired Combined Cycle.NG | natural gas combined cycle | FALSE | 56918 | University of California San Diego | 57584 | University of California San Diego Hybrid | CA | San Diego | ST1 | Natural Gas Fired Combined Cycle | CT | CC1 | S | 15 | 0.91 | 13.5 | 13.5 | 8 | N |  |  | Y | Commercial CHP | 5 | T | NG
Natural Gas Fired Combined Cycle.NG | natural gas combined cycle | FALSE | 56918 | University of California San Diego | 57584 | University of California San Diego Hybrid | CA | San Diego | STG | Natural Gas Fired Combined Cycle | CA | CC1 | S | 3 | 0.91 | 3 | 3 | 0.5 | N |  |  | Y | Commercial CHP | 5 | B | NG
Natural Gas Fired Combustion Turbine.NG | natural gas peaker | FALSE | 58264 | New-Indy, Oxnard LLC | 57585 | Oxnard Paper Mill | CA | Ventura | 1 | Natural Gas Fired Combustion Turbine | GT |  | S | 29 | 0.8 | 29 | 29 | 12 | N |  |  | Y | Industrial CHP | 7 | T | NG
Onshore Wind Turbine.WND | onshore wind | TRUE | 57170 | EDF Renewable Asset Holdings, Inc. | 57586 | Shiloh III Wind Project LLC | CA | Solano | 1 | Onshore Wind Turbine | WT |  | W | 102.5 |  | 102.5 | 100 | 0 | N |  |  | N | IPP Non-CHP | 2 | X | WND
Solar Photovoltaic.SUN | solar PV | TRUE | 15477 | Public Service Elec & Gas Co | 57588 | Matrix Stults Road Solar Facility | NJ | Middlesex | STULT | Solar Photovoltaic | PV |  | S | 2.6 |  | 2.6 | 2.6 |  | N |  |  | N | Electric Utility | 1 | X | SUN
Solar Photovoltaic.SUN | solar PV | TRUE | 56924 | Long Island Solar Farm LLC | 57589 | Long Island Solar Farm LLC | NY | Suffolk | 9WUBN | Solar Photovoltaic | PV |  | S | 31.5 |  | 31.5 | 31.5 |  | N |  |  | N | IPP Non-CHP | 2 | X | SUN
Onshore Wind Turbine.WND | onshore wind | TRUE | 56925 | FPLE Wind, LLC | 57590 | Minco Wind I, LLC | OK | Grady | 1 | Onshore Wind Turbine | WT |  | S | 99.2 |  | 99.2 | 99.2 | 0 | N |  |  | N | IPP Non-CHP | 2 | X | WND
Solar Photovoltaic.SUN | solar PV | TRUE | 56926 | Hatch Solar Energy Center I, LLC | 57591 | Hatch Solar Energy Center I, LLC | NM | Dona Ana | 1 | Solar Photovoltaic | PV |  | S | 5 |  | 5 | 5 |  | N |  |  | N | IPP Non-CHP | 2 | X | SUN
Onshore Wind Turbine.WND | onshore wind | TRUE | 64616 | Broken Bow Wind LLC | 57593 | Broken Bow Wind LLC | NE | Custer | 1 | Onshore Wind Turbine | WT |  | J | 79.9 |  | 79.9 | 79.9 | 1 | N |  |  | N | IPP Non-CHP | 2 | X | WND
Onshore Wind Turbine.WND | onshore wind | TRUE | 56930 | Foundation HA Energy Generation, LLC | 57594 | Teichert Materials-Teichert Vernalis | CA | San Joaquin | WTG1 | Onshore Wind Turbine | WT |  | S | 1 |  | 1 | 1 | 0.1 | N |  |  | N | IPP Non-CHP | 2 | X | WND
Onshore Wind Turbine.WND | onshore wind | TRUE | 64537 | Pinnacle Wind, LLC | 57595 | Pinnacle Wind Force LLC | WV | Mineral | 1 | Onshore Wind Turbine | WT |  | S | 53.7 |  | 52.9 | 52.9 | 0.7 | Y |  |  | N | IPP Non-CHP | 2 | X | WND
Petroleum Liquids.DFO | petroleum | FALSE | 59366 | EnLink Midstream Services, LLC | 57597 | Cana Gas Processing Plant | OK | Canadian | 3005 | Petroleum Liquids | IC |  | S | 2.5 | 0.8 | 2.5 | 2.5 | 0 | N |  |  | N | Industrial Non-CHP | 6 | X | DFO
Petroleum Liquids.DFO | petroleum | FALSE | 59366 | EnLink Midstream Services, LLC | 57597 | Cana Gas Processing Plant | OK | Canadian | 3006 | Petroleum Liquids | IC |  | S | 2.5 | 0.8 | 2.5 | 2.5 | 0 | N |  |  | N | Industrial Non-CHP | 6 | X | DFO
Petroleum Liquids.DFO | petroleum | FALSE | 59366 | EnLink Midstream Services, LLC | 57597 | Cana Gas Processing Plant | OK | Canadian | 6214 | Petroleum Liquids | IC |  | S | 2.5 | 0.8 | 2.5 | 2.5 | 0 | N |  |  | N | Industrial Non-CHP | 6 | X | DFO
Petroleum Liquids.DFO | petroleum | TRUE | 4180 | Connecticut Mun Elec Engy Coop | 57598 | Bridge Street 1 & 2 | CT | New London | BS1 | Petroleum Liquids | IC |  | S | 2.6 | 0.8 | 2.5 | 2.5 | 1.5 | N |  |  | N | Electric Utility | 1 | X | DFO
Petroleum Liquids.DFO | petroleum | TRUE | 4180 | Connecticut Mun Elec Engy Coop | 57598 | Bridge Street 1 & 2 | CT | New London | BS2 | Petroleum Liquids | IC |  | S | 2.6 | 0.8 | 2.5 | 2.5 | 1.5 | N |  |  | N | Electric Utility | 1 | X | DFO
Petroleum Liquids.DFO | petroleum | TRUE | 4180 | Connecticut Mun Elec Engy Coop | 57599 | Fort Hill 1, 2, 3 & 4 | CT | New London | FH1 | Petroleum Liquids | IC |  | S | 2.6 | 0.8 | 2.5 | 2.5 | 1.5 | N |  |  | N | Electric Utility | 1 | X | DFO
Petroleum Liquids.DFO | petroleum | TRUE | 4180 | Connecticut Mun Elec Engy Coop | 57599 | Fort Hill 1, 2, 3 & 4 | CT | New London | FH2 | Petroleum Liquids | IC |  | S | 2.6 | 0.8 | 2.5 | 2.5 | 1.5 | N |  |  | N | Electric Utility | 1 | X | DFO
Petroleum Liquids.DFO | petroleum | TRUE | 4180 | Connecticut Mun Elec Engy Coop | 57599 | Fort Hill 1, 2, 3 & 4 | CT | New London | FH3 | Petroleum Liquids | IC |  | S | 2.6 | 0.8 | 2.5 | 2.5 | 1.5 | N |  |  | N | Electric Utility | 1 | X | DFO
Petroleum Liquids.DFO | petroleum | TRUE | 4180 | Connecticut Mun Elec Engy Coop | 57599 | Fort Hill 1, 2, 3 & 4 | CT | New London | FH4 | Petroleum Liquids | IC |  | S | 2.6 | 0.8 | 2.5 | 2.5 | 1.5 | N |  |  | N | Electric Utility | 1 | X | DFO
Petroleum Liquids.DFO | petroleum | TRUE | 4180 | Connecticut Mun Elec Engy Coop | 57600 | Fishers Island 1 | NY | Suffolk | FI1 | Petroleum Liquids | IC |  | S | 2.6 | 0.8 | 2.5 | 2.5 | 1.5 | N |  |  | N | Electric Utility | 1 | X | DFO
Petroleum Liquids.DFO | petroleum | TRUE | 4180 | Connecticut Mun Elec Engy Coop | 57601 | Gary Court 1 & 2 | CT | New London | GC1 | Petroleum Liquids | IC |  | S | 2.6 | 0.8 | 2.5 | 2.5 | 1.5 | N |  |  | N | Electric Utility | 1 | X | DFO
Petroleum Liquids.DFO | petroleum | TRUE | 4180 | Connecticut Mun Elec Engy Coop | 57601 | Gary Court 1 & 2 | CT | New London | GC2 | Petroleum Liquids | IC |  | S | 2.6 | 0.8 | 2.5 | 2.5 | 1.5 | N |  |  | N | Electric Utility | 1 | X | DFO
Petroleum Liquids.DFO | petroleum | TRUE | 4180 | Connecticut Mun Elec Engy Coop | 57602 | Jewett City 1 | CT | New London | JC1 | Petroleum Liquids | IC |  | S | 2.6 | 0.8 | 2.5 | 2.5 | 1.5 | N |  |  | N | Electric Utility | 1 | X | DFO
Petroleum Liquids.DFO | petroleum | TRUE | 4180 | Connecticut Mun Elec Engy Coop | 57603 | LNG 1 & 2 | CT | New London | LNG1 | Petroleum Liquids | IC |  | S | 2.6 | 0.8 | 2.5 | 2.5 | 1.5 | N |  |  | N | Electric Utility | 1 | X | DFO
Petroleum Liquids.DFO | petroleum | TRUE | 4180 | Connecticut Mun Elec Engy Coop | 57603 | LNG 1 & 2 | CT | New London | LNG2 | Petroleum Liquids | IC |  | S | 2.6 | 0.8 | 2.5 | 2.5 | 1.5 | N |  |  | N | Electric Utility | 1 | X | DFO
Petroleum Liquids.DFO | petroleum | TRUE | 4180 | Connecticut Mun Elec Engy Coop | 57604 | Lebanon Pines 1 & 2 | CT | New London | LP1 | Petroleum Liquids | IC |  | S | 2.6 | 0.8 | 2.5 | 2.5 | 1.5 | N |  |  | N | Electric Utility | 1 | X | DFO
Petroleum Liquids.DFO | petroleum | TRUE | 4180 | Connecticut Mun Elec Engy Coop | 57604 | Lebanon Pines 1 & 2 | CT | New London | LP2 | Petroleum Liquids | IC |  | S | 2.6 | 0.8 | 2.5 | 2.5 | 1.5 | N |  |  | N | Electric Utility | 1 | X | DFO
Petroleum Liquids.DFO | petroleum | TRUE | 4180 | Connecticut Mun Elec Engy Coop | 57605 | Water Treatment 1 & 2 | CT | New London | WT1 | Petroleum Liquids | IC |  | S | 2.6 | 0.8 | 2.5 | 2.5 | 1.5 | N |  |  | N | Electric Utility | 1 | X | DFO
Petroleum Liquids.DFO | petroleum | TRUE | 4180 | Connecticut Mun Elec Engy Coop | 57605 | Water Treatment 1 & 2 | CT | New London | WT2 | Petroleum Liquids | IC |  | S | 2.6 | 0.8 | 2.5 | 2.5 | 1.5 | N |  |  | N | Electric Utility | 1 | X | DFO
Petroleum Liquids.DFO | petroleum | TRUE | 56934 | City Of High Point | 57606 | Eastside WWTP | NC | Guilford | 1 | Petroleum Liquids | IC |  | S | 1.8 | 0.9 | 1.8 | 1.8 | 1.8 | N |  |  | N | Electric Utility | 1 | X | DFO
Petroleum Liquids.DFO | petroleum | TRUE | 56934 | City Of High Point | 57606 | Eastside WWTP | NC | Guilford | 2 | Petroleum Liquids | IC |  | S | 1.8 | 0.9 | 1.8 | 1.8 | 1.8 | N |  |  | N | Electric Utility | 1 | X | DFO
Petroleum Liquids.DFO | petroleum | TRUE | 56934 | City Of High Point | 57606 | Eastside WWTP | NC | Guilford | 3 | Petroleum Liquids | IC |  | S | 1.8 | 0.9 | 1.8 | 1.8 | 1.8 | N |  |  | N | Electric Utility | 1 | X | DFO
Petroleum Liquids.DFO | petroleum | TRUE | 56934 | City Of High Point | 57607 | Ward WTP | NC | Guilford | 1 | Petroleum Liquids | IC |  | S | 1 | 0.9 | 1 | 1 | 1 | N |  |  | N | Electric Utility | 1 | X | DFO
Petroleum Liquids.DFO | petroleum | TRUE | 56934 | City Of High Point | 57607 | Ward WTP | NC | Guilford | 2 | Petroleum Liquids | IC |  | S | 1 | 0.9 | 1 | 1 | 1 | N |  |  | N | Electric Utility | 1 | X | DFO
Petroleum Liquids.DFO | petroleum | TRUE | 56934 | City Of High Point | 57608 | Westside WWTP | NC | Davidson | 1 | Petroleum Liquids | IC |  | S | 1.8 | 0.9 | 1.8 | 1.8 | 1.8 | N |  |  | N | Electric Utility | 1 | X | DFO
Onshore Wind Turbine.WND | onshore wind | TRUE | 15399 | Avangrid Renewables LLC | 57609 | New Harvest Wind Project LLC | IA | Crawford | 1 | Onshore Wind Turbine | WT |  | S | 100 |  | 100 | 100 | 0 | N |  |  | N | IPP Non-CHP | 2 | X | WND
Onshore Wind Turbine.WND | onshore wind | FALSE | 56952 | Lincoln Electric Company | 57613 | LE Wind Turbine 1 | OH | Cuyahoga | WTG1 | Onshore Wind Turbine | WT |  | S | 2.5 |  | 2.5 | 2.5 | 0 | N |  |  | N | Industrial Non-CHP | 6 | X | WND
Onshore Wind Turbine.WND | onshore wind | TRUE | 56948 | Waverly Wind Farm LLC | 57614 | Waverly Wind Farm LLC | KS | Coffey | GEN1 | Onshore Wind Turbine | WT |  | S | 199 |  | 199 | 199 | 50 | N |  |  | N | IPP Non-CHP | 2 | X | WND
Onshore Wind Turbine.WND | onshore wind | TRUE | 56945 | Blue Canyon Windpower VI LLC | 57616 | Blue Canyon Windpower VI LLC | OK | Caddo | GEN1 | Onshore Wind Turbine | WT |  | S | 99.8 |  | 99.8 | 99.8 | 4.7 | N |  |  | N | IPP Non-CHP | 2 | X | WND
Onshore Wind Turbine.WND | onshore wind | TRUE | 56946 | Hidalgo Wind Farm LLC | 57617 | Hidalgo Wind Farm LLC | TX | Hidalgo | GEN1 | Onshore Wind Turbine | WT |  | S | 250 |  | 250 | 250 | 1 | N |  |  | N | IPP Non-CHP | 2 | X | WND
Onshore Wind Turbine.WND | onshore wind | TRUE | 56936 | Paulding Wind Farm II LLC | 57620 | Paulding Wind Farm II | OH | Paulding | GEN1 | Onshore Wind Turbine | WT |  | S | 99 |  | 99 | 99 | 0.7 | N |  |  | N | IPP Non-CHP | 2 | X | WND
Onshore Wind Turbine.WND | onshore wind | TRUE | 56937 | Rising Tree Wind Farm LLC | 57621 | Rising Tree Wind Farm | CA | Kern | GEN1 | Onshore Wind Turbine | WT |  | S | 79.2 |  | 79.2 | 79.2 | 1 | N |  |  | N | IPP Non-CHP | 2 | X | WND
Onshore Wind Turbine.WND | onshore wind | TRUE | 56940 | Lexington Chenoa Wind Farm LLC | 57623 | Bright Stalk Wind Farm I | IL | McLean | GEN1 | Onshore Wind Turbine | WT |  | S | 205.2 |  | 205.2 | 205.2 | 2.8 | N |  |  | N | IPP Non-CHP | 2 | X | WND
Petroleum Liquids.DFO | petroleum | FALSE | 13831 | City of Norwich - (CT) | 57624 | Norwich WWTP | CT | New London | 1 | Petroleum Liquids | IC |  | S | 2 | 0.9 | 2 | 2 | 0.1 | N |  |  | N | Commercial Non-CHP | 4 | X | DFO
Natural Gas Internal Combustion Engine.NG | natural gas peaker | FALSE | 56953 | Bos Dairy, LLC | 57625 | Bos Dairy, LLC | IN | Jasper | BOS4 | Natural Gas Internal Combustion Engine | IC |  | S | 1 | 1 | 0.9 | 0.9 | 0.2 | N |  |  | N | Industrial Non-CHP | 6 | X | NG
Onshore Wind Turbine.WND | onshore wind | TRUE | 56930 | Foundation HA Energy Generation, LLC | 57626 | Foundation ST | CA | San Joaquin | WTG1 | Onshore Wind Turbine | WT |  | S | 2 |  | 2 | 2 | 0.1 | N |  |  | N | IPP Non-CHP | 2 | X | WND
Onshore Wind Turbine.WND | onshore wind | TRUE | 56941 | Meadow Lake Wind Farm V LLC | 57628 | Meadow Lake Wind Farm V LLC | IN | White | GEN1 | Onshore Wind Turbine | WT |  | S | 100 |  | 100 | 100 | 2 | N |  |  | N | IPP Non-CHP | 2 | X | WND
Petroleum Liquids.DFO | petroleum | FALSE | 56960 | Gastonia City of | 57629 | Gaston Memorial Hospital | NC | Gaston | GMH1 | Petroleum Liquids | IC |  | W | 1.8 | 0.8 | 1.8 | 1.8 | 0.6 | N |  |  | N | Commercial Non-CHP | 4 | X | DFO
Petroleum Liquids.DFO | petroleum | FALSE | 56960 | Gastonia City of | 57630 | Long Creek Waste Water Plant | NC | Gaston | ES1 | Petroleum Liquids | IC |  | S | 1.7 | 0.8 | 1.7 | 1.7 | 0.6 | N |  |  | N | Commercial Non-CHP | 4 | X | DFO
Petroleum Liquids.DFO | petroleum | FALSE | 56960 | Gastonia City of | 57630 | Long Creek Waste Water Plant | NC | Gaston | ES2 | Petroleum Liquids | IC |  | S | 1.7 | 0.8 | 1.7 | 1.7 | 0.6 | N |  |  | N | Commercial Non-CHP | 4 | X | DFO
Petroleum Liquids.DFO | petroleum | FALSE | 56960 | Gastonia City of | 57630 | Long Creek Waste Water Plant | NC | Gaston | ES3 | Petroleum Liquids | IC |  | S | 1.7 | 0.8 | 1.7 | 1.7 | 0.6 | N |  |  | N | Commercial Non-CHP | 4 | X | DFO
Onshore Wind Turbine.WND | onshore wind | TRUE | 56962 | Wolverine Wind Energy, LLC | 57631 | Wolverine | IA | Adair | 1 | Onshore Wind Turbine | WT |  | S | 1.5 |  | 1.5 | 1.5 | 0 | N |  |  | N | IPP Non-CHP | 2 | X | WND
Onshore Wind Turbine.WND | onshore wind | TRUE | 56961 | Bulldog Wind Energy, LLC | 57632 | Bulldog | IA | Adair | 1 | Onshore Wind Turbine | WT |  | S | 1.5 |  | 1.5 | 1.5 | 0 | N |  |  | N | IPP Non-CHP | 2 | X | WND
Onshore Wind Turbine.WND | onshore wind | TRUE | 11208 | Los Angeles Department of Water & Power | 57635 | Linden Wind Energy Project | WA | Klickitat | LW1 | Onshore Wind Turbine | WT |  | W | 50 |  | 50 | 50 | 2 | N |  |  | N | Electric Utility | 1 | X | WND
Landfill Gas.LFG | natural gas peaker | TRUE | 60545 | City of Auburn, New York | 57636 | Auburn LFG Energy Facility | NY | Cayuga | 1 | Landfill Gas | IC |  | S | 1.1 | 1 | 1.1 | 1.1 | 0.5 | N |  |  | N | IPP Non-CHP | 2 | X | LFG | NG
Landfill Gas.LFG | natural gas peaker | TRUE | 60545 | City of Auburn, New York | 57636 | Auburn LFG Energy Facility | NY | Cayuga | 3 | Landfill Gas | IC |  | S | 1.1 | 1 | 1.1 | 1.1 | 0.5 | N |  |  | N | IPP Non-CHP | 2 | X | LFG | NG
Onshore Wind Turbine.WND | onshore wind | TRUE | 56855 | Performance Services | 57637 | Union City Wind Turbine | IN | Randolph | 1 | Onshore Wind Turbine | WT |  | S | 1 |  | 1 | 1 | 0 | N |  |  | N | IPP Non-CHP | 2 | X | WND
Onshore Wind Turbine.WND | onshore wind | FALSE | 56855 | Performance Services | 57638 | Randolph Eastern School Wind Turbine | IN | Randolph | 1 | Onshore Wind Turbine | WT |  | S | 1 |  | 1 | 1 | 0 | N |  |  | N | Commercial Non-CHP | 4 | X | WND
Onshore Wind Turbine.WND | onshore wind | TRUE | 65411 | Duke Energy Renewables Services | 57639 | Ironwood Wind | KS | Ford | 1 | Onshore Wind Turbine | WT |  | J | 167.9 |  | 167.9 | 167.9 | 0.1 | N |  |  | N | IPP Non-CHP | 2 | X | WND
Solar Photovoltaic.SUN | solar PV | TRUE | 64045 | Alliance HP Virginia Drive LLC | 57640 | 500 Virginia Solar | PA | Montgomery | 1 | Solar Photovoltaic | PV |  | S | 1 |  | 1 | 1 |  | N |  |  | N | IPP Non-CHP | 2 | X | SUN
Onshore Wind Turbine.WND | onshore wind | FALSE | 64489 | CS Wind America, Inc. | 57643 | Vestas Towers America, Inc. | CO | Pueblo | V100 | Onshore Wind Turbine | WT |  | S | 1.8 |  | 1.8 | 1.8 | 0 | N |  |  | N | Industrial Non-CHP | 6 | X | WND
Onshore Wind Turbine.WND | onshore wind | TRUE | 59380 | Enel Green Power NA, Inc. | 57644 | Prairie Rose Wind Farm | MN | Rock | PR1 | Onshore Wind Turbine | WT |  | S | 200 |  | 200 | 200 | 0.1 | N |  |  | N | IPP Non-CHP | 2 | X | WND
Solar Photovoltaic.SUN | solar PV | TRUE | 56974 | Denver Airport Solar, LLC | 57645 | City & County of Denver at Denver Int'l | CO | Denver | PV1 | Solar Photovoltaic | PV |  | S | 3.4 |  | 3.4 | 3.4 |  | N |  |  | N | IPP Non-CHP | 2 | X | SUN
Solar Photovoltaic.SUN | solar PV | TRUE | 56975 | Luminace Solar Maryland, LLC | 57646 | McCormick & Co. Inc. at Belcamp | MD | Harford | PV1 | Solar Photovoltaic | PV |  | S | 1.4 |  | 1.4 | 1.4 |  | N |  |  | N | IPP Non-CHP | 2 | X | SUN
Solar Photovoltaic.SUN | solar PV | TRUE | 56976 | Luminace Solar New Jersey II, LLC | 57647 | Toys R Us- DE, Inc. at Mt. Olive, NJ | NJ | Morris | PV1 | Solar Photovoltaic | PV |  | S | 4.1 |  | 4.1 | 4.1 |  | N |  |  | N | IPP Non-CHP | 2 | X | SUN
Onshore Wind Turbine.WND | onshore wind | FALSE | 56977 | Henkel U.S. Operations Corporation | 57648 | Henkel U.S. Operations Corporation | NY | Ontario | WT1 | Onshore Wind Turbine | WT |  | S | 1.7 |  | 1.7 | 1.7 | 0.5 | N |  |  | N | Industrial Non-CHP | 6 | X | WND
Onshore Wind Turbine.WND | onshore wind | FALSE | 56977 | Henkel U.S. Operations Corporation | 57648 | Henkel U.S. Operations Corporation | NY | Ontario | WT2 | Onshore Wind Turbine | WT |  | S | 1.7 |  | 1.7 | 1.7 | 0.5 | N |  |  | N | Industrial Non-CHP | 6 | X | WND
Onshore Wind Turbine.WND | onshore wind | TRUE | 15399 | Avangrid Renewables LLC | 57649 | Elm Creek Wind II LLC | MN | Martin | 1 | Onshore Wind Turbine | WT |  | S | 148.8 |  | 148.8 | 148.8 | 0 | N |  |  | N | IPP Non-CHP | 2 | X | WND
Solar Photovoltaic.SUN | solar PV | TRUE | 56980 | Regulus Solar, LLC | 57650 | Regulus Solar Project | CA | Kern | FRV4 | Solar Photovoltaic | PV |  | S | 60 |  | 60 | 60 |  | N |  |  | N | IPP Non-CHP | 2 | X | SUN
Solar Photovoltaic.SUN | solar PV | TRUE | 17650 | Southern Power Co | 57651 | Adobe Solar | CA | KERN | FRV3 | Solar Photovoltaic | PV |  | W | 20 |  | 20 | 20 |  | N |  |  | N | IPP Non-CHP | 2 | X | SUN
Solar Photovoltaic.SUN | solar PV | TRUE | 60531 | Standard Solar | 57652 | Yamhill Solar LLC | OR | Yamhill | 1 | Solar Photovoltaic | PV |  | S | 1 |  | 1 | 1 |  | N |  |  | N | IPP Non-CHP | 2 | X | SUN
Natural Gas Fired Combined Cycle.NG | natural gas combined cycle | FALSE | 56968 | Oregon State University | 57653 | Oregon State University Energy Center | OR | Benton | CTG | Natural Gas Fired Combined Cycle | CT | CC1 | S | 5.5 | 1 | 5.2 | 5.5 | 2.5 | N |  |  | Y | Commercial CHP | 5 | T | NG | DFO
Natural Gas Fired Combined Cycle.NG | natural gas combined cycle | FALSE | 56968 | Oregon State University | 57653 | Oregon State University Energy Center | OR | Benton | STG | Natural Gas Fired Combined Cycle | CA | CC1 | S | 1 | 1 | 0.5 | 1 | 0.1 | N |  |  | Y | Commercial CHP | 5 | T | NG | DFO
Solar Photovoltaic.SUN | solar PV | FALSE | 56982 | Kern Community College District | 57655 | Bakersfield College Solar 01 | CA | Kern | BC01 | Solar Photovoltaic | PV |  | S | 1.1 |  | 1.1 | 1.1 |  | N |  |  | N | Commercial Non-CHP | 4 | X | SUN
Solar Photovoltaic.SUN | solar PV | TRUE | 56984 | Temescal Canyon RV, LLC | 57656 | Temescal Canyon RV, LLC | CA | Riverside | 1 | Solar Photovoltaic | PV |  | S | 1.5 |  | 1.5 | 1.5 |  | N |  |  | N | IPP Non-CHP | 2 | X | SUN
Solar Photovoltaic.SUN | solar PV | TRUE | 64614 | Avra Valley Solar | 57657 | Avra Valley Solar | AZ | Pima | 1 | Solar Photovoltaic | PV |  | S | 25 |  | 25 | 25 |  | N |  |  | N | IPP Non-CHP | 2 | X | SUN
Solar Photovoltaic.SUN | solar PV | TRUE | 65411 | Duke Energy Renewables Services | 57659 | East Blackland Solar Project 1 | TX | Travis | PSF | Solar Photovoltaic | PV |  | S | 144 |  | 144 | 144 |  | N |  |  | N | IPP Non-CHP | 2 | X | SUN
Solar Photovoltaic.SUN | solar PV | TRUE | 56990 | NJR Clean Energy Ventures Corporation | 57660 | Vineland Mays Landing Solar | NJ | Cumberland | VNLND | Solar Photovoltaic | PV |  | S | 4 |  | 4 | 4 |  | N |  |  | N | IPP Non-CHP | 2 | X | SUN
Solar Photovoltaic.SUN | solar PV | TRUE | 56990 | NJR Clean Energy Ventures Corporation | 57661 | Manalapan Village Solar | NJ | Monmouth | MANVL | Solar Photovoltaic | PV |  | S | 3.5 |  | 3.5 | 3.5 |  | N |  |  | N | IPP Non-CHP | 2 | X | SUN
Solar Photovoltaic.SUN | solar PV | TRUE | 56990 | NJR Clean Energy Ventures Corporation | 57662 | McGraw Hill Solar | NJ | Mercer | MCGRH | Solar Photovoltaic | PV |  | S | 12 |  | 12 | 12 |  | N |  |  | N | IPP Non-CHP | 2 | X | SUN
Onshore Wind Turbine.WND | onshore wind | TRUE | 65411 | Duke Energy Renewables Services | 57663 | Cimarron Windpower II | KS | Gray | 1 | Onshore Wind Turbine | WT |  | J | 131 |  | 131 | 131 | 0.1 | N |  |  | N | IPP Non-CHP | 2 | X | WND
Natural Gas Fired Combined Cycle.NG | natural gas combined cycle | TRUE | 56991 | Astoria Energy II LLC | 57664 | Astoria Energy II | NY | Queens | CT3 | Natural Gas Fired Combined Cycle | CT | CC1 | S | 200 | 0.85 | 156 | 188 | 100 | N |  |  | N | IPP Non-CHP | 2 | X | NG | DFO
Natural Gas Fired Combined Cycle.NG | natural gas combined cycle | TRUE | 56991 | Astoria Energy II LLC | 57664 | Astoria Energy II | NY | Queens | CT4 | Natural Gas Fired Combined Cycle | CT | CC1 | S | 200 | 0.85 | 156 | 188 | 100 | N |  |  | N | IPP Non-CHP | 2 | X | NG | DFO
Natural Gas Fired Combined Cycle.NG | natural gas combined cycle | TRUE | 56991 | Astoria Energy II LLC | 57664 | Astoria Energy II | NY | Queens | ST2 | Natural Gas Fired Combined Cycle | CA | CC1 | S | 250 | 0.85 | 228 | 236 | 120 | N |  |  | N | IPP Non-CHP | 2 | X | NG
Conventional Hydroelectric.WAT | hydro | TRUE | 56989 | SAF Hydroelectric LLC | 57665 | SAF Hydroelectric LLC | MN | Hennepin | 1 | Conventional Hydroelectric | HY |  | S | 0.6 | 0.8 | 0.6 | 0.6 | 0.3 | N |  |  | N | IPP Non-CHP | 2 | X | WAT
Conventional Hydroelectric.WAT | hydro | TRUE | 56989 | SAF Hydroelectric LLC | 57665 | SAF Hydroelectric LLC | MN | Hennepin | 10 | Conventional Hydroelectric | HY |  | S | 0.6 | 0.8 | 0.6 | 0.6 | 0.3 | N |  |  | N | IPP Non-CHP | 2 | X | WAT
Conventional Hydroelectric.WAT | hydro | TRUE | 56989 | SAF Hydroelectric LLC | 57665 | SAF Hydroelectric LLC | MN | Hennepin | 11 | Conventional Hydroelectric | HY |  | S | 0.6 | 0.8 | 0.6 | 0.6 | 0.3 | N |  |  | N | IPP Non-CHP | 2 | X | WAT
Conventional Hydroelectric.WAT | hydro | TRUE | 56989 | SAF Hydroelectric LLC | 57665 | SAF Hydroelectric LLC | MN | Hennepin | 12 | Conventional Hydroelectric | HY |  | S | 0.6 | 0.8 | 0.6 | 0.6 | 0.3 | N |  |  | N | IPP Non-CHP | 2 | X | WAT
Conventional Hydroelectric.WAT | hydro | TRUE | 56989 | SAF Hydroelectric LLC | 57665 | SAF Hydroelectric LLC | MN | Hennepin | 13 | Conventional Hydroelectric | HY |  | S | 0.6 | 0.8 | 0.6 | 0.6 | 0.3 | N |  |  | N | IPP Non-CHP | 2 | X | WAT
Conventional Hydroelectric.WAT | hydro | TRUE | 56989 | SAF Hydroelectric LLC | 57665 | SAF Hydroelectric LLC | MN | Hennepin | 14 | Conventional Hydroelectric | HY |  | S | 0.6 | 0.8 | 0.6 | 0.6 | 0.3 | N |  |  | N | IPP Non-CHP | 2 | X | WAT
Conventional Hydroelectric.WAT | hydro | TRUE | 56989 | SAF Hydroelectric LLC | 57665 | SAF Hydroelectric LLC | MN | Hennepin | 15 | Conventional Hydroelectric | HY |  | S | 0.6 | 0.8 | 0.6 | 0.6 | 0.3 | N |  |  | N | IPP Non-CHP | 2 | X | WAT
Conventional Hydroelectric.WAT | hydro | TRUE | 56989 | SAF Hydroelectric LLC | 57665 | SAF Hydroelectric LLC | MN | Hennepin | 16 | Conventional Hydroelectric | HY |  | S | 0.6 | 0.8 | 0.6 | 0.6 | 0.3 | N |  |  | N | IPP Non-CHP | 2 | X | WAT
Conventional Hydroelectric.WAT | hydro | TRUE | 56989 | SAF Hydroelectric LLC | 57665 | SAF Hydroelectric LLC | MN | Hennepin | 2 | Conventional Hydroelectric | HY |  | S | 0.6 | 0.8 | 0.6 | 0.6 | 0.3 | N |  |  | N | IPP Non-CHP | 2 | X | WAT
Conventional Hydroelectric.WAT | hydro | TRUE | 56989 | SAF Hydroelectric LLC | 57665 | SAF Hydroelectric LLC | MN | Hennepin | 3 | Conventional Hydroelectric | HY |  | S | 0.6 | 0.8 | 0.6 | 0.6 | 0.3 | N |  |  | N | IPP Non-CHP | 2 | X | WAT
Conventional Hydroelectric.WAT | hydro | TRUE | 56989 | SAF Hydroelectric LLC | 57665 | SAF Hydroelectric LLC | MN | Hennepin | 4 | Conventional Hydroelectric | HY |  | S | 0.6 | 0.8 | 0.6 | 0.6 | 0.3 | N |  |  | N | IPP Non-CHP | 2 | X | WAT
Conventional Hydroelectric.WAT | hydro | TRUE | 56989 | SAF Hydroelectric LLC | 57665 | SAF Hydroelectric LLC | MN | Hennepin | 5 | Conventional Hydroelectric | HY |  | S | 0.6 | 0.8 | 0.6 | 0.6 | 0.3 | N |  |  | N | IPP Non-CHP | 2 | X | WAT
Conventional Hydroelectric.WAT | hydro | TRUE | 56989 | SAF Hydroelectric LLC | 57665 | SAF Hydroelectric LLC | MN | Hennepin | 6 | Conventional Hydroelectric | HY |  | S | 0.6 | 0.8 | 0.6 | 0.6 | 0.3 | N |  |  | N | IPP Non-CHP | 2 | X | WAT
Conventional Hydroelectric.WAT | hydro | TRUE | 56989 | SAF Hydroelectric LLC | 57665 | SAF Hydroelectric LLC | MN | Hennepin | 7 | Conventional Hydroelectric | HY |  | S | 0.6 | 0.8 | 0.6 | 0.6 | 0.3 | N |  |  | N | IPP Non-CHP | 2 | X | WAT
Conventional Hydroelectric.WAT | hydro | TRUE | 56989 | SAF Hydroelectric LLC | 57665 | SAF Hydroelectric LLC | MN | Hennepin | 8 | Conventional Hydroelectric | HY |  | S | 0.6 | 0.8 | 0.6 | 0.6 | 0.3 | N |  |  | N | IPP Non-CHP | 2 | X | WAT
Conventional Hydroelectric.WAT | hydro | TRUE | 56989 | SAF Hydroelectric LLC | 57665 | SAF Hydroelectric LLC | MN | Hennepin | 9 | Conventional Hydroelectric | HY |  | S | 0.6 | 0.8 | 0.6 | 0.6 | 0.3 | N |  |  | N | IPP Non-CHP | 2 | X | WAT
Natural Gas Fired Combined Cycle.NG | natural gas combined cycle | FALSE | 56992 | Foxwoods Resort Casino | 57666 | Foxwoods CoGen | CT | New London | CT1 | Natural Gas Fired Combined Cycle | CT | 1 | S | 6.6 | 0.8 | 6 | 7.3 | 4 | N |  |  | Y | Commercial CHP | 5 | T | NG
Natural Gas Fired Combined Cycle.NG | natural gas combined cycle | FALSE | 56992 | Foxwoods Resort Casino | 57666 | Foxwoods CoGen | CT | New London | CT2 | Natural Gas Fired Combined Cycle | CT | 1 | S | 6.6 | 0.8 | 6 | 7.3 | 4 | N |  |  | Y | Commercial CHP | 5 | T | NG
Natural Gas Fired Combined Cycle.NG | natural gas combined cycle | FALSE | 56992 | Foxwoods Resort Casino | 57666 | Foxwoods CoGen | CT | New London | STG1 | Natural Gas Fired Combined Cycle | CA | 1 | S | 3 | 0.8 | 2.5 | 0.5 | 0.5 | N |  |  | N | Commercial CHP | 5 | X | NG
Solar Photovoltaic.SUN | solar PV | TRUE | 61944 | MN8 Energy LLC | 57667 | Seabrook Solar Plant | NJ | Cumberland | P21A | Solar Photovoltaic | PV |  | S | 1.5 |  | 1.5 | 1.5 |  | N |  |  | N | IPP Non-CHP | 2 | X | SUN
Solar Photovoltaic.SUN | solar PV | TRUE | 61944 | MN8 Energy LLC | 57667 | Seabrook Solar Plant | NJ | Cumberland | P21B | Solar Photovoltaic | PV |  | S | 1.5 |  | 1.5 | 1.5 |  | N |  |  | N | IPP Non-CHP | 2 | X | SUN
Solar Photovoltaic.SUN | solar PV | TRUE | 61944 | MN8 Energy LLC | 57667 | Seabrook Solar Plant | NJ | Cumberland | P2P2 | Solar Photovoltaic | PV |  | S | 0.8 |  | 0.8 | 0.8 |  | N |  |  | N | IPP Non-CHP | 2 | X | SUN
Solar Photovoltaic.SUN | solar PV | TRUE | 61944 | MN8 Energy LLC | 57667 | Seabrook Solar Plant | NJ | Cumberland | SBS1 | Solar Photovoltaic | PV |  | S | 3 |  | 3 | 3 |  | N |  |  | N | IPP Non-CHP | 2 | X | SUN
Solar Photovoltaic.SUN | solar PV | FALSE | 56994 | Carlisle Area School District | 57668 | CASD Solar | PA | Cumberland | CASDE | Solar Photovoltaic | PV |  | S | 0.9 |  | 0.9 | 0.9 |  | N |  |  | N | Commercial Non-CHP | 4 | X | SUN
Solar Photovoltaic.SUN | solar PV | FALSE | 56994 | Carlisle Area School District | 57668 | CASD Solar | PA | Cumberland | CASDW | Solar Photovoltaic | PV |  | S | 0.4 |  | 0.4 | 0.4 |  | N |  |  | N | Commercial Non-CHP | 4 | X | SUN
Solar Photovoltaic.SUN | solar PV | TRUE | 56995 | Sacramento PV Energy, LLC | 57669 | SMUD at Grundman | CA | Sacramento | PV1 | Solar Photovoltaic | PV |  | S | 17 |  | 18 | 17 |  | N |  |  | N | IPP Non-CHP | 2 | X | SUN
Solar Photovoltaic.SUN | solar PV | TRUE | 56995 | Sacramento PV Energy, LLC | 57670 | SMUD at Van Conett | CA | Sacramento | PV1 | Solar Photovoltaic | PV |  | S | 2.9 |  | 2.9 | 2.9 |  | N |  |  | N | IPP Non-CHP | 2 | X | SUN
Solar Photovoltaic.SUN | solar PV | TRUE | 56995 | Sacramento PV Energy, LLC | 57671 | SMUD at Fleshman | CA | Sacramento | PV1 | Solar Photovoltaic | PV |  | S | 2.9 |  | 2.9 | 2.9 |  | N |  |  | N | IPP Non-CHP | 2 | X | SUN
Natural Gas Internal Combustion Engine.NG | natural gas peaker | FALSE | 19539 | University of Iowa | 57672 | Oakdale Renewable Energy Plant | IA | Johnson | GE1 | Natural Gas Internal Combustion Engine | IC |  | S | 1.4 | 1 | 1.4 | 1.4 | 0.5 | N |  |  | N | Commercial Non-CHP | 4 | X | NG
Natural Gas Internal Combustion Engine.NG | natural gas peaker | FALSE | 19539 | University of Iowa | 57672 | Oakdale Renewable Energy Plant | IA | Johnson | GE2 | Natural Gas Internal Combustion Engine | IC |  | S | 1.4 | 1 | 1.4 | 1.4 | 0.5 | N |  |  | N | Commercial Non-CHP | 4 | X | NG
Solar Photovoltaic.SUN | solar PV | TRUE | 56998 | Macys Corporate Services, Inc | 57673 | Macys Goodyear | AZ | Maricopa | 1 | Solar Photovoltaic | PV |  | S | 3.5 |  | 3.5 | 3.5 |  | N |  |  | N | IPP Non-CHP | 2 | X | SUN
Solar Photovoltaic.SUN | solar PV | TRUE | 56999 | Western Massachusetts Electric Company | 57674 | Indian Orchard PV Facility | MA | Hampden | 1 | Solar Photovoltaic | PV |  | S | 1.9 |  | 1.9 | 1.9 |  | N |  |  | N | Electric Utility | 1 | X | SUN
Onshore Wind Turbine.WND | onshore wind | TRUE | 56215 | RWE Renewables Americas, LLC | 57675 | Pioneer Trail Wind Farm, LLC | IL | Iroquois | PTWF | Onshore Wind Turbine | WT |  | S | 150.4 |  | 150.4 | 150.4 | 0 | N |  |  | N | IPP Non-CHP | 2 | X | WND
Solar Photovoltaic.SUN | solar PV | TRUE | 56999 | Western Massachusetts Electric Company | 57676 | Silver Lake Solar Photovoltaic Facility | MA | Berkshire | 1 | Solar Photovoltaic | PV |  | S | 1.5 |  | 1.5 | 1.5 |  | N |  |  | N | Electric Utility | 1 | X | SUN
Solar Photovoltaic.SUN | solar PV | TRUE | 65411 | Duke Energy Renewables Services | 57677 | Murphy Farm Power, LLC | NC | Cherokee | 1 | Solar Photovoltaic | PV |  | S | 1 |  | 0.9 | 0.9 |  | N |  |  | N | IPP Non-CHP | 2 | X | SUN
Onshore Wind Turbine.WND | onshore wind | TRUE | 56545 | Pattern Operators LP | 57678 | Post Rock Wind Power Project, LLC | KS | Ellsworth | 1 | Onshore Wind Turbine | WT |  | S | 201 |  | 201 | 201 | 0 | N |  |  | N | IPP Non-CHP | 2 | X | WND
Solar Photovoltaic.SUN | solar PV | TRUE | 61230 | Arevon Energy, Inc. | 57680 | Arlington Valley Solar Energy II | AZ | Maricopa | AVSE1 | Solar Photovoltaic | PV |  | S | 19 |  | 18.5 | 18.5 |  | N |  |  | N | IPP Non-CHP | 2 | X | SUN
Solar Photovoltaic.SUN | solar PV | TRUE | 61230 | Arevon Energy, Inc. | 57680 | Arlington Valley Solar Energy II | AZ | Maricopa | AVSE2 | Solar Photovoltaic | PV |  | S | 28 |  | 27.3 | 27.3 |  | N |  |  | N | IPP Non-CHP | 2 | X | SUN
Solar Photovoltaic.SUN | solar PV | TRUE | 61230 | Arevon Energy, Inc. | 57680 | Arlington Valley Solar Energy II | AZ | Maricopa | AVSE3 | Solar Photovoltaic | PV |  | S | 28 |  | 27.3 | 27.3 |  | N |  |  | N | IPP Non-CHP | 2 | X | SUN
Solar Photovoltaic.SUN | solar PV | TRUE | 61230 | Arevon Energy, Inc. | 57680 | Arlington Valley Solar Energy II | AZ | Maricopa | AVSE4 | Solar Photovoltaic | PV |  | S | 26 |  | 25 | 25 |  | N |  |  | N | IPP Non-CHP | 2 | X | SUN
Solar Photovoltaic.SUN | solar PV | TRUE | 61230 | Arevon Energy, Inc. | 57680 | Arlington Valley Solar Energy II | AZ | Maricopa | AVSE5 | Solar Photovoltaic | PV |  | S | 28 |  | 27.3 | 27.3 |  | N |  |  | N | IPP Non-CHP | 2 | X | SUN
Solar Photovoltaic.SUN | solar PV | TRUE | 57005 | SunE NLB-2, LLC | 57681 | City of Boulder WWTP | CO | Boulder | 1 | Solar Photovoltaic | PV |  | W | 1 |  | 0.9 | 0.9 |  | N |  |  | N | IPP Non-CHP | 2 | X | SUN
Solar Photovoltaic.SUN | solar PV | TRUE | 57006 | SunE GIL1, LLC | 57682 | City of Madera WWTP | CA | Madera | 1 | Solar Photovoltaic | PV |  | S | 1.2 |  | 1 | 1 |  | N |  |  | N | IPP Non-CHP | 2 | X | SUN
Solar Photovoltaic.SUN | solar PV | TRUE | 57007 | SunE WF3-ST Holdings, LLC | 57683 | Staples La Mirada, CA | CA | Los Angeles | 1 | Solar Photovoltaic | PV |  | W | 1.1 |  | 0.9 | 0.9 |  | N |  |  | N | IPP Non-CHP | 2 | X | SUN
All Other.WH | other | TRUE | 13407 | Nevada Power Co | 57684 | Goodsprings Waste Heat Recovery | NV | Clark | HR1 | All Other | ST |  | S | 7.5 | 0.8 | 6.5 | 6.5 | 1 | N |  |  | N | Electric Utility | 1 | X | WH
Solar Photovoltaic.SUN | solar PV | TRUE | 65411 | Duke Energy Renewables Services | 57687 | CS Murphy Point, LLC | NC | Cherokee | 1 | Solar Photovoltaic | PV |  | S | 1 |  | 0.9 | 0.9 |  | N |  |  | N | IPP Non-CHP | 2 | X | SUN
Petroleum Liquids.DFO | petroleum | TRUE | 57015 | Third Taxing District of Norwalk | 57689 | Norden 1-3 | CT | Fairfield | NORD1 | Petroleum Liquids | IC |  | S | 2 | 0.8 | 2 | 2 | 1 | N |  |  | N | Electric Utility | 1 | X | DFO
Petroleum Liquids.DFO | petroleum | TRUE | 57015 | Third Taxing District of Norwalk | 57689 | Norden 1-3 | CT | Fairfield | NORD2 | Petroleum Liquids | IC |  | S | 2 | 0.8 | 2 | 2 | 1 | N |  |  | N | Electric Utility | 1 | X | DFO
Petroleum Liquids.DFO | petroleum | TRUE | 57015 | Third Taxing District of Norwalk | 57689 | Norden 1-3 | CT | Fairfield | NORD3 | Petroleum Liquids | IC |  | S | 2 | 0.8 | 2 | 2 | 1 | N |  |  | N | Electric Utility | 1 | X | DFO
Conventional Hydroelectric.WAT | hydro | TRUE | 57018 | Turnbull Hydro LLC | 57690 | Turnbull Hydro | MT | Teton | 1 | Conventional Hydroelectric | HY |  | S | 5.3 | 0.9 | 5.3 |  | 1.5 | N |  |  | N | IPP Non-CHP | 2 | X | WAT
Conventional Hydroelectric.WAT | hydro | TRUE | 57018 | Turnbull Hydro LLC | 57690 | Turnbull Hydro | MT | Teton | 2 | Conventional Hydroelectric | HY |  | S | 7.7 | 0.9 | 7.7 |  | 2 | N |  |  | N | IPP Non-CHP | 2 | X | WAT
Solar Photovoltaic.SUN | solar PV | TRUE | 59874 | Topaz Solar Farms LLC | 57695 | Topaz Solar Farm | CA | San Luis Obispo | TPZ1 | Solar Photovoltaic | PV |  | S | 129.8 |  | 129.8 | 129.8 |  | N |  |  | N | IPP Non-CHP | 2 | X | SUN
Solar Photovoltaic.SUN | solar PV | TRUE | 59874 | Topaz Solar Farms LLC | 57695 | Topaz Solar Farm | CA | San Luis Obispo | TPZ2 | Solar Photovoltaic | PV |  | S | 151.2 |  | 151.2 | 151.2 |  | N |  |  | N | IPP Non-CHP | 2 | X | SUN
Solar Photovoltaic.SUN | solar PV | TRUE | 59874 | Topaz Solar Farms LLC | 57695 | Topaz Solar Farm | CA | San Luis Obispo | TPZ3 | Solar Photovoltaic | PV |  | S | 102.1 |  | 102.1 | 102.1 |  | N |  |  | N | IPP Non-CHP | 2 | X | SUN
Solar Photovoltaic.SUN | solar PV | TRUE | 59874 | Topaz Solar Farms LLC | 57695 | Topaz Solar Farm | CA | San Luis Obispo | TPZ4 | Solar Photovoltaic | PV |  | S | 90.3 |  | 90.3 | 90.3 |  | N |  |  | N | IPP Non-CHP | 2 | X | SUN
Solar Photovoltaic.SUN | solar PV | TRUE | 59874 | Topaz Solar Farms LLC | 57695 | Topaz Solar Farm | CA | San Luis Obispo | TPZ5 | Solar Photovoltaic | PV |  | S | 112.5 |  | 112.5 | 112.5 |  | N |  |  | N | IPP Non-CHP | 2 | X | SUN
Other Waste Biomass.OBG | biomass | TRUE | 5571 | East Bay Municipal Util Dist | 57696 | Power Generation Station (PGS) 2 | CA | Alameda | 1 | Other Waste Biomass | GT |  | S | 4.6 | 0.8 | 3.8 | 3.8 | 1.5 | N |  |  | Y | Commercial CHP | 5 | T | OBG
Solar Photovoltaic.SUN | solar PV | TRUE | 60281 | Altus Power America Management, LLC | 57697 | Aerojet I | CA | Sacramento | 1 | Solar Photovoltaic | PV |  | S | 3 |  | 3 | 3 |  | N |  |  | N | IPP Non-CHP | 2 | X | SUN
Solar Photovoltaic.SUN | solar PV | TRUE | 60281 | Altus Power America Management, LLC | 57698 | Aerojet II | CA | Sacramento | 1 | Solar Photovoltaic | PV |  | S | 2.2 |  | 2.2 | 2.2 |  | N |  |  | N | IPP Non-CHP | 2 | X | SUN
Solar Photovoltaic.SUN | solar PV | TRUE | 57021 | FRV AE Solar LLC | 57699 | Webberville Solar Project | TX | Travis | AES1 | Solar Photovoltaic | PV |  | S | 30 |  | 30 | 30 |  | N |  |  | N | IPP Non-CHP | 2 | X | SUN
Onshore Wind Turbine.WND | onshore wind | TRUE | 57024 | Vasco Winds, LLC | 57700 | Vasco Winds | CA | Contra Costa | 1 | Onshore Wind Turbine | WT |  | S | 78.2 |  | 78.2 | 78.2 | 0 | N |  |  | N | IPP Non-CHP | 2 | X | WND
Onshore Wind Turbine.WND | onshore wind | TRUE | 57026 | NextEra Energy Montezuma Wind II, LLC | 57701 | Montezuma Wind II | CA | Solano | 1 | Onshore Wind Turbine | WT |  | S | 78.2 |  | 78.2 | 78.2 | 3.9 | N |  |  | N | IPP Non-CHP | 2 | X | WND
Other Gases.OG | other | FALSE | 57027 | Signal Hill Petroleum, Inc | 57702 | Signal Hill West Unit | CA | Los Angeles | 1 | Other Gases | GT |  | S | 5.7 | 1 | 5.7 | 5.7 | 3.5 | N |  |  | N | Industrial Non-CHP | 6 | X | OG
Natural Gas Fired Combined Cycle.NG | natural gas combined cycle | TRUE | 56771 | Black Hills Service Company LLC | 57703 | Cheyenne Prairie Generating Station | WY | Laramie | 01A | Natural Gas Fired Combined Cycle | CT | PB1 | J | 40 | 0.85 | 37 | 37 | 20 | N |  |  | N | Electric Utility | 1 | X | NG
Natural Gas Fired Combined Cycle.NG | natural gas combined cycle | TRUE | 56771 | Black Hills Service Company LLC | 57703 | Cheyenne Prairie Generating Station | WY | Laramie | 01B | Natural Gas Fired Combined Cycle | CT | PB1 | J | 40 | 0.85 | 37 | 37 | 20 | N |  |  | N | Electric Utility | 1 | X | NG
Natural Gas Fired Combined Cycle.NG | natural gas combined cycle | TRUE | 56771 | Black Hills Service Company LLC | 57703 | Cheyenne Prairie Generating Station | WY | Laramie | 01C | Natural Gas Fired Combined Cycle | CA | PB1 | J | 20 | 0.85 | 20 | 20 | 5 | N |  |  | N | Electric Utility | 1 | X | NG
Natural Gas Fired Combustion Turbine.NG | natural gas peaker | TRUE | 56771 | Black Hills Service Company LLC | 57703 | Cheyenne Prairie Generating Station | WY | Laramie | 02A | Natural Gas Fired Combustion Turbine | GT |  | W | 40 | 0.85 | 37 | 37 | 20 | N |  |  | N | Electric Utility | 1 | X | NG
Landfill Gas.LFG | natural gas peaker | TRUE | 57029 | Blue Water Renewables Inc | 57706 | Blue Water Renewables Inc | MI | St Clair | 1 | Landfill Gas | IC |  | S | 1.6 | 0.8 | 1.6 | 1.6 | 1.1 | N |  |  | N | IPP Non-CHP | 2 | X | LFG
Landfill Gas.LFG | natural gas peaker | TRUE | 57029 | Blue Water Renewables Inc | 57706 | Blue Water Renewables Inc | MI | St Clair | 2 | Landfill Gas | IC |  | S | 1.6 | 0.8 | 1.6 | 1.6 | 1.1 | N |  |  | N | IPP Non-CHP | 2 | X | LFG
Solar Photovoltaic.SUN | solar PV | TRUE | 56769 | Consolidated Edison Development Inc. | 57707 | Mesquite Solar 1 | AZ | Maricopa | 1 | Solar Photovoltaic | PV |  | S | 16 |  | 16 | 16 |  | N |  |  | N | IPP Non-CHP | 2 | X | SUN
Solar Photovoltaic.SUN | solar PV | TRUE | 56769 | Consolidated Edison Development Inc. | 57707 | Mesquite Solar 1 | AZ | Maricopa | 10 | Solar Photovoltaic | PV |  | S | 12 |  | 12 | 12 |  | N |  |  | N | IPP Non-CHP | 2 | X | SUN
Solar Photovoltaic.SUN | solar PV | TRUE | 56769 | Consolidated Edison Development Inc. | 57707 | Mesquite Solar 1 | AZ | Maricopa | 11 | Solar Photovoltaic | PV |  | S | 16 |  | 16 | 16 |  | N |  |  | N | IPP Non-CHP | 2 | X | SUN
Solar Photovoltaic.SUN | solar PV | TRUE | 56769 | Consolidated Edison Development Inc. | 57707 | Mesquite Solar 1 | AZ | Maricopa | 12 | Solar Photovoltaic | PV |  | S | 16 |  | 16 | 16 |  | N |  |  | N | IPP Non-CHP | 2 | X | SUN
Solar Photovoltaic.SUN | solar PV | TRUE | 56769 | Consolidated Edison Development Inc. | 57707 | Mesquite Solar 1 | AZ | Maricopa | 2 | Solar Photovoltaic | PV |  | S | 16 |  | 16 | 16 |  | N |  |  | N | IPP Non-CHP | 2 | X | SUN
Solar Photovoltaic.SUN | solar PV | TRUE | 56769 | Consolidated Edison Development Inc. | 57707 | Mesquite Solar 1 | AZ | Maricopa | 3 | Solar Photovoltaic | PV |  | S | 10 |  | 10 | 10 |  | N |  |  | N | IPP Non-CHP | 2 | X | SUN
Solar Photovoltaic.SUN | solar PV | TRUE | 56769 | Consolidated Edison Development Inc. | 57707 | Mesquite Solar 1 | AZ | Maricopa | 4 | Solar Photovoltaic | PV |  | S | 16 |  | 16 | 16 |  | N |  |  | N | IPP Non-CHP | 2 | X | SUN
Solar Photovoltaic.SUN | solar PV | TRUE | 56769 | Consolidated Edison Development Inc. | 57707 | Mesquite Solar 1 | AZ | Maricopa | 5 | Solar Photovoltaic | PV |  | S | 16 |  | 16 | 16 |  | N |  |  | N | IPP Non-CHP | 2 | X | SUN
Solar Photovoltaic.SUN | solar PV | TRUE | 56769 | Consolidated Edison Development Inc. | 57707 | Mesquite Solar 1 | AZ | Maricopa | 6 | Solar Photovoltaic | PV |  | S | 8 |  | 8 | 8 |  | N |  |  | N | IPP Non-CHP | 2 | X | SUN
Solar Photovoltaic.SUN | solar PV | TRUE | 56769 | Consolidated Edison Development Inc. | 57707 | Mesquite Solar 1 | AZ | Maricopa | 7 | Solar Photovoltaic | PV |  | S | 16 |  | 16 | 16 |  | N |  |  | N | IPP Non-CHP | 2 | X | SUN
Solar Photovoltaic.SUN | solar PV | TRUE | 56769 | Consolidated Edison Development Inc. | 57707 | Mesquite Solar 1 | AZ | Maricopa | 8 | Solar Photovoltaic | PV |  | S | 12 |  | 12 | 12 |  | N |  |  | N | IPP Non-CHP | 2 | X | SUN
Solar Photovoltaic.SUN | solar PV | TRUE | 56769 | Consolidated Edison Development Inc. | 57707 | Mesquite Solar 1 | AZ | Maricopa | 9 | Solar Photovoltaic | PV |  | S | 16 |  | 16 | 16 |  | N |  |  | N | IPP Non-CHP | 2 | X | SUN
Solar Photovoltaic.SUN | solar PV | TRUE | 57170 | EDF Renewable Asset Holdings, Inc. | 57708 | Catalina Solar LLC | CA | Kern | INV | Solar Photovoltaic | PV |  | S | 110 |  | 110 | 110 |  | N |  |  | N | IPP Non-CHP | 2 | X | SUN
Flywheels.MWH | other | TRUE | 61978 | Convergent Energy and Power LP | 57710 | Stephentown Spindle | NY | Rensselaer | SRS1 | Flywheels | FW |  | W | 20 |  | 20 | 20 | 1 | N |  |  | N | IPP Non-CHP | 2 | X | MWH
Natural Gas Internal Combustion Engine.NG | natural gas peaker | TRUE | 57033 | City of Palo Alto | 57714 | City of Palo Alto | CA | Santa Clara | GEN1 | Natural Gas Internal Combustion Engine | IC |  | S | 1.1 | 1 | 1.1 | 1.1 | 0.3 | N |  |  | N | Electric Utility | 1 | X | NG
Natural Gas Internal Combustion Engine.NG | natural gas peaker | TRUE | 57033 | City of Palo Alto | 57714 | City of Palo Alto | CA | Santa Clara | GEN2 | Natural Gas Internal Combustion Engine | IC |  | S | 1.1 | 1 | 1.1 | 1.1 | 0.3 | N |  |  | N | Electric Utility | 1 | X | NG
Natural Gas Internal Combustion Engine.NG | natural gas peaker | TRUE | 57033 | City of Palo Alto | 57714 | City of Palo Alto | CA | Santa Clara | GEN3 | Natural Gas Internal Combustion Engine | IC |  | S | 1.1 | 1 | 1.1 | 1.1 | 0.3 | N |  |  | N | Electric Utility | 1 | X | NG
Natural Gas Internal Combustion Engine.NG | natural gas peaker | TRUE | 57033 | City of Palo Alto | 57714 | City of Palo Alto | CA | Santa Clara | GEN4 | Natural Gas Internal Combustion Engine | IC |  | S | 1.1 | 1 | 1.1 | 1.1 | 0.3 | N |  |  | N | Electric Utility | 1 | X | NG
Natural Gas Internal Combustion Engine.NG | natural gas peaker | FALSE | 57034 | Watkins Manufacturing Corporation | 57715 | Watkins Manufacturing Co. | CA | San Diego | GEN1 | Natural Gas Internal Combustion Engine | IC |  | S | 1 | 0.8 | 1 | 1 | 0.3 | N |  |  | N | Industrial Non-CHP | 6 | X | NG
Natural Gas Internal Combustion Engine.NG | natural gas peaker | FALSE | 57034 | Watkins Manufacturing Corporation | 57715 | Watkins Manufacturing Co. | CA | San Diego | GEN2 | Natural Gas Internal Combustion Engine | IC |  | S | 1 | 0.8 | 1 | 1 | 0.3 | N |  |  | N | Industrial Non-CHP | 6 | X | NG
Flywheels.MWH | other | TRUE | 61978 | Convergent Energy and Power LP | 57716 | Hazle Spindle | PA | Luzerne | HRS1 | Flywheels | FW |  | W | 20 |  | 20 | 20 | 1 | N |  |  | N | IPP Non-CHP | 2 | X | MWH
Onshore Wind Turbine.WND | onshore wind | TRUE | 11806 | Massachusetts Mun Wholes Electric Co | 57721 | Berkshire Wind Power Project | MA | Berkshire | BWP | Onshore Wind Turbine | WT |  | W | 15 |  | 15 | 15 | 0.1 | N |  |  | N | Electric Utility | 1 | X | WND
Onshore Wind Turbine.WND | onshore wind | TRUE | 11806 | Massachusetts Mun Wholes Electric Co | 57721 | Berkshire Wind Power Project | MA | Berkshire | HN-8 | Onshore Wind Turbine | WT |  | W | 2.3 | 0.95 | 2.3 | 2.3 | 0.1 | N |  |  | N | Electric Utility | 1 | X | WND
Onshore Wind Turbine.WND | onshore wind | TRUE | 11806 | Massachusetts Mun Wholes Electric Co | 57721 | Berkshire Wind Power Project | MA | Berkshire | HN-9 | Onshore Wind Turbine | WT |  | W | 2.3 | 0.95 | 2.3 | 2.3 | 0.1 | N |  |  | N | Electric Utility | 1 | X | WND
Solar Photovoltaic.SUN | solar PV | TRUE | 60025 | Greenbacker Renewable Energy Corporation | 57722 | North Palm Springs 4A | CA | Riverside | 1 | Solar Photovoltaic | PV |  | W | 4 |  | 4 | 4 |  | N |  |  | N | IPP Non-CHP | 2 | X | SUN
Solar Photovoltaic.SUN | solar PV | TRUE | 56976 | Luminace Solar New Jersey II, LLC | 57723 | Johnson Matthey, Inc. Solar | NJ | Gloucester | PV1 | Solar Photovoltaic | PV |  | S | 4 |  | 4 | 4 |  | N |  |  | N | IPP Non-CHP | 2 | X | SUN
Solar Photovoltaic.SUN | solar PV | TRUE | 15477 | Public Service Elec & Gas Co | 57724 | NJMC Landfill | NJ | Hudson | NJMC | Solar Photovoltaic | PV |  | S | 2.5 |  | 2.5 | 2.5 |  | N |  |  | N | Electric Utility | 1 | X | SUN
Onshore Wind Turbine.WND | onshore wind | TRUE | 57170 | EDF Renewable Asset Holdings, Inc. | 57725 | Shiloh IV Wind Project LLC | CA | Solano | 1 | Onshore Wind Turbine | WT |  | S | 102.5 |  | 102.5 | 102.5 | 0 | N |  |  | N | IPP Non-CHP | 2 | X | WND
Solar Photovoltaic.SUN | solar PV | TRUE | 15477 | Public Service Elec & Gas Co | 57726 | Summit Associates | NJ | Middlesex | SUMA | Solar Photovoltaic | PV |  | S | 1.9 |  | 1.9 | 1.9 |  | N |  |  | N | Electric Utility | 1 | X | SUN
Solar Photovoltaic.SUN | solar PV | TRUE | 15477 | Public Service Elec & Gas Co | 57727 | BlackRock-Matrix | NJ | Middlesex | BLAR | Solar Photovoltaic | PV |  | S | 2.5 |  | 2.5 | 2.5 |  | N |  |  | N | Electric Utility | 1 | X | SUN
Solar Photovoltaic.SUN | solar PV | TRUE | 15477 | Public Service Elec & Gas Co | 57728 | Mill Creek Solar | NJ | Burlington | MILLC | Solar Photovoltaic | PV |  | S | 3.5 |  | 3.5 | 3.5 |  | N |  |  | N | Electric Utility | 1 | X | SUN
Hydroelectric Pumped Storage.WAT | other | TRUE | 27075 | San Diego County Water Auth | 57729 | Lake Hodges Hydroelectric Facility | CA | San Diego | 1 | Hydroelectric Pumped Storage | PS |  | S | 21 | 1 | 21 | 21 | 0 | N |  |  | N | Electric Utility | 1 | X | WAT
Hydroelectric Pumped Storage.WAT | other | TRUE | 27075 | San Diego County Water Auth | 57729 | Lake Hodges Hydroelectric Facility | CA | San Diego | 2 | Hydroelectric Pumped Storage | PS |  | S | 21 | 1 | 21 | 21 | 0 | N |  |  | N | Electric Utility | 1 | X | WAT
Onshore Wind Turbine.WND | onshore wind | FALSE | 57046 | University of Minnesota Morris Campus | 57732 | UMM Wind Turbine | MN | Stevens | UMM1 | Onshore Wind Turbine | WT |  | S | 1.7 |  | 0.6 | 0.9 | 0 | N |  |  | N | Commercial Non-CHP | 4 | X | WND
Solar Photovoltaic.SUN | solar PV | FALSE | 57044 | Luminace Solar New Jersey, LLC | 57733 | Benjamin Moore & Co. Solar | NJ | Morris | PV1 | Solar Photovoltaic | PV |  | S | 1.4 |  | 1.4 | 1.4 |  | N |  |  | N | Commercial Non-CHP | 4 | X | SUN
Solar Photovoltaic.SUN | solar PV | TRUE | 57049 | NFI Solar LLC | 57734 | Cherry Hill | NJ | Camden | CH | Solar Photovoltaic | PV |  | S | 1.1 |  | 1.1 | 1.1 |  | N |  |  | N | IPP Non-CHP | 2 | X | SUN
Solar Photovoltaic.SUN | solar PV | TRUE | 57055 | SunE SPS1, LLC | 57736 | SPS1 Dollarhide | NM | Lea | 1 | Solar Photovoltaic | PV |  | W | 10 |  | 10 | 10 |  | N |  |  | N | IPP Non-CHP | 2 | X | SUN
Solar Photovoltaic.SUN | solar PV | TRUE | 57056 | SunE SPS2, LLC | 57737 | SPS2 Jal | NM | Lea | 1 | Solar Photovoltaic | PV |  | W | 10 |  | 10 | 10 |  | N |  |  | N | IPP Non-CHP | 2 | X | SUN
Solar Photovoltaic.SUN | solar PV | TRUE | 57057 | SunE SPS3, LLC | 57738 | SPS3 Lea | NM | Lea | 1 | Solar Photovoltaic | PV |  | W | 10 |  | 10 | 10 |  | N |  |  | N | IPP Non-CHP | 2 | X | SUN
Solar Photovoltaic.SUN | solar PV | TRUE | 57059 | SunE SPS4, LLC | 57739 | SPS4 Monument | NM | Lea | 1 | Solar Photovoltaic | PV |  | W | 10.1 |  | 10.1 | 10.1 |  | N |  |  | N | IPP Non-CHP | 2 | X | SUN
Solar Photovoltaic.SUN | solar PV | TRUE | 57058 | SunE SPS5, LLC | 57740 | SPS5 Hopi | NM | Eddy | 1 | Solar Photovoltaic | PV |  | W | 10.1 |  | 10.1 | 10.1 |  | N |  |  | N | IPP Non-CHP | 2 | X | SUN
Solar Photovoltaic.SUN | solar PV | TRUE | 57049 | NFI Solar LLC | 57742 | Vineland Headquarters | NJ | Cumberland | VHQ | Solar Photovoltaic | PV |  | S | 1.1 |  | 1.1 | 1.1 |  | N |  |  | N | IPP Non-CHP | 2 | X | SUN
Solar Photovoltaic.SUN | solar PV | TRUE | 60025 | Greenbacker Renewable Energy Corporation | 57743 | North Palm Springs 1A | CA | Riverside | 1 | Solar Photovoltaic | PV |  | W | 2.5 |  | 2.4 | 2.4 |  | N |  |  | N | IPP Non-CHP | 2 | X | SUN
Onshore Wind Turbine.WND | onshore wind | TRUE | 65411 | Duke Energy Renewables Services | 57744 | Laurel Hill Wind | PA | Lycoming | 1 | Onshore Wind Turbine | WT |  | S | 69 |  | 69 | 69 | 0.1 | N |  |  | N | IPP Non-CHP | 2 | X | WND
Solar Photovoltaic.SUN | solar PV | TRUE | 57044 | Luminace Solar New Jersey, LLC | 57745 | The City of Vineland at West Vineland | NJ | Cumberland | PV1 | Solar Photovoltaic | PV |  | S | 3.7 |  | 3.7 | 3.7 |  | N |  |  | N | IPP Non-CHP | 2 | X | SUN
Solar Photovoltaic.SUN | solar PV | TRUE | 57044 | Luminace Solar New Jersey, LLC | 57746 | The City of Vineland at North Vineland | NJ | Cumberland | PV1 | Solar Photovoltaic | PV |  | S | 2.3 |  | 2.3 | 2.3 |  | N |  |  | N | IPP Non-CHP | 2 | X | SUN
Solar Photovoltaic.SUN | solar PV | TRUE | 57052 | NRG Solar Arrowhead LLC | 57747 | FedEx Field Solar Facility | MD | Prince Georges | 1 | Solar Photovoltaic | PV |  | S | 2 |  | 2 | 2 |  | N |  |  | N | IPP Non-CHP | 2 | X | SUN
Onshore Wind Turbine.WND | onshore wind | TRUE | 57042 | Gordon Butte Wind LLC | 57748 | Gordon Butte Wind LLC | MT | Meagher | DAW | Onshore Wind Turbine | WT |  | W | 2.7 |  | 2.7 | 2.7 | 0.1 | N |  |  | N | IPP Non-CHP | 2 | X | WND
Onshore Wind Turbine.WND | onshore wind | TRUE | 57042 | Gordon Butte Wind LLC | 57748 | Gordon Butte Wind LLC | MT | Meagher | GBW | Onshore Wind Turbine | WT |  | S | 9.6 |  | 9.6 | 9.6 | 0.1 | N |  |  | N | IPP Non-CHP | 2 | X | WND
Onshore Wind Turbine.WND | onshore wind | TRUE | 57042 | Gordon Butte Wind LLC | 57748 | Gordon Butte Wind LLC | MT | Meagher | OSR | Onshore Wind Turbine | WT |  | W | 2.7 |  | 2.7 | 2.7 | 0.1 | N |  |  | N | IPP Non-CHP | 2 | X | WND
Onshore Wind Turbine.WND | onshore wind | TRUE | 57042 | Gordon Butte Wind LLC | 57748 | Gordon Butte Wind LLC | MT | Meagher | SOR | Onshore Wind Turbine | WT |  | W | 2.7 |  | 2.7 | 2.7 | 0.1 | N |  |  | N | IPP Non-CHP | 2 | X | WND
Onshore Wind Turbine.WND | onshore wind | TRUE | 57041 | Idaho Winds LLC | 57749 | Sawtooth Wind Project | ID | Elmore | ST | Onshore Wind Turbine | WT |  | S | 22.4 |  | 22.4 | 22.4 | 0 | N |  |  | N | IPP Non-CHP | 2 | X | WND
Solar Photovoltaic.SUN | solar PV | TRUE | 57049 | NFI Solar LLC | 57750 | Maple Solar | NJ | Cumberland | P1 | Solar Photovoltaic | PV |  | S | 1.6 |  | 1.6 | 1.6 |  | N |  |  | N | IPP Non-CHP | 2 | X | SUN
Solar Photovoltaic.SUN | solar PV | TRUE | 57049 | NFI Solar LLC | 57750 | Maple Solar | NJ | Cumberland | P2 | Solar Photovoltaic | PV |  | S | 0.8 |  | 0.8 | 0.8 |  | N |  |  | N | IPP Non-CHP | 2 | X | SUN
Onshore Wind Turbine.WND | onshore wind | TRUE | 65411 | Duke Energy Renewables Services | 57751 | Los Vientos Wind 1A | TX | Cameron | 1 | Onshore Wind Turbine | WT |  | S | 200 |  | 200 | 200 | 0.1 | N |  |  | N | IPP Non-CHP | 2 | X | WND
Onshore Wind Turbine.WND | onshore wind | TRUE | 65411 | Duke Energy Renewables Services | 57752 | Los Vientos Wind 1B | TX | Cameron | 1 | Onshore Wind Turbine | WT |  | S | 201.6 |  | 201.6 | 201.6 | 0.1 | N |  |  | N | IPP Non-CHP | 2 | X | WND
Solar Photovoltaic.SUN | solar PV | TRUE | 56995 | Sacramento PV Energy, LLC | 57753 | SMUD at Lawrence | CA | Sacramento | PV1 | Solar Photovoltaic | PV |  | S | 1 |  | 1 | 1 |  | N |  |  | N | IPP Non-CHP | 2 | X | SUN
Landfill Gas.LFG | natural gas peaker | FALSE | 57051 | Frederick County Virginia | 57754 | Frederick County LFGTE Facility | VA | Frederick | 1 | Landfill Gas | IC |  | S | 1 | 0.99 | 1 | 1 | 0.5 | N |  |  | N | Commercial Non-CHP | 4 | X | LFG
Landfill Gas.LFG | natural gas peaker | FALSE | 57051 | Frederick County Virginia | 57754 | Frederick County LFGTE Facility | VA | Frederick | 2 | Landfill Gas | IC |  | S | 1 | 0.99 | 1 | 1 | 0.5 | N |  |  | N | Commercial Non-CHP | 4 | X | LFG
Onshore Wind Turbine.WND | onshore wind | TRUE | 57050 | TPW Petersburg LLC | 57755 | TPW Petersburg | NE | Boone | PETE | Onshore Wind Turbine | WT |  | S | 40.5 |  | 40.5 | 40.5 | 0 | N |  |  | N | IPP Non-CHP | 2 | X | WND
Onshore Wind Turbine.WND | onshore wind | TRUE | 57066 | Coastal Community Action Program | 57756 | Coastal Energy Project | WA | Grays Harbor | 1 | Onshore Wind Turbine | WT |  | S | 6 |  | 6 | 6 | 0.1 | N |  |  | N | IPP Non-CHP | 2 | X | WND
Onshore Wind Turbine.WND | onshore wind | TRUE | 57170 | EDF Renewable Asset Holdings, Inc. | 57757 | Pacific Wind LLC | CA | Kern | 1 | Onshore Wind Turbine | WT |  | S | 151.7 |  | 140 | 140 | 0 | N |  |  | N | IPP Non-CHP | 2 | X | WND
Solar Photovoltaic.SUN | solar PV | TRUE | 57065 | Constellation Solar Horizons LLC | 57758 | Mount Saint Mary's | MD | Frederick | PV1 | Solar Photovoltaic | PV |  | S | 13.7 |  | 13.7 | 13.7 |  | N |  |  | N | IPP Non-CHP | 2 | X | SUN
Onshore Wind Turbine.WND | onshore wind | TRUE | 57068 | Power County Wind Park South LLC | 57760 | Power County Wind Park South | ID | Power | PCWPS | Onshore Wind Turbine | WT |  | S | 22.5 |  | 22.5 | 22.5 | 2.3 | N |  |  | N | IPP Non-CHP | 2 | X | WND
Onshore Wind Turbine.WND | onshore wind | TRUE | 57069 | Power County Wind Park North LLC | 57761 | Power County Wind Park North | ID | Power | PCWPN | Onshore Wind Turbine | WT |  | S | 22.5 |  | 22.5 | 22.5 | 2.3 | N |  |  | N | IPP Non-CHP | 2 | X | WND
Onshore Wind Turbine.WND | onshore wind | TRUE | 58143 | Cimarron Wind Energy LLC | 57762 | Cimarron Wind Energy LLC | KS | Gray | CPV1 | Onshore Wind Turbine | WT |  | S | 165.6 |  | 165.6 | 165.6 | 8.3 | N |  |  | N | IPP Non-CHP | 2 | X | WND
Conventional Hydroelectric.WAT | hydro | TRUE | 17470 | PUD 1 of Snohomish County | 57763 | Youngs Creek Hydroelectric Project | WA | Snohomish | 1 | Conventional Hydroelectric | HY |  | S | 7.5 | 0.9 | 7.9 | 7.9 | 0.5 | N |  |  | N | Electric Utility | 1 | X | WAT
Solar Photovoltaic.SUN | solar PV | FALSE | 61944 | MN8 Energy LLC | 57764 | Naval Air Weapons Station China Lake | CA | Kern | 1 | Solar Photovoltaic | PV |  | W | 11.1 |  | 11.1 | 11.1 |  | N |  |  | N | Commercial Non-CHP | 4 | X | SUN
Solar Photovoltaic.SUN | solar PV | TRUE | 61012 | AES Distributed Energy | 57765 | Arizona Western College PV | AZ | Yuma | SFC | Solar Photovoltaic | PV |  | S | 1 |  | 1 | 1 |  | N |  |  | N | IPP Non-CHP | 2 | X | SUN
Solar Photovoltaic.SUN | solar PV | TRUE | 61012 | AES Distributed Energy | 57765 | Arizona Western College PV | AZ | Yuma | SHP | Solar Photovoltaic | PV |  | S | 0.9 |  | 0.9 | 0.9 |  | N |  |  | N | IPP Non-CHP | 2 | X | SUN
Solar Photovoltaic.SUN | solar PV | TRUE | 61012 | AES Distributed Energy | 57765 | Arizona Western College PV | AZ | Yuma | SOLEG | Solar Photovoltaic | PV |  | S | 1 |  | 1 | 1 |  | N |  |  | N | IPP Non-CHP | 2 | X | SUN
Solar Photovoltaic.SUN | solar PV | TRUE | 61012 | AES Distributed Energy | 57765 | Arizona Western College PV | AZ | Yuma | STE | Solar Photovoltaic | PV |  | S | 0.9 |  | 0.9 | 0.9 |  | N |  |  | N | IPP Non-CHP | 2 | X | SUN
Solar Photovoltaic.SUN | solar PV | TRUE | 61012 | AES Distributed Energy | 57765 | Arizona Western College PV | AZ | Yuma | SWD | Solar Photovoltaic | PV |  | S | 0.9 |  | 0.9 | 0.9 |  | N |  |  | N | IPP Non-CHP | 2 | X | SUN
Onshore Wind Turbine.WND | onshore wind | TRUE | 57075 | Ridgeline Energy LLC | 57766 | Rockland Wind Farm | ID | Power | RLWF | Onshore Wind Turbine | WT |  | S | 79.2 |  | 79.2 | 79.2 | 0 | N |  |  | N | IPP Non-CHP | 2 | X | WND
Onshore Wind Turbine.WND | onshore wind | TRUE | 57077 | Adams Electric Cooperative | 57767 | Brown County Wind Turbine | IL | Brown | 1 | Onshore Wind Turbine | WT |  | S | 1.5 |  | 1.5 | 1.5 | 0 | N |  |  | N | Electric Utility | 1 | X | WND
Solar Photovoltaic.SUN | solar PV | TRUE | 57078 | Ecogy Pennsylvania Systems LLC | 57768 | Longwood Gardens | PA | Chester | 1 | Solar Photovoltaic | PV |  | S | 1.3 |  | 1.3 | 1.3 |  | N |  |  | N | IPP Non-CHP | 2 | X | SUN
Onshore Wind Turbine.WND | onshore wind | TRUE | 55963 | AE Power Services LLC | 57769 | Mehoopany Wind Energy LLC | PA | Wyoming | 1 | Onshore Wind Turbine | WT |  | J | 140.8 |  | 140.8 | 140.8 | 2.4 | N |  |  | N | IPP Non-CHP | 2 | X | WND
Landfill Gas.LFG | natural gas peaker | TRUE | 57079 | Ameresco Butte County LLC | 57771 | Ameresco Butte County | CA | Butte | 1 | Landfill Gas | IC |  | S | 2.3 | 1 | 2 | 2 | 0.5 | N |  |  | N | IPP Non-CHP | 2 | X | LFG
Solar Photovoltaic.SUN | solar PV | TRUE | 63249 | Terraform Arcadia | 57772 | Perdue Bridgeville Photovoltaic | DE | Sussex | BRID | Solar Photovoltaic | PV |  | S | 1.3 |  | 1.3 | 1.3 |  | N |  |  | N | IPP Non-CHP | 2 | X | SUN
Solar Photovoltaic.SUN | solar PV | FALSE | 65242 | Scale Sustainable I, LLC | 57773 | Palo Verde College | CA | Riverside | 1 | Solar Photovoltaic | PV |  | S | 1.2 |  | 1 | 1 |  | N |  |  | N | Commercial Non-CHP | 4 | X | SUN
Onshore Wind Turbine.WND | onshore wind | TRUE | 64260 | Nextera Energy Resources | 57774 | Windstar 1 | CA | Kern | WGNS | Onshore Wind Turbine | WT |  | W | 120 |  | 120 | 120 | 0 | N |  |  | N | IPP Non-CHP | 2 | X | WND
Solar Photovoltaic.SUN | solar PV | TRUE | 63235 | Brookfield Renewable Trading and Marketing LP | 57775 | Kingman 1 | AZ | Mohave | PV | Solar Photovoltaic | PV |  | W | 0.5 |  | 0.5 | 0.5 |  | N |  |  | N | IPP Non-CHP | 2 | X | SUN
Onshore Wind Turbine.WND | onshore wind | TRUE | 63235 | Brookfield Renewable Trading and Marketing LP | 57775 | Kingman 1 | AZ | Mohave | WGNS | Onshore Wind Turbine | WT |  | W | 10 |  | 10 | 10 | 0 | N |  |  | N | IPP Non-CHP | 2 | X | WND
Solar Photovoltaic.SUN | solar PV | TRUE | 65242 | Scale Sustainable I, LLC | 57776 | FedEx Woodbridge | NJ | Middlesex | 1 | Solar Photovoltaic | PV |  | S | 2 |  | 2 | 1 |  | N |  |  | N | IPP Non-CHP | 2 | X | SUN
Solar Photovoltaic.SUN | solar PV | TRUE | 61944 | MN8 Energy LLC | 57777 | RE Dillard 1 LLC | CA | Sacramento | DL1 | Solar Photovoltaic | PV |  | S | 3 |  | 3 | 3 |  | N |  |  | N | IPP Non-CHP | 2 | X | SUN
Solar Photovoltaic.SUN | solar PV | TRUE | 61944 | MN8 Energy LLC | 57778 | RE Kammerer 1 LLC | CA | Sacramento | KAM1 | Solar Photovoltaic | PV |  | S | 5 |  | 5 | 5 |  | N |  |  | N | IPP Non-CHP | 2 | X | SUN
Solar Photovoltaic.SUN | solar PV | TRUE | 61944 | MN8 Energy LLC | 57779 | RE Dillard 2 LLC | CA | Sacramento | DIL2 | Solar Photovoltaic | PV |  | S | 3 |  | 3 | 3 |  | N |  |  | N | IPP Non-CHP | 2 | X | SUN
Solar Photovoltaic.SUN | solar PV | TRUE | 61944 | MN8 Energy LLC | 57780 | RE Kammerer 2 LLC | CA | Sacramento | KAM2 | Solar Photovoltaic | PV |  | S | 5 |  | 5 | 5 |  | N |  |  | N | IPP Non-CHP | 2 | X | SUN
Solar Photovoltaic.SUN | solar PV | TRUE | 61944 | MN8 Energy LLC | 57781 | RE Dillard 3 LLC | CA | Sacramento | DIL3 | Solar Photovoltaic | PV |  | S | 3 |  | 3 | 3 |  | N |  |  | N | IPP Non-CHP | 2 | X | SUN
Solar Photovoltaic.SUN | solar PV | TRUE | 61944 | MN8 Energy LLC | 57782 | RE Kammerer 3 LLC | CA | Sacramento | KAM3 | Solar Photovoltaic | PV |  | S | 5 |  | 5 | 5 |  | N |  |  | N | IPP Non-CHP | 2 | X | SUN
Solar Photovoltaic.SUN | solar PV | TRUE | 61944 | MN8 Energy LLC | 57783 | RE Bruceville 1 LLC | CA | Sacramento | BRU1 | Solar Photovoltaic | PV |  | S | 5 |  | 5 | 5 |  | N |  |  | N | IPP Non-CHP | 2 | X | SUN
Solar Photovoltaic.SUN | solar PV | TRUE | 61944 | MN8 Energy LLC | 57784 | RE Bruceville 2 LLC | CA | Sacramento | BRU2 | Solar Photovoltaic | PV |  | S | 5 |  | 5 | 5 |  | N |  |  | N | IPP Non-CHP | 2 | X | SUN
Solar Photovoltaic.SUN | solar PV | TRUE | 61944 | MN8 Energy LLC | 57785 | RE Bruceville 3 LLC | CA | Sacramento | BRU3 | Solar Photovoltaic | PV |  | S | 5 |  | 5 | 5 |  | N |  |  | N | IPP Non-CHP | 2 | X | SUN
Onshore Wind Turbine.WND | onshore wind | TRUE | 55963 | AE Power Services LLC | 57787 | Flat Ridge 2 Wind Energy LLC | KS | Kingman | 1 | Onshore Wind Turbine | WT |  | W | 470.4 |  | 470.4 | 470.4 | 7.1 | N |  |  | N | IPP Non-CHP | 2 | X | WND
Natural Gas Fired Combustion Turbine.NG | natural gas peaker | FALSE | 57103 | US GSA Heating and Transmission | 57788 | US GSA Heating and Transmission | DC | District of Columbia | TG1 | Natural Gas Fired Combustion Turbine | GT |  | S | 5.4 | 0.97 | 4.5 | 5 | 3 | N |  |  | Y | Commercial CHP | 5 | T | NG | DFO
Natural Gas Fired Combustion Turbine.NG | natural gas peaker | FALSE | 57103 | US GSA Heating and Transmission | 57788 | US GSA Heating and Transmission | DC | District of Columbia | TG2 | Natural Gas Fired Combustion Turbine | GT |  | S | 5.4 | 0.95 | 4.5 | 5 | 3 | N |  |  | Y | Commercial CHP | 5 | T | NG | DFO
Natural Gas Internal Combustion Engine.NG | natural gas peaker | FALSE | 57106 | Peak Power 1, LLC | 57789 | Peak Power 1 Cogen | NY | New York | GEN1 | Natural Gas Internal Combustion Engine | IC |  | S | 2.1 | 0.8 | 2 | 2 | 0.5 | N |  |  | Y | Commercial CHP | 5 | T | NG
Natural Gas Internal Combustion Engine.NG | natural gas peaker | FALSE | 57106 | Peak Power 1, LLC | 57789 | Peak Power 1 Cogen | NY | New York | GEN2 | Natural Gas Internal Combustion Engine | IC |  | S | 2.1 | 0.8 | 2 | 2 | 0.5 | N |  |  | Y | Commercial CHP | 5 | T | NG
Natural Gas Internal Combustion Engine.NG | natural gas peaker | FALSE | 57106 | Peak Power 1, LLC | 57789 | Peak Power 1 Cogen | NY | New York | GEN3 | Natural Gas Internal Combustion Engine | IC |  | S | 2.1 | 0.8 | 2 | 2 | 0.5 | N |  |  | Y | Commercial CHP | 5 | T | NG
Solar Photovoltaic.SUN | solar PV | TRUE | 65411 | Duke Energy Renewables Services | 57790 | RE Bagdad Solar I LLC | AZ | Yavapai | 1 | Solar Photovoltaic | PV |  | S | 14.9 |  | 14.9 | 14.9 |  | N |  |  | N | IPP Non-CHP | 2 | X | SUN
Onshore Wind Turbine.WND | onshore wind | TRUE | 56930 | Foundation HA Energy Generation, LLC | 57791 | Foundation AB | CA | Solano | WTG1 | Onshore Wind Turbine | WT |  | S | 1.5 |  | 1.5 | 1.5 | 0.1 | N |  |  | N | IPP Non-CHP | 2 | X | WND
Onshore Wind Turbine.WND | onshore wind | TRUE | 56930 | Foundation HA Energy Generation, LLC | 57792 | Foundation IE | CA | San Bernardino | WTG1 | Onshore Wind Turbine | WT |  | S | 1 |  | 1 | 1 | 0.1 | N |  |  | N | IPP Non-CHP | 2 | X | WND
Natural Gas Fired Combined Cycle.NG | natural gas combined cycle | TRUE | 57109 | St Joseph Energy Center LLC | 57794 | St Joseph Energy Center | IN | St Joseph | CT1 | Natural Gas Fired Combined Cycle | CT | CC01 | S | 260 | 0.85 | 240 | 260 | 100 | N |  |  | N | IPP Non-CHP | 2 | X | NG
Natural Gas Fired Combined Cycle.NG | natural gas combined cycle | TRUE | 57109 | St Joseph Energy Center LLC | 57794 | St Joseph Energy Center | IN | St Joseph | CT2 | Natural Gas Fired Combined Cycle | CT | CC01 | S | 260 | 0.85 | 240 | 260 | 100 | N |  |  | N | IPP Non-CHP | 2 | X | NG
Natural Gas Fired Combined Cycle.NG | natural gas combined cycle | TRUE | 57109 | St Joseph Energy Center LLC | 57794 | St Joseph Energy Center | IN | St Joseph | ST1 | Natural Gas Fired Combined Cycle | CA | CC01 | S | 260 | 0.85 | 235 | 235 | 150 | N |  |  | N | IPP Non-CHP | 2 | X | NG
Solar Photovoltaic.SUN | solar PV | TRUE | 65411 | Duke Energy Renewables Services | 57795 | RE Ajo 1 LLC | AZ | Pima | 1 | Solar Photovoltaic | PV |  | S | 4.5 |  | 4.5 | 4.5 |  | N |  |  | N | IPP Non-CHP | 2 | X | SUN
Solar Photovoltaic.SUN | solar PV | TRUE | 57104 | Golden Springs Development Company LLC | 57796 | Golden Springs Building C-1 | CA | Los Angeles | 1 | Solar Photovoltaic | PV |  | S | 1.2 |  | 1.2 | 1.2 |  | N |  |  | N | IPP Non-CHP | 2 | X | SUN
Solar Photovoltaic.SUN | solar PV | TRUE | 57104 | Golden Springs Development Company LLC | 57797 | Golden Springs Building D | CA | Los Angeles | 1 | Solar Photovoltaic | PV |  | S | 1.3 |  | 1.3 | 1.3 |  | N |  |  | N | IPP Non-CHP | 2 | X | SUN
Natural Gas Fired Combustion Turbine.NG | natural gas peaker | FALSE | 57120 | OBP Cogen LLC | 57798 | OBP Cogen | NY | New York | 1OBP | Natural Gas Fired Combustion Turbine | GT |  | S | 4.6 | 0.9 | 4.6 | 4.6 | 0 | N |  |  | Y | Commercial CHP | 5 | T | NG
Solar Photovoltaic.SUN | solar PV | TRUE | 59139 | SunEdison LLC | 57799 | ISH Solar Central, LLC | NJ | Monmouth | 1 | Solar Photovoltaic | PV |  | S | 1.4 |  | 1.4 | 1.4 |  | N |  |  | N | IPP Non-CHP | 2 | X | SUN
Onshore Wind Turbine.WND | onshore wind | TRUE | 12647 | ALLETE, Inc. | 57800 | Bison 2 Wind Energy Center | ND | Morton | BISO2 | Onshore Wind Turbine | WT |  | S | 105 |  | 105 | 105 | 0.4 | N |  |  | N | Electric Utility | 1 | X | WND
Onshore Wind Turbine.WND | onshore wind | TRUE | 12647 | ALLETE, Inc. | 57801 | Bison 3 Wind Energy Center | ND | Morton | BISO3 | Onshore Wind Turbine | WT |  | S | 105 |  | 105 | 105 | 0.4 | N |  |  | N | Electric Utility | 1 | X | WND
Onshore Wind Turbine.WND | onshore wind | TRUE | 56215 | RWE Renewables Americas, LLC | 57802 | Magic Valley Wind Farm I LLC | TX | Willacy | MV1 | Onshore Wind Turbine | WT |  | S | 203 |  | 203 | 203 | 0 | N |  |  | N | IPP Non-CHP | 2 | X | WND
Onshore Wind Turbine.WND | onshore wind | TRUE | 57122 | Lime Wind LLC | 57803 | Lime Wind | OR | Baker | T1-6 | Onshore Wind Turbine | WT |  | S | 3 |  | 3 | 3 | 0 | N |  |  | N | IPP Non-CHP | 2 | X | WND
Wood/Wood Waste Biomass.WDS | biomass | TRUE | 57123 | Middlebury College Biomass | 57804 | Middlebury College | VT | Addison | 2 | Wood/Wood Waste Biomass | ST |  | S | 0.6 | 0.8 | 0.4 | 0.6 | 0.1 | N |  |  | Y | Commercial CHP | 5 | B | WDS | NG | DFO
Wood/Wood Waste Biomass.WDS | biomass | TRUE | 57123 | Middlebury College Biomass | 57804 | Middlebury College | VT | Addison | 3 | Wood/Wood Waste Biomass | ST |  | S | 0.8 | 0.8 | 0.3 | 0.8 | 0.2 | N |  |  | Y | Commercial CHP | 5 | B | WDS | NG | DFO
Solar Photovoltaic.SUN | solar PV | FALSE | 57124 | Nautilus Solar WPU LLC | 57805 | William Paterson University | NJ | Passaic | WPU1 | Solar Photovoltaic | PV |  | S | 1.4 |  | 1.4 | 1.4 |  | N |  |  | N | Commercial Non-CHP | 4 | X | SUN
Solar Photovoltaic.SUN | solar PV | TRUE | 61944 | MN8 Energy LLC | 57806 | RE Dillard 4 LLC | CA | Sacramento | DIL4 | Solar Photovoltaic | PV |  | S | 0.4 |  | 0.4 | 0.4 |  | N |  |  | N | IPP Non-CHP | 2 | X | SUN
Other Natural Gas.NG | natural gas peaker | TRUE | 57128 | Bloom Energy | 57809 | Franklin Templeton San Mateo | CA | San Mateo | FRK00 | Other Natural Gas | FC |  | W | 1.1 |  | 1 | 1 | 0 | N |  |  | N | IPP Non-CHP | 2 | X | NG
Other Natural Gas.NG | natural gas peaker | TRUE | 57128 | Bloom Energy | 57811 | Adobe San Jose | CA | Santa Clara | ADB00 | Other Natural Gas | FC |  | W | 0.8 |  | 0.8 | 0.8 | 0 | N |  |  | N | IPP Non-CHP | 2 | X | NG
Other Natural Gas.NG | natural gas peaker | TRUE | 57128 | Bloom Energy | 57811 | Adobe San Jose | CA | Santa Clara | ADB01 | Other Natural Gas | FC |  | W | 0.4 |  | 0.4 | 0.4 | 0 | N |  |  | N | IPP Non-CHP | 2 | X | NG
Onshore Wind Turbine.WND | onshore wind | TRUE | 57127 | GL Wind LLC | 57813 | GL Wind | MN | Winona | TURB1 | Onshore Wind Turbine | WT |  | J | 2.5 |  | 2.4 | 2.4 | 0.1 | N |  |  | N | IPP Non-CHP | 2 | X | WND
Onshore Wind Turbine.WND | onshore wind | TRUE | 57127 | GL Wind LLC | 57813 | GL Wind | MN | Winona | TURB2 | Onshore Wind Turbine | WT |  | J | 2.5 |  | 2.4 | 2.4 | 0.1 | N |  |  | N | IPP Non-CHP | 2 | X | WND
Solar Photovoltaic.SUN | solar PV | FALSE | 57130 | Janssen Pharmaceutical Co | 57815 | Titusville Solar | NJ | Mercer | PV1 | Solar Photovoltaic | PV |  | S | 4.1 |  | 4.1 | 4.1 |  | N |  |  | N | Commercial Non-CHP | 4 | X | SUN
Solar Photovoltaic.SUN | solar PV | TRUE | 61944 | MN8 Energy LLC | 57816 | RE McKenzie 1 LLC | CA | Sacramento | MCK1 | Solar Photovoltaic | PV |  | S | 5 |  | 5 | 5 |  | N |  |  | N | IPP Non-CHP | 2 | X | SUN
Solar Photovoltaic.SUN | solar PV | TRUE | 61944 | MN8 Energy LLC | 57817 | RE McKenzie 2 LLC | CA | Sacramento | MCK2 | Solar Photovoltaic | PV |  | S | 5 |  | 5 | 5 |  | N |  |  | N | IPP Non-CHP | 2 | X | SUN
Solar Photovoltaic.SUN | solar PV | TRUE | 61944 | MN8 Energy LLC | 57818 | RE McKenzie 3 LLC | CA | Sacramento | MCK3 | Solar Photovoltaic | PV |  | S | 5 |  | 5 | 5 |  | N |  |  | N | IPP Non-CHP | 2 | X | SUN
Solar Photovoltaic.SUN | solar PV | TRUE | 61944 | MN8 Energy LLC | 57819 | RE McKenzie 4 LLC | CA | Sacramento | MCK4 | Solar Photovoltaic | PV |  | S | 5 |  | 5 | 5 |  | N |  |  | N | IPP Non-CHP | 2 | X | SUN
Solar Photovoltaic.SUN | solar PV | TRUE | 61944 | MN8 Energy LLC | 57820 | RE McKenzie 5 LLC | CA | Sacramento | MCK5 | Solar Photovoltaic | PV |  | S | 5 |  | 5 | 5 |  | N |  |  | N | IPP Non-CHP | 2 | X | SUN
Solar Photovoltaic.SUN | solar PV | TRUE | 61944 | MN8 Energy LLC | 57821 | RE McKenzie 6 LLC | CA | Sacramento | MCK6 | Solar Photovoltaic | PV |  | S | 5 |  | 5 | 5 |  | N |  |  | N | IPP Non-CHP | 2 | X | SUN
Other Gases.OG | other | TRUE | 56069 | SunCoke Energy, Inc. | 57822 | Middletown Coke Company, LLC | OH | Butler | YNKE | Other Gases | ST |  | S | 67 | 0.95 | 47 | 47 | 10 | N |  |  | Y | IPP CHP | 3 | B | OG | NG
Onshore Wind Turbine.WND | onshore wind | TRUE | 57138 | University of Minnesota WCROC | 57823 | WCROC Wind Farm | MN | Stevens | WTG1 | Onshore Wind Turbine | WT |  | S | 1.7 |  | 0.4 | 0.7 | 0 | N |  |  | N | IPP Non-CHP | 2 | X | WND
Landfill Gas.LFG | natural gas peaker | TRUE | 57142 | Gundersen Lutheran Biogas I LLC | 57824 | Onalaska Campus Landfill Biogas | WI | La Crosse | 416LF | Landfill Gas | IC |  | S | 1.1 | 1 | 1.1 | 1.1 | 0.5 | N |  |  | N | IPP Non-CHP | 2 | X | LFG
Solar Photovoltaic.SUN | solar PV | FALSE | 61012 | AES Distributed Energy | 57827 | Dinuba Wastewater Treatment Plant | CA | Tulare | DSPV | Solar Photovoltaic | PV |  | W | 1 |  | 1 | 1 |  | N |  |  | N | Commercial Non-CHP | 4 | X | SUN
Landfill Gas.LFG | natural gas peaker | TRUE | 57146 | Tulsa LFG LLC | 57828 | Tulsa LFG LLC | OK | Osage | GEN3M | Landfill Gas | IC |  | S | 1.6 | 0.8 | 1.4 | 1.4 | 0.2 | N |  |  | N | IPP Non-CHP | 2 | X | LFG
Landfill Gas.LFG | natural gas peaker | TRUE | 57146 | Tulsa LFG LLC | 57828 | Tulsa LFG LLC | OK | Osage | GEN4M | Landfill Gas | IC |  | S | 1.6 | 0.8 | 1.4 | 1.4 | 0.2 | N |  |  | N | IPP Non-CHP | 2 | X | LFG
Onshore Wind Turbine.WND | onshore wind | TRUE | 60025 | Greenbacker Renewable Energy Corporation | 57830 | Rippey Wind Farm | IA | Greene | NORD | Onshore Wind Turbine | WT |  | J | 50 |  | 50 | 50 | 1 | N |  |  | N | IPP Non-CHP | 2 | X | WND
Solar Photovoltaic.SUN | solar PV | TRUE | 57154 | Heliocentric LLC | 57831 | Heliocentric | CA | Los Angeles | 1 | Solar Photovoltaic | PV |  | S | 1.5 |  | 1.3 | 1.5 |  | N |  |  | N | IPP Non-CHP | 2 | X | SUN
Onshore Wind Turbine.WND | onshore wind | TRUE | 60025 | Greenbacker Renewable Energy Corporation | 57832 | Hawkeye Wind Farm | IA | Bremer | NORD | Onshore Wind Turbine | WT |  | J | 35 |  | 34 | 34 | 1 | N |  |  | N | IPP Non-CHP | 2 | X | WND
Onshore Wind Turbine.WND | onshore wind | TRUE | 63800 | Longroad Energy Services 2 | 57833 | Mustang Hills LLC | CA | Kern | AW06 | Onshore Wind Turbine | WT |  | W | 150 |  | 150 | 150 | 0 | N |  |  | N | IPP Non-CHP | 2 | X | WND
Onshore Wind Turbine.WND | onshore wind | TRUE | 59868 | Pinyon Pines Wind I, LLC | 57834 | Pinyon Pine I | CA | Kern | AW07 | Onshore Wind Turbine | WT |  | S | 168 |  | 168 | 168 | 1 | N |  |  | N | IPP Non-CHP | 2 | X | WND
Onshore Wind Turbine.WND | onshore wind | TRUE | 64260 | Nextera Energy Resources | 57835 | Alta Wind VIII | CA | Kern | AW08 | Onshore Wind Turbine | WT |  | W | 150 |  | 150 | 150 | 1 | N |  |  | N | IPP Non-CHP | 2 | X | WND
Solar Photovoltaic.SUN | solar PV | TRUE | 57159 | L-8 Solar Project LLC | 57836 | L-8 Solar Project | CA | Los Angeles | TSM | Solar Photovoltaic | PV |  | S | 1.5 |  | 1.3 | 1.5 |  | N |  |  | N | IPP Non-CHP | 2 | X | SUN
Onshore Wind Turbine.WND | onshore wind | TRUE | 59869 | Pinyon Pines Wind II, LLC | 57837 | Pinyon Pine II | CA | Kern | AW09 | Onshore Wind Turbine | WT |  | S | 132 |  | 132 | 132 | 1 | N |  |  | N | IPP Non-CHP | 2 | X | WND
Solar Photovoltaic.SUN | solar PV | TRUE | 56769 | Consolidated Edison Development Inc. | 57838 | Dartmouth II Solar | MA | Bristol | D2MA | Solar Photovoltaic | PV |  | S | 2 |  | 2 | 2 |  | N |  |  | N | IPP Non-CHP | 2 | X | SUN
Natural Gas Fired Combined Cycle.NG | natural gas combined cycle | TRUE | 57166 | Woodbridge Energy Center | 57839 | Woodbridge Energy Center | NJ | Middlesex | CT001 | Natural Gas Fired Combined Cycle | CT | CC1 | S | 222.7 | 0.85 | 206.8 | 231.4 | 90 | N |  |  | N | IPP Non-CHP | 2 | X | NG
Natural Gas Fired Combined Cycle.NG | natural gas combined cycle | TRUE | 57166 | Woodbridge Energy Center | 57839 | Woodbridge Energy Center | NJ | Middlesex | CT002 | Natural Gas Fired Combined Cycle | CT | CC1 | S | 222.7 | 0.85 | 203.6 | 230.9 | 90 | N |  |  | N | IPP Non-CHP | 2 | X | NG
Natural Gas Fired Combined Cycle.NG | natural gas combined cycle | TRUE | 57166 | Woodbridge Energy Center | 57839 | Woodbridge Energy Center | NJ | Middlesex | ST001 | Natural Gas Fired Combined Cycle | CA | CC1 | S | 327.5 | 0.85 | 314.8 | 309.4 | 70 | N |  |  | N | IPP Non-CHP | 2 | X | NG
Solar Photovoltaic.SUN | solar PV | TRUE | 59139 | SunEdison LLC | 57840 | ISH Solar Hospital SDMC | CA | San Diego | 1 | Solar Photovoltaic | PV |  | S | 1.1 |  | 1.1 | 1.1 |  | N |  |  | N | IPP Non-CHP | 2 | X | SUN
Solar Photovoltaic.SUN | solar PV | TRUE | 59139 | SunEdison LLC | 57841 | ISH Solar Hospital Downey | CA | Los Angeles | 1 | Solar Photovoltaic | PV |  | S | 1.1 |  | 1.1 | 1.1 |  | N |  |  | N | IPP Non-CHP | 2 | X | SUN
Natural Gas Fired Combustion Turbine.NG | natural gas peaker | TRUE | 40211 | Wabash Valley Power Assn, Inc | 57842 | Wabash Valley Power IGCC | IN | Vigo | 1A | Natural Gas Fired Combustion Turbine | GT |  | S | 192 | 0.8 | 154 | 182 | 80 | Y |  |  | N | Electric Utility | 1 | X | NG
Onshore Wind Turbine.WND | onshore wind | TRUE | 9417 | Interstate Power and Light Co | 57844 | Franklin County Wind Farm | IA | Franklin | 1 | Onshore Wind Turbine | WT |  | S | 99 | 0.9 | 99 | 99 | 0.4 | N |  |  | N | Electric Utility | 1 | X | WND
Solar Photovoltaic.SUN | solar PV | TRUE | 61944 | MN8 Energy LLC | 57848 | WC Landfill Energy LLC | NJ | Warren | SOLAR | Solar Photovoltaic | PV |  | S | 1 |  | 1 | 1 |  | N |  |  | N | IPP Non-CHP | 2 | X | SUN
Solar Photovoltaic.SUN | solar PV | TRUE | 57177 | SIT Renewables, Inc. | 57849 | Green Acres Solar Facility 1 | CA | Sacramento | GASF1 | Solar Photovoltaic | PV |  | W | 3 |  | 2.8 | 2 |  | N |  |  | N | IPP Non-CHP | 2 | X | SUN
Solar Photovoltaic.SUN | solar PV | TRUE | 57177 | SIT Renewables, Inc. | 57850 | Green Acres Solar Facility 2 | CA | Sacramento | GASF2 | Solar Photovoltaic | PV |  | W | 1 |  | 0.9 | 0.7 |  | N |  |  | N | IPP Non-CHP | 2 | X | SUN
Onshore Wind Turbine.WND | onshore wind | TRUE | 5109 | DTE Electric Company | 57851 | Sigel Wind Park | MI | Huron | 1 | Onshore Wind Turbine | WT |  | S | 64 |  | 64 | 64 | 4 | N |  |  | N | Electric Utility | 1 | X | WND
Onshore Wind Turbine.WND | onshore wind | TRUE | 5109 | DTE Electric Company | 57852 | Minden Wind Park | MI | Sanilac | 1 | Onshore Wind Turbine | WT |  | S | 32 |  | 32 | 32 | 4 | N |  |  | N | Electric Utility | 1 | X | WND
Onshore Wind Turbine.WND | onshore wind | TRUE | 5109 | DTE Electric Company | 57853 | McKinley Wind Park | MI | Huron | 1 | Onshore Wind Turbine | WT |  | S | 14.4 |  | 14 | 14 | 4 | N |  |  | N | Electric Utility | 1 | X | WND
Conventional Hydroelectric.WAT | hydro | FALSE | 11208 | Los Angeles Department of Water & Power | 57854 | North Hollywood | CA | Los Angeles | 1PT1 | Conventional Hydroelectric | HY |  | S | 1.8 | 0.89 | 1.8 | 1.8 | 1.8 | N |  |  | N | Commercial Non-CHP | 4 | X | WAT
Conventional Hydroelectric.WAT | hydro | FALSE | 11208 | Los Angeles Department of Water & Power | 57854 | North Hollywood | CA | Los Angeles | 1PT2 | Conventional Hydroelectric | HY |  | S | 1.8 | 0.89 | 1.8 | 1.8 | 1.8 | N |  |  | N | Commercial Non-CHP | 4 | X | WAT
Conventional Hydroelectric.WAT | hydro | FALSE | 11208 | Los Angeles Department of Water & Power | 57854 | North Hollywood | CA | Los Angeles | 1PT3 | Conventional Hydroelectric | HY |  | S | 1.8 | 0.89 | 1.8 | 1.8 | 1.8 | N |  |  | N | Commercial Non-CHP | 4 | X | WAT
Conventional Hydroelectric.WAT | hydro | FALSE | 11208 | Los Angeles Department of Water & Power | 57854 | North Hollywood | CA | Los Angeles | 3T1 | Conventional Hydroelectric | HY |  | S | 0.5 | 0.86 | 0.5 | 0.5 | 0.5 | N |  |  | N | Commercial Non-CHP | 4 | X | WAT
Conventional Hydroelectric.WAT | hydro | FALSE | 11208 | Los Angeles Department of Water & Power | 57854 | North Hollywood | CA | Los Angeles | 3T2 | Conventional Hydroelectric | HY |  | S | 0.2 | 0.87 | 0.2 | 0.2 | 0.2 | N |  |  | N | Commercial Non-CHP | 4 | X | WAT
Onshore Wind Turbine.WND | onshore wind | TRUE | 9442 | Town of Ipswich - (MA) | 57855 | Ipswich Wind Turbine | MA | Essex | 1 | Onshore Wind Turbine | WT |  | S | 1.6 |  | 1.6 | 1.6 | 0.1 | N |  |  | N | Electric Utility | 1 | X | WND
Solar Photovoltaic.SUN | solar PV | FALSE | 56918 | University of California San Diego | 57856 | Univ of California San Diego Solar | CA | San Diego | SGU1 | Solar Photovoltaic | PV |  | S | 1.2 |  | 1.2 | 1.2 |  | N |  |  | N | Commercial Non-CHP | 4 | X | SUN
Onshore Wind Turbine.WND | onshore wind | TRUE | 57191 | Caney River Wind Project | 57858 | Caney River Wind Project | KS | Elk | 1 | Onshore Wind Turbine | WT |  | S | 200 |  | 200 | 200 | 0.1 | N |  |  | N | IPP Non-CHP | 2 | X | WND
Solar Photovoltaic.SUN | solar PV | TRUE | 61230 | Arevon Energy, Inc. | 57859 | Moapa Southern Paiute | NV | Clark | 1 | Solar Photovoltaic | PV |  | J | 250 |  | 250 | 250 |  | N |  |  | N | IPP Non-CHP | 2 | X | SUN
Solar Photovoltaic.SUN | solar PV | TRUE | 57194 | City of Industry | 57860 | Industry MetroLink PV 1 | CA | Los Angeles | 1 | Solar Photovoltaic | PV |  | S | 1.5 |  | 1.5 | 1.5 |  | N |  |  | N | Electric Utility | 1 | X | SUN
Landfill Gas.LFG | natural gas peaker | TRUE | 57189 | Hidden Hollow Energy LLC | 57861 | Hidden Hollow Energy | ID | Ada | UNT1 | Landfill Gas | IC |  | S | 1.6 | 0.98 | 1.5 | 1.5 | 1.2 | N |  |  | N | IPP Non-CHP | 2 | X | LFG
Landfill Gas.LFG | natural gas peaker | TRUE | 57189 | Hidden Hollow Energy LLC | 57861 | Hidden Hollow Energy | ID | Ada | UNT2 | Landfill Gas | IC |  | S | 1.6 | 0.98 | 1.5 | 1.5 | 1.2 | N |  |  | N | IPP Non-CHP | 2 | X | LFG
Onshore Wind Turbine.WND | onshore wind | TRUE | 56215 | RWE Renewables Americas, LLC | 57862 | Wildcat Wind Farm I, LLC | IN | Tipton | 1 | Onshore Wind Turbine | WT |  | S | 200 |  | 200 | 200 | 0 | N |  |  | N | IPP Non-CHP | 2 | X | WND
Solar Photovoltaic.SUN | solar PV | TRUE | 61944 | MN8 Energy LLC | 57863 | McKee City Solar Phase 2 | NJ | Atlantic | UNIT1 | Solar Photovoltaic | PV |  | S | 2.4 |  | 2.4 | 2.4 |  | N |  |  | N | IPP Non-CHP | 2 | X | SUN
Solar Photovoltaic.SUN | solar PV | TRUE | 61944 | MN8 Energy LLC | 57864 | Stockton Athletic Center | NJ | Atlantic | 2LOT7 | Solar Photovoltaic | PV |  | S | 0.5 |  | 0.5 | 0.5 |  | N |  |  | N | IPP Non-CHP | 2 | X | SUN
Solar Photovoltaic.SUN | solar PV | TRUE | 61944 | MN8 Energy LLC | 57864 | Stockton Athletic Center | NJ | Atlantic | LOT7 | Solar Photovoltaic | PV |  | S | 0.3 |  | 0.3 | 0.3 |  | N |  |  | N | IPP Non-CHP | 2 | X | SUN
Solar Photovoltaic.SUN | solar PV | TRUE | 61944 | MN8 Energy LLC | 57864 | Stockton Athletic Center | NJ | Atlantic | SAC | Solar Photovoltaic | PV |  | S | 0.3 |  | 0.3 | 0.3 |  | N |  |  | N | IPP Non-CHP | 2 | X | SUN
Natural Gas Internal Combustion Engine.NG | natural gas peaker | TRUE | 7349 | Golden Spread Electric Cooperative, Inc | 57865 | Antelope Station | TX | Hale | E01 | Natural Gas Internal Combustion Engine | IC |  | S | 9.3 | 0.8 | 8.9 | 9.3 | 3.7 | N |  |  | N | Electric Utility | 1 | X | NG
Natural Gas Internal Combustion Engine.NG | natural gas peaker | TRUE | 7349 | Golden Spread Electric Cooperative, Inc | 57865 | Antelope Station | TX | Hale | E02 | Natural Gas Internal Combustion Engine | IC |  | S | 9.3 | 0.8 | 8.9 | 9.3 | 3.7 | N |  |  | N | Electric Utility | 1 | X | NG
Natural Gas Internal Combustion Engine.NG | natural gas peaker | TRUE | 7349 | Golden Spread Electric Cooperative, Inc | 57865 | Antelope Station | TX | Hale | E03 | Natural Gas Internal Combustion Engine | IC |  | S | 9.3 | 0.8 | 8.9 | 9.3 | 3.7 | N |  |  | N | Electric Utility | 1 | X | NG
Natural Gas Internal Combustion Engine.NG | natural gas peaker | TRUE | 7349 | Golden Spread Electric Cooperative, Inc | 57865 | Antelope Station | TX | Hale | E04 | Natural Gas Internal Combustion Engine | IC |  | S | 9.3 | 0.8 | 8.8 | 9.3 | 3.7 | N |  |  | N | Electric Utility | 1 | X | NG
Natural Gas Internal Combustion Engine.NG | natural gas peaker | TRUE | 7349 | Golden Spread Electric Cooperative, Inc | 57865 | Antelope Station | TX | Hale | E05 | Natural Gas Internal Combustion Engine | IC |  | S | 9.3 | 0.8 | 8.9 | 9.3 | 3.7 | N |  |  | N | Electric Utility | 1 | X | NG
Natural Gas Internal Combustion Engine.NG | natural gas peaker | TRUE | 7349 | Golden Spread Electric Cooperative, Inc | 57865 | Antelope Station | TX | Hale | E06 | Natural Gas Internal Combustion Engine | IC |  | S | 9.3 | 0.8 | 8.9 | 9.3 | 3.7 | N |  |  | N | Electric Utility | 1 | X | NG
Natural Gas Internal Combustion Engine.NG | natural gas peaker | TRUE | 7349 | Golden Spread Electric Cooperative, Inc | 57865 | Antelope Station | TX | Hale | E07 | Natural Gas Internal Combustion Engine | IC |  | S | 9.3 | 0.8 | 8.5 | 9.3 | 3.7 | N |  |  | N | Electric Utility | 1 | X | NG
Natural Gas Internal Combustion Engine.NG | natural gas peaker | TRUE | 7349 | Golden Spread Electric Cooperative, Inc | 57865 | Antelope Station | TX | Hale | E08 | Natural Gas Internal Combustion Engine | IC |  | S | 9.3 | 0.8 | 8.9 | 9.3 | 3.7 | N |  |  | N | Electric Utility | 1 | X | NG
Natural Gas Internal Combustion Engine.NG | natural gas peaker | TRUE | 7349 | Golden Spread Electric Cooperative, Inc | 57865 | Antelope Station | TX | Hale | E09 | Natural Gas Internal Combustion Engine | IC |  | S | 9.3 | 0.8 | 9 | 9.3 | 3.7 | N |  |  | N | Electric Utility | 1 | X | NG
Natural Gas Internal Combustion Engine.NG | natural gas peaker | TRUE | 7349 | Golden Spread Electric Cooperative, Inc | 57865 | Antelope Station | TX | Hale | E10 | Natural Gas Internal Combustion Engine | IC |  | S | 9.3 | 0.8 | 8.9 | 9.3 | 3.7 | N |  |  | N | Electric Utility | 1 | X | NG
Natural Gas Internal Combustion Engine.NG | natural gas peaker | TRUE | 7349 | Golden Spread Electric Cooperative, Inc | 57865 | Antelope Station | TX | Hale | E11 | Natural Gas Internal Combustion Engine | IC |  | S | 9.3 | 0.8 | 8.9 | 9.3 | 3.7 | N |  |  | N | Electric Utility | 1 | X | NG
Natural Gas Internal Combustion Engine.NG | natural gas peaker | TRUE | 7349 | Golden Spread Electric Cooperative, Inc | 57865 | Antelope Station | TX | Hale | E12 | Natural Gas Internal Combustion Engine | IC |  | S | 9.3 | 0.8 | 8.7 | 9.3 | 3.7 | N |  |  | N | Electric Utility | 1 | X | NG
Natural Gas Internal Combustion Engine.NG | natural gas peaker | TRUE | 7349 | Golden Spread Electric Cooperative, Inc | 57865 | Antelope Station | TX | Hale | E13 | Natural Gas Internal Combustion Engine | IC |  | S | 9.3 | 0.8 | 8.9 | 9.3 | 3.7 | N |  |  | N | Electric Utility | 1 | X | NG
Natural Gas Internal Combustion Engine.NG | natural gas peaker | TRUE | 7349 | Golden Spread Electric Cooperative, Inc | 57865 | Antelope Station | TX | Hale | E14 | Natural Gas Internal Combustion Engine | IC |  | S | 9.3 | 0.8 | 8.9 | 9.3 | 3.7 | N |  |  | N | Electric Utility | 1 | X | NG
Natural Gas Internal Combustion Engine.NG | natural gas peaker | TRUE | 7349 | Golden Spread Electric Cooperative, Inc | 57865 | Antelope Station | TX | Hale | E15 | Natural Gas Internal Combustion Engine | IC |  | S | 9.3 | 0.8 | 8.9 | 9.3 | 3.7 | N |  |  | N | Electric Utility | 1 | X | NG
Natural Gas Internal Combustion Engine.NG | natural gas peaker | TRUE | 7349 | Golden Spread Electric Cooperative, Inc | 57865 | Antelope Station | TX | Hale | E16 | Natural Gas Internal Combustion Engine | IC |  | S | 9.3 | 0.8 | 8.3 | 9.3 | 3.7 | N |  |  | N | Electric Utility | 1 | X | NG
Natural Gas Internal Combustion Engine.NG | natural gas peaker | TRUE | 7349 | Golden Spread Electric Cooperative, Inc | 57865 | Antelope Station | TX | Hale | E17 | Natural Gas Internal Combustion Engine | IC |  | S | 9.3 | 0.8 | 8.9 | 9.3 | 3.7 | N |  |  | N | Electric Utility | 1 | X | NG
Natural Gas Internal Combustion Engine.NG | natural gas peaker | TRUE | 7349 | Golden Spread Electric Cooperative, Inc | 57865 | Antelope Station | TX | Hale | E18 | Natural Gas Internal Combustion Engine | IC |  | S | 9.3 | 0.8 | 8.8 | 9.3 | 3.7 | N |  |  | N | Electric Utility | 1 | X | NG
Onshore Wind Turbine.WND | onshore wind | TRUE | 7349 | Golden Spread Electric Cooperative, Inc | 57866 | Golden Spread Panhandle Wnd Rch | TX | Oldham | PWR | Onshore Wind Turbine | WT |  | S | 78.2 |  | 78.2 | 78.2 | 0.1 | N |  |  | N | Electric Utility | 1 | X | WND
Onshore Wind Turbine.WND | onshore wind | TRUE | 63800 | Longroad Energy Services 2 | 57867 | Howard Wind Farm | NY | Steuben | 1 | Onshore Wind Turbine | WT |  | W | 51.3 |  | 51.3 | 51.3 | 0 | N |  |  | N | IPP Non-CHP | 2 | X | WND
Onshore Wind Turbine.WND | onshore wind | TRUE | 63800 | Longroad Energy Services 2 | 57867 | Howard Wind Farm | NY | Steuben | 2 | Onshore Wind Turbine | WT |  | W | 4.1 |  | 4.1 | 4.1 | 0 | N |  |  | N | IPP Non-CHP | 2 | X | WND
Solar Photovoltaic.SUN | solar PV | TRUE | 61944 | MN8 Energy LLC | 57868 | L'Oreal Piscataway | NJ | Middlesex | UNIT1 | Solar Photovoltaic | PV |  | W | 0.5 | 1 | 0.5 | 0.5 |  | N | 12 | 2026 | N | IPP Non-CHP | 2 | X | SUN
Solar Photovoltaic.SUN | solar PV | TRUE | 61944 | MN8 Energy LLC | 57868 | L'Oreal Piscataway | NJ | Middlesex | UNIT2 | Solar Photovoltaic | PV |  | W | 0.3 | 1 | 0.3 | 0.3 |  | N | 12 | 2026 | N | IPP Non-CHP | 2 | X | SUN
Solar Photovoltaic.SUN | solar PV | TRUE | 61944 | MN8 Energy LLC | 57868 | L'Oreal Piscataway | NJ | Middlesex | UNIT3 | Solar Photovoltaic | PV |  | W | 0.3 | 1 | 0.3 | 0.3 |  | N | 12 | 2026 | N | IPP Non-CHP | 2 | X | SUN
Solar Photovoltaic.SUN | solar PV | TRUE | 61944 | MN8 Energy LLC | 57868 | L'Oreal Piscataway | NJ | Middlesex | UNIT4 | Solar Photovoltaic | PV |  | W | 0.7 | 1 | 0.7 | 0.7 |  | N | 8 | 2031 | N | IPP Non-CHP | 2 | X | SUN
Solar Photovoltaic.SUN | solar PV | TRUE | 56997 | Marina Energy LLC | 57869 | Heller Industrial Parks | NJ | Middlesex | HH | Solar Photovoltaic | PV |  | S | 0.5 |  | 0.5 | 0.5 |  | N | 2 | 2027 | N | IPP Non-CHP | 2 | X | SUN
Solar Photovoltaic.SUN | solar PV | TRUE | 56997 | Marina Energy LLC | 57869 | Heller Industrial Parks | NJ | Middlesex | HII | Solar Photovoltaic | PV |  | S | 0.4 |  | 0.4 | 0.4 |  | N | 2 | 2027 | N | IPP Non-CHP | 2 | X | SUN
Solar Photovoltaic.SUN | solar PV | TRUE | 56997 | Marina Energy LLC | 57869 | Heller Industrial Parks | NJ | Middlesex | HJC | Solar Photovoltaic | PV |  | S | 0.2 |  | 0.2 | 0.2 |  | N | 2 | 2027 | N | IPP Non-CHP | 2 | X | SUN
Solar Photovoltaic.SUN | solar PV | TRUE | 56997 | Marina Energy LLC | 57869 | Heller Industrial Parks | NJ | Middlesex | HM | Solar Photovoltaic | PV |  | S | 0.8 |  | 0.8 | 0.8 |  | N | 5 | 2028 | N | IPP Non-CHP | 2 | X | SUN
Solar Photovoltaic.SUN | solar PV | TRUE | 56997 | Marina Energy LLC | 57869 | Heller Industrial Parks | NJ | Middlesex | UNIT1 | Solar Photovoltaic | PV |  | S | 2.7 |  | 2.7 | 2.7 |  | N | 2 | 2027 | N | IPP Non-CHP | 2 | X | SUN
Solar Photovoltaic.SUN | solar PV | FALSE | 57213 | Castle Rock Cooling | 57870 | Castle Rock Vineyards | CA | Tulare | SOLAR | Solar Photovoltaic | PV |  | S | 1 |  | 1 | 1 |  | N |  |  | N | Commercial Non-CHP | 4 | X | SUN
Solar Photovoltaic.SUN | solar PV | FALSE | 11208 | Los Angeles Department of Water & Power | 57871 | 2555 E Olympic Bl | CA | Los Angeles | 1 | Solar Photovoltaic | PV |  | W | 1 |  | 1 | 1 |  | N |  |  | N | Commercial Non-CHP | 4 | X | SUN
Natural Gas Internal Combustion Engine.NG | natural gas peaker | TRUE | 20447 | Western Farmers Elec Coop, Inc | 57872 | LCEC Generation LLVC | NM | Lea | UNIT1 | Natural Gas Internal Combustion Engine | IC |  | S | 9.3 | 0.8 | 8.7 | 9.3 | 3.7 | N |  |  | N | Electric Utility | 1 | X | NG
Natural Gas Internal Combustion Engine.NG | natural gas peaker | TRUE | 20447 | Western Farmers Elec Coop, Inc | 57872 | LCEC Generation LLVC | NM | Lea | UNIT2 | Natural Gas Internal Combustion Engine | IC |  | S | 9.3 | 0.8 | 8.7 | 9.3 | 3.7 | N |  |  | N | Electric Utility | 1 | X | NG
Natural Gas Internal Combustion Engine.NG | natural gas peaker | TRUE | 20447 | Western Farmers Elec Coop, Inc | 57872 | LCEC Generation LLVC | NM | Lea | UNIT3 | Natural Gas Internal Combustion Engine | IC |  | S | 9.3 | 0.8 | 8.7 | 9.3 | 3.7 | N |  |  | N | Electric Utility | 1 | X | NG
Natural Gas Internal Combustion Engine.NG | natural gas peaker | TRUE | 20447 | Western Farmers Elec Coop, Inc | 57872 | LCEC Generation LLVC | NM | Lea | UNIT4 | Natural Gas Internal Combustion Engine | IC |  | S | 9.3 | 0.8 | 8.7 | 9.3 | 3.7 | N |  |  | N | Electric Utility | 1 | X | NG
Natural Gas Internal Combustion Engine.NG | natural gas peaker | TRUE | 20447 | Western Farmers Elec Coop, Inc | 57872 | LCEC Generation LLVC | NM | Lea | UNIT5 | Natural Gas Internal Combustion Engine | IC |  | S | 9.3 | 0.8 | 8.7 | 9.3 | 3.7 | N |  |  | N | Electric Utility | 1 | X | NG
Onshore Wind Turbine.WND | onshore wind | TRUE | 12341 | MidAmerican Energy Co | 57873 | Eclipse Wind Farm | IA | Guthrie | EWF | Onshore Wind Turbine | WT |  | S | 207.1 |  | 200 | 200 | 0.1 | N |  |  | N | Electric Utility | 1 | X | WND
Onshore Wind Turbine.WND | onshore wind | TRUE | 12341 | MidAmerican Energy Co | 57874 | Vienna Wind Farm | IA | Marshall | VIIWF | Onshore Wind Turbine | WT |  | S | 44.6 |  | 44.6 | 44.6 | 0.1 | N |  |  | N | Electric Utility | 1 | X | WND
Onshore Wind Turbine.WND | onshore wind | TRUE | 12341 | MidAmerican Energy Co | 57874 | Vienna Wind Farm | IA | Marshall | VIWF | Onshore Wind Turbine | WT |  | S | 105.6 |  | 105.6 | 105.6 | 0.1 | N |  |  | N | Electric Utility | 1 | X | WND
Onshore Wind Turbine.WND | onshore wind | TRUE | 12341 | MidAmerican Energy Co | 57875 | Morning Light Wind Farm | IA | Adair | MLWF | Onshore Wind Turbine | WT |  | S | 101.2 |  | 100 | 100 | 0.1 | N |  |  | N | Electric Utility | 1 | X | WND
Landfill Gas.LFG | natural gas peaker | TRUE | 57197 | Santa Cruz Energy LLC | 57876 | Santa Cruz Energy | CA | Santa Cruz | UNT1 | Landfill Gas | IC |  | S | 1.6 | 0.98 | 1.5 | 1.5 | 1.3 | N |  |  | N | IPP Non-CHP | 2 | X | LFG
Solar Photovoltaic.SUN | solar PV | TRUE | 63249 | Terraform Arcadia | 57879 | Perdue Salisbury Photovoltaic | MD | Wicomico | SALI | Solar Photovoltaic | PV |  | S | 1 |  | 1 | 1 |  | N |  |  | N | IPP Non-CHP | 2 | X | SUN
Onshore Wind Turbine.WND | onshore wind | TRUE | 57215 | Regents of the University of Minnesota | 57880 | Eolos Wind Energy Research Field Station | MN | Dakota | 1 | Onshore Wind Turbine | WT |  | S | 2.5 |  | 2.5 | 2.5 | 0.1 | N |  |  | N | IPP Non-CHP | 2 | X | WND
Natural Gas Fired Combustion Turbine.NG | natural gas peaker | TRUE | 1307 | Basin Electric Power Coop | 57881 | Pioneer Generation Station | ND | Williams | 01 | Natural Gas Fired Combustion Turbine | GT |  | S | 60.5 | 0.85 | 42 | 45 | 15 | N |  |  | N | Electric Utility | 1 | X | NG
Natural Gas Fired Combustion Turbine.NG | natural gas peaker | TRUE | 1307 | Basin Electric Power Coop | 57881 | Pioneer Generation Station | ND | Williams | 02 | Natural Gas Fired Combustion Turbine | GT |  | S | 60.5 | 0.85 | 42 | 45 | 15 | N |  |  | N | Electric Utility | 1 | X | NG
Natural Gas Fired Combustion Turbine.NG | natural gas peaker | TRUE | 1307 | Basin Electric Power Coop | 57881 | Pioneer Generation Station | ND | Williams | 03 | Natural Gas Fired Combustion Turbine | GT |  | S | 60.5 | 0.85 | 42 | 45 | 15 | N |  |  | N | Electric Utility | 1 | X | NG
Natural Gas Internal Combustion Engine.NG | natural gas peaker | TRUE | 1307 | Basin Electric Power Coop | 57881 | Pioneer Generation Station | ND | Williams | 11 | Natural Gas Internal Combustion Engine | IC |  | S | 9.3 | 0.85 | 8.9 | 8.9 | 3.4 | N |  |  | N | Electric Utility | 1 | X | NG | PG
Natural Gas Internal Combustion Engine.NG | natural gas peaker | TRUE | 1307 | Basin Electric Power Coop | 57881 | Pioneer Generation Station | ND | Williams | 12 | Natural Gas Internal Combustion Engine | IC |  | S | 9.3 | 0.85 | 8.9 | 8.9 | 3.4 | N |  |  | N | Electric Utility | 1 | X | NG | PG
Natural Gas Internal Combustion Engine.NG | natural gas peaker | TRUE | 1307 | Basin Electric Power Coop | 57881 | Pioneer Generation Station | ND | Williams | 13 | Natural Gas Internal Combustion Engine | IC |  | S | 9.3 | 0.85 | 8.9 | 8.9 | 3.4 | N |  |  | N | Electric Utility | 1 | X | NG | PG
Natural Gas Internal Combustion Engine.NG | natural gas peaker | TRUE | 1307 | Basin Electric Power Coop | 57881 | Pioneer Generation Station | ND | Williams | 14 | Natural Gas Internal Combustion Engine | IC |  | S | 9.3 | 0.85 | 8.9 | 8.9 | 3.4 | N |  |  | N | Electric Utility | 1 | X | NG | PG
Natural Gas Internal Combustion Engine.NG | natural gas peaker | TRUE | 1307 | Basin Electric Power Coop | 57881 | Pioneer Generation Station | ND | Williams | 15 | Natural Gas Internal Combustion Engine | IC |  | S | 9.3 | 0.85 | 8.9 | 8.9 | 3.4 | N |  |  | N | Electric Utility | 1 | X | NG | PG
Natural Gas Internal Combustion Engine.NG | natural gas peaker | TRUE | 1307 | Basin Electric Power Coop | 57881 | Pioneer Generation Station | ND | Williams | 16 | Natural Gas Internal Combustion Engine | IC |  | S | 9.3 | 0.85 | 8.9 | 8.9 | 3.4 | N |  |  | N | Electric Utility | 1 | X | NG | PG
Natural Gas Internal Combustion Engine.NG | natural gas peaker | TRUE | 1307 | Basin Electric Power Coop | 57881 | Pioneer Generation Station | ND | Williams | 17 | Natural Gas Internal Combustion Engine | IC |  | S | 9.3 | 0.85 | 8.9 | 8.9 | 3.4 | N |  |  | N | Electric Utility | 1 | X | NG | PG
Natural Gas Internal Combustion Engine.NG | natural gas peaker | TRUE | 1307 | Basin Electric Power Coop | 57881 | Pioneer Generation Station | ND | Williams | 18 | Natural Gas Internal Combustion Engine | IC |  | S | 9.3 | 0.85 | 8.9 | 8.9 | 3.4 | N |  |  | N | Electric Utility | 1 | X | NG | PG
Natural Gas Internal Combustion Engine.NG | natural gas peaker | TRUE | 1307 | Basin Electric Power Coop | 57881 | Pioneer Generation Station | ND | Williams | 19 | Natural Gas Internal Combustion Engine | IC |  | S | 9.3 | 0.85 | 8.9 | 8.9 | 3.4 | N |  |  | N | Electric Utility | 1 | X | NG | PG
Natural Gas Internal Combustion Engine.NG | natural gas peaker | TRUE | 1307 | Basin Electric Power Coop | 57881 | Pioneer Generation Station | ND | Williams | 20 | Natural Gas Internal Combustion Engine | IC |  | S | 9.3 | 0.85 | 8.9 | 8.9 | 3.4 | N |  |  | N | Electric Utility | 1 | X | NG | PG
Natural Gas Internal Combustion Engine.NG | natural gas peaker | TRUE | 1307 | Basin Electric Power Coop | 57881 | Pioneer Generation Station | ND | Williams | 21 | Natural Gas Internal Combustion Engine | IC |  | S | 9.3 | 0.85 | 8.9 | 8.9 | 3.4 | N |  |  | N | Electric Utility | 1 | X | NG | PG
Natural Gas Internal Combustion Engine.NG | natural gas peaker | TRUE | 1307 | Basin Electric Power Coop | 57881 | Pioneer Generation Station | ND | Williams | 22 | Natural Gas Internal Combustion Engine | IC |  | S | 9.3 | 0.85 | 8.9 | 8.9 | 3.4 | N |  |  | N | Electric Utility | 1 | X | NG | PG
Solar Photovoltaic.SUN | solar PV | TRUE | 15248 | Portland General Electric Co | 57882 | Baldock Solar Highway | OR | Clackamas | BSH1 | Solar Photovoltaic | PV |  | S | 1.4 |  | 1.4 | 1.4 |  | N |  |  | N | Electric Utility | 1 | X | SUN
Solar Photovoltaic.SUN | solar PV | TRUE | 57219 | Siete Solar LLC | 57883 | Queen Creek Solar Farm | AZ | Maricopa | GEN1 | Solar Photovoltaic | PV |  | S | 19 | 1 | 18.6 | 18.6 | 0 | N |  |  | N | IPP Non-CHP | 2 | X | SUN
Natural Gas Fired Combustion Turbine.NG | natural gas peaker | FALSE | 5065 | Equistar Chemicals LP | 57884 | Lake Charles Polymers | LA | Calcasieu | G-900 | Natural Gas Fired Combustion Turbine | GT |  | S | 14.3 | 0.93 | 14.5 | 16 | 3 | N |  |  | N | Industrial Non-CHP | 6 | X | NG
Natural Gas Internal Combustion Engine.NG | natural gas peaker | FALSE | 5065 | Equistar Chemicals LP | 57884 | Lake Charles Polymers | LA | Calcasieu | G-901 | Natural Gas Internal Combustion Engine | IC |  | S | 8.4 | 0.93 | 8 | 8.5 | 2 | N |  |  | N | Industrial Non-CHP | 6 | X | NG
Natural Gas Internal Combustion Engine.NG | natural gas peaker | FALSE | 5065 | Equistar Chemicals LP | 57884 | Lake Charles Polymers | LA | Calcasieu | G-902 | Natural Gas Internal Combustion Engine | IC |  | S | 8.4 | 0.93 | 8 | 8.5 | 2 | N |  |  | N | Industrial Non-CHP | 6 | X | NG
Landfill Gas.LFG | natural gas peaker | TRUE | 11118 | Lockhart Power Co | 57885 | Wellford Renewable Energy Plant | SC | Spartanburg | LFG1 | Landfill Gas | IC |  | S | 1.6 | 0.8 | 1.6 | 1.6 | 0.8 | N |  |  | N | Electric Utility | 1 | X | LFG
Petroleum Liquids.DFO | petroleum | TRUE | 11118 | Lockhart Power Co | 57886 | City West Diesel Plant | SC | Union | DI1 | Petroleum Liquids | IC |  | S | 1.8 | 0.8 | 1.8 | 1.8 | 1 | N |  |  | N | Electric Utility | 1 | X | DFO
Petroleum Liquids.DFO | petroleum | TRUE | 11118 | Lockhart Power Co | 57886 | City West Diesel Plant | SC | Union | DI2 | Petroleum Liquids | IC |  | S | 1.8 | 0.8 | 1.8 | 1.8 | 1 | N |  |  | N | Electric Utility | 1 | X | DFO
Petroleum Liquids.DFO | petroleum | TRUE | 11118 | Lockhart Power Co | 57886 | City West Diesel Plant | SC | Union | DI3 | Petroleum Liquids | IC |  | S | 1.8 | 0.8 | 1.8 | 1.8 | 1 | N |  |  | N | Electric Utility | 1 | X | DFO
Petroleum Liquids.DFO | petroleum | TRUE | 11118 | Lockhart Power Co | 57886 | City West Diesel Plant | SC | Union | DI4 | Petroleum Liquids | IC |  | S | 1.8 | 0.8 | 1.8 | 1.8 | 1 | N |  |  | N | Electric Utility | 1 | X | DFO
Onshore Wind Turbine.WND | onshore wind | TRUE | 57257 | Wildcat Wind, LLC | 57887 | Wildcat Wind | NM | Lea | 1 | Onshore Wind Turbine | WT |  | S | 27.3 |  | 27.3 | 27.3 | 0.8 | N |  |  | N | IPP Non-CHP | 2 | X | WND
Onshore Wind Turbine.WND | onshore wind | TRUE | 57256 | Harvest II Windfarm, LLC | 57888 | Harvest 2 | MI | Huron | 1 | Onshore Wind Turbine | WT |  | S | 59.4 |  | 59.4 | 59.4 | 0.4 | N |  |  | N | IPP Non-CHP | 2 | X | WND
Onshore Wind Turbine.WND | onshore wind | TRUE | 40575 | Utah Associated Mun Power Sys | 57890 | Horse Butte Wind I, LLC | ID | Bonneville | 1 | Onshore Wind Turbine | WT |  | S | 57.6 |  | 57.6 | 57.6 | 0 | N |  |  | N | Electric Utility | 1 | X | WND
Solar Photovoltaic.SUN | solar PV | TRUE | 14328 | Pacific Gas & Electric Co. | 57891 | Guernsey Solar Station | CA | Kings | 1 | Solar Photovoltaic | PV |  | S | 20 |  | 20 | 20 |  | N |  |  | N | Electric Utility | 1 | X | SUN
Solar Photovoltaic.SUN | solar PV | TRUE | 14328 | Pacific Gas & Electric Co. | 57892 | Gates Solar Station | CA | Fresno | 1 | Solar Photovoltaic | PV |  | S | 20 |  | 20 | 20 |  | N |  |  | N | Electric Utility | 1 | X | SUN
Natural Gas Internal Combustion Engine.NG | natural gas peaker | TRUE | 11770 | City of Martinsville - (VA) | 57893 | Martinsville LFG Generator | VA | Henry | LFG1 | Natural Gas Internal Combustion Engine | IC |  | S | 1.1 | 1 | 1 | 1 | 0.6 | N |  |  | N | Electric Utility | 1 | X | NG
Solar Photovoltaic.SUN | solar PV | FALSE | 57262 | Kern County Water Agency | 57895 | Improvement Dst No. 4 | CA | Kern | ID4 | Solar Photovoltaic | PV |  | S | 1.1 |  | 1.1 | 1.1 |  | N |  |  | N | Commercial Non-CHP | 4 | X | SUN
Landfill Gas.LFG | natural gas peaker | TRUE | 57258 | Concord Energy LLC | 57896 | Concord Energy | NC | Cabarrus | UNT1 | Landfill Gas | GT |  | S | 4.8 | 0.98 | 3.9 | 3.9 | 3.8 | N |  |  | N | IPP Non-CHP | 2 | X | LFG | DFO
Landfill Gas.LFG | natural gas peaker | TRUE | 57258 | Concord Energy LLC | 57896 | Concord Energy | NC | Cabarrus | UNT2 | Landfill Gas | GT |  | S | 4.8 | 0.98 | 3.9 | 3.9 | 3.8 | N |  |  | N | IPP Non-CHP | 2 | X | LFG | DFO
Landfill Gas.LFG | natural gas peaker | TRUE | 57259 | Richmond Energy LLC | 57897 | Richmond Energy | VA | Henrico | UNT1 | Landfill Gas | IC |  | S | 1.6 | 0.98 | 1.6 | 1.6 | 1.3 | N |  |  | N | IPP Non-CHP | 2 | X | LFG
Landfill Gas.LFG | natural gas peaker | TRUE | 57259 | Richmond Energy LLC | 57897 | Richmond Energy | VA | Henrico | UNT2 | Landfill Gas | IC |  | S | 1.6 | 0.98 | 1.6 | 1.6 | 1.3 | N |  |  | N | IPP Non-CHP | 2 | X | LFG
Landfill Gas.LFG | natural gas peaker | TRUE | 57259 | Richmond Energy LLC | 57897 | Richmond Energy | VA | Henrico | UNT3 | Landfill Gas | IC |  | S | 1.6 | 0.98 | 1.6 | 1.6 | 1.3 | N |  |  | N | IPP Non-CHP | 2 | X | LFG
Landfill Gas.LFG | natural gas peaker | TRUE | 57259 | Richmond Energy LLC | 57897 | Richmond Energy | VA | Henrico | UNT4 | Landfill Gas | IC |  | S | 1.6 | 0.98 | 1.6 | 1.6 | 1.3 | N |  |  | N | IPP Non-CHP | 2 | X | LFG
Municipal Solid Waste.MSW | municipal solid waste | TRUE | 17445 | Solid Waste Authority of Palm Beach Co | 57898 | Palm Beach Renewable Energy Facility 2 | FL | Palm Beach | GEN2 | Municipal Solid Waste | ST |  | S | 96 | 0.8 | 85 | 90 | 0.1 | N |  |  | N | IPP Non-CHP | 2 | X | MSW | NG
Petroleum Liquids.DFO | petroleum | TRUE | 9128 | Hurricane City Power | 57899 | Hurricane City Power | UT | Washington | 1 | Petroleum Liquids | IC |  | S | 1.7 | 1 | 1.6 | 1.6 | 0.1 | N |  |  | N | Electric Utility | 1 | X | DFO
Petroleum Liquids.DFO | petroleum | TRUE | 9128 | Hurricane City Power | 57899 | Hurricane City Power | UT | Washington | 2 | Petroleum Liquids | IC |  | S | 1.7 | 1 | 1.6 | 1.6 | 0.1 | N |  |  | N | Electric Utility | 1 | X | DFO
Petroleum Liquids.DFO | petroleum | TRUE | 9128 | Hurricane City Power | 57899 | Hurricane City Power | UT | Washington | 3 | Petroleum Liquids | IC |  | S | 1.7 | 1 | 1.6 | 1.6 | 0.1 | N |  |  | N | Electric Utility | 1 | X | DFO
Natural Gas Internal Combustion Engine.NG | natural gas peaker | TRUE | 9128 | Hurricane City Power | 57899 | Hurricane City Power | UT | Washington | 4 | Natural Gas Internal Combustion Engine | IC |  | S | 2 | 1 | 1.9 | 1.9 | 1.9 | N |  |  | N | Electric Utility | 1 | X | NG
Natural Gas Internal Combustion Engine.NG | natural gas peaker | TRUE | 9128 | Hurricane City Power | 57899 | Hurricane City Power | UT | Washington | 5 | Natural Gas Internal Combustion Engine | IC |  | S | 2 | 1 | 1.9 | 1.9 | 1.9 | N |  |  | N | Electric Utility | 1 | X | NG
Natural Gas Internal Combustion Engine.NG | natural gas peaker | TRUE | 9128 | Hurricane City Power | 57899 | Hurricane City Power | UT | Washington | 6 | Natural Gas Internal Combustion Engine | IC |  | S | 2 | 1 | 1.9 | 1.9 | 1.9 | N |  |  | N | Electric Utility | 1 | X | NG
Natural Gas Internal Combustion Engine.NG | natural gas peaker | TRUE | 9128 | Hurricane City Power | 57899 | Hurricane City Power | UT | Washington | 7 | Natural Gas Internal Combustion Engine | IC |  | S | 2 | 1 | 1.9 | 1.9 | 1.9 | N |  |  | N | Electric Utility | 1 | X | NG
Natural Gas Internal Combustion Engine.NG | natural gas peaker | TRUE | 9128 | Hurricane City Power | 57899 | Hurricane City Power | UT | Washington | 8 | Natural Gas Internal Combustion Engine | IC |  | S | 2 | 1 | 1.9 | 1.9 | 1.9 | N |  |  | N | Electric Utility | 1 | X | NG
Solar Photovoltaic.SUN | solar PV | TRUE | 17609 | Southern California Edison Co | 57900 | Solar Photovoltaic Project #48 | CA | San Bernardino | S48A | Solar Photovoltaic | PV |  | S | 0.5 |  | 0.5 | 0.5 |  | N |  |  | N | Electric Utility | 1 | X | SUN
Solar Photovoltaic.SUN | solar PV | TRUE | 17609 | Southern California Edison Co | 57900 | Solar Photovoltaic Project #48 | CA | San Bernardino | S48B | Solar Photovoltaic | PV |  | S | 0.5 |  | 0.5 | 0.5 |  | N |  |  | N | Electric Utility | 1 | X | SUN
Solar Photovoltaic.SUN | solar PV | TRUE | 17609 | Southern California Edison Co | 57900 | Solar Photovoltaic Project #48 | CA | San Bernardino | S48C | Solar Photovoltaic | PV |  | S | 0.5 |  | 0.5 | 0.5 |  | N |  |  | N | Electric Utility | 1 | X | SUN
Solar Photovoltaic.SUN | solar PV | TRUE | 17609 | Southern California Edison Co | 57900 | Solar Photovoltaic Project #48 | CA | San Bernardino | S48D | Solar Photovoltaic | PV |  | S | 0.5 |  | 0.5 | 0.5 |  | N |  |  | N | Electric Utility | 1 | X | SUN
Solar Photovoltaic.SUN | solar PV | TRUE | 17609 | Southern California Edison Co | 57900 | Solar Photovoltaic Project #48 | CA | San Bernardino | S48E | Solar Photovoltaic | PV |  | S | 0.5 |  | 0.5 | 0.5 |  | N |  |  | N | Electric Utility | 1 | X | SUN
Solar Photovoltaic.SUN | solar PV | TRUE | 17609 | Southern California Edison Co | 57900 | Solar Photovoltaic Project #48 | CA | San Bernardino | S48F | Solar Photovoltaic | PV |  | S | 0.5 |  | 0.5 | 0.5 |  | N |  |  | N | Electric Utility | 1 | X | SUN
Solar Photovoltaic.SUN | solar PV | TRUE | 17609 | Southern California Edison Co | 57900 | Solar Photovoltaic Project #48 | CA | San Bernardino | S48G | Solar Photovoltaic | PV |  | S | 0.5 |  | 0.5 | 0.5 |  | N |  |  | N | Electric Utility | 1 | X | SUN
Solar Photovoltaic.SUN | solar PV | TRUE | 17609 | Southern California Edison Co | 57900 | Solar Photovoltaic Project #48 | CA | San Bernardino | S48H | Solar Photovoltaic | PV |  | S | 0.5 |  | 0.5 | 0.5 |  | N |  |  | N | Electric Utility | 1 | X | SUN
Solar Photovoltaic.SUN | solar PV | TRUE | 17609 | Southern California Edison Co | 57900 | Solar Photovoltaic Project #48 | CA | San Bernardino | S48I | Solar Photovoltaic | PV |  | S | 0.5 |  | 0.5 | 0.5 |  | N |  |  | N | Electric Utility | 1 | X | SUN
Solar Photovoltaic.SUN | solar PV | TRUE | 17609 | Southern California Edison Co | 57900 | Solar Photovoltaic Project #48 | CA | San Bernardino | S48J | Solar Photovoltaic | PV |  | S | 0.5 |  | 0.5 | 0.5 |  | N |  |  | N | Electric Utility | 1 | X | SUN
Natural Gas Fired Combined Cycle.NG | natural gas combined cycle | TRUE | 63227 | El Segundo Energy Center, LLC | 57901 | El Segundo Energy Center LLC | CA | Los Angeles | 5 | Natural Gas Fired Combined Cycle | CT | 1011 | S | 198 | 0.9 | 195 | 195 | 100 | N |  |  | N | IPP Non-CHP | 2 | X | NG
Natural Gas Fired Combined Cycle.NG | natural gas combined cycle | TRUE | 63227 | El Segundo Energy Center, LLC | 57901 | El Segundo Energy Center LLC | CA | Los Angeles | 6 | Natural Gas Fired Combined Cycle | CA | 1011 | S | 70.7 | 0.9 | 60 | 60 | 47 | N |  |  | N | IPP Non-CHP | 2 | X | NG
Natural Gas Fired Combined Cycle.NG | natural gas combined cycle | TRUE | 63227 | El Segundo Energy Center, LLC | 57901 | El Segundo Energy Center LLC | CA | Los Angeles | 7 | Natural Gas Fired Combined Cycle | CT | 2021 | S | 198 | 0.9 | 195 | 195 | 100 | N |  |  | N | IPP Non-CHP | 2 | X | NG
Natural Gas Fired Combined Cycle.NG | natural gas combined cycle | TRUE | 63227 | El Segundo Energy Center, LLC | 57901 | El Segundo Energy Center LLC | CA | Los Angeles | 8 | Natural Gas Fired Combined Cycle | CA | 2021 | S | 70.7 | 0.9 | 60 | 60 | 47 | N |  |  | N | IPP Non-CHP | 2 | X | NG
Landfill Gas.LFG | natural gas peaker | TRUE | 57272 | Kootenai Electric Cooperative Inc | 57902 | Fighting Creek LFGTE Plant | ID | Kootenai | G-123 | Landfill Gas | IC |  | S | 1.6 | 0.8 | 1.6 | 1.6 | 0.8 | N |  |  | N | Electric Utility | 1 | X | LFG
Landfill Gas.LFG | natural gas peaker | TRUE | 57272 | Kootenai Electric Cooperative Inc | 57902 | Fighting Creek LFGTE Plant | ID | Kootenai | G-162 | Landfill Gas | IC |  | S | 1.6 | 0.8 | 1.6 | 1.6 | 0.8 | N |  |  | N | Electric Utility | 1 | X | LFG
Landfill Gas.LFG | natural gas peaker | TRUE | 40580 | Southern Minnesota Mun P Agny | 57903 | SMMPA Methane Energy Facility | MN | Kanabec | UNIT1 | Landfill Gas | IC |  | S | 1.6 | 0.8 | 1.5 | 1.5 | 1.2 | N |  |  | N | Electric Utility | 1 | X | LFG
Solar Photovoltaic.SUN | solar PV | TRUE | 57273 | SS San Antonio West LLC | 57904 | San Antonio West Solar Rooftop | CA | Riverside | CHNO | Solar Photovoltaic | PV |  | S | 1.5 |  | 1.5 | 1.5 |  | N |  |  | N | IPP Non-CHP | 2 | X | SUN
Natural Gas Fired Combined Cycle.NG | natural gas combined cycle | FALSE | 57281 | University of Cincinnati | 57908 | Central Utility Plant Cincinnati | OH | Hamilton | CTG1 | Natural Gas Fired Combined Cycle | CT | CUP | S | 11.9 | 0.88 | 12.5 | 12.5 | 7.5 | N |  |  | Y | Commercial CHP | 5 | T | NG | DFO
Natural Gas Fired Combined Cycle.NG | natural gas combined cycle | FALSE | 57281 | University of Cincinnati | 57908 | Central Utility Plant Cincinnati | OH | Hamilton | CTG2 | Natural Gas Fired Combined Cycle | CT | CUP | S | 11.9 | 0.88 | 12.5 | 12.5 | 7.5 | N |  |  | Y | Commercial CHP | 5 | T | NG | DFO
Petroleum Liquids.DFO | petroleum | FALSE | 57281 | University of Cincinnati | 57908 | Central Utility Plant Cincinnati | OH | Hamilton | P005 | Petroleum Liquids | IC |  | S | 1.9 | 0.8 | 1.9 | 1.9 | 0.2 | N |  |  | N | Commercial CHP | 5 | X | DFO
Natural Gas Fired Combined Cycle.NG | natural gas combined cycle | FALSE | 57281 | University of Cincinnati | 57908 | Central Utility Plant Cincinnati | OH | Hamilton | STG | Natural Gas Fired Combined Cycle | CA | CUP | S | 21.5 | 0.85 | 21.5 | 21.5 | 4 | N |  |  | Y | Commercial CHP | 5 | T | NG | DFO
Wood/Wood Waste Biomass.WDS | biomass | TRUE | 57282 | Piedmont Green Power LLC | 57909 | Piedmont Green Power | GA | Lamar | GEN1 | Wood/Wood Waste Biomass | ST |  | S | 60 | 0.85 | 55 | 55 | 35 | N |  |  | N | IPP Non-CHP | 2 | X | WDS | OBL
Petroleum Liquids.DFO | petroleum | TRUE | 12894 | City of Moorhead - (MN) | 57910 | Centennial Generating Station | MN | Clay | 1 | Petroleum Liquids | IC |  | S | 2.3 | 0.8 | 2 | 2 | 0.1 | N |  |  | N | Electric Utility | 1 | X | DFO
Petroleum Liquids.DFO | petroleum | TRUE | 12894 | City of Moorhead - (MN) | 57910 | Centennial Generating Station | MN | Clay | 2 | Petroleum Liquids | IC |  | S | 2.3 | 0.8 | 2 | 2 | 0.1 | N |  |  | N | Electric Utility | 1 | X | DFO
Petroleum Liquids.DFO | petroleum | TRUE | 12894 | City of Moorhead - (MN) | 57910 | Centennial Generating Station | MN | Clay | 3 | Petroleum Liquids | IC |  | S | 2.3 | 0.8 | 2 | 2 | 0.1 | N |  |  | N | Electric Utility | 1 | X | DFO
Petroleum Liquids.DFO | petroleum | TRUE | 12894 | City of Moorhead - (MN) | 57910 | Centennial Generating Station | MN | Clay | 4 | Petroleum Liquids | IC |  | S | 2.3 | 0.8 | 2 | 2 | 0.1 | N |  |  | N | Electric Utility | 1 | X | DFO
Petroleum Liquids.DFO | petroleum | TRUE | 12894 | City of Moorhead - (MN) | 57910 | Centennial Generating Station | MN | Clay | 5 | Petroleum Liquids | IC |  | S | 2.3 | 0.8 | 2 | 2 | 0.1 | N |  |  | N | Electric Utility | 1 | X | DFO
Landfill Gas.LFG | natural gas peaker | TRUE | 57285 | Roseburg LFG Energy LLC | 57911 | Roseburg LFG | OR | Douglas | 1 | Landfill Gas | IC |  | S | 1.6 | 0.98 | 1.6 | 1.6 | 0.9 | N |  |  | N | IPP Non-CHP | 2 | X | LFG
Solar Photovoltaic.SUN | solar PV | TRUE | 49893 | Invenergy Services LLC | 57912 | Grand Ridge Solar Farm | IL | LaSalle | 1 | Solar Photovoltaic | PV |  | S | 20 |  | 20 | 20 |  | N |  |  | N | IPP Non-CHP | 2 | X | SUN
Onshore Wind Turbine.WND | onshore wind | TRUE | 15399 | Avangrid Renewables LLC | 57913 | Tule Wind LLC | CA | San Diego | 1 | Onshore Wind Turbine | WT |  | S | 143 |  | 143 | 143 | 0 | N |  |  | N | IPP Non-CHP | 2 | X | WND
Conventional Steam Coal.LIG | lignite | FALSE | 57296 | Sidney Sugars Incorporated | 57914 | Sidney MT Plant | MT | Richland | 1 | Conventional Steam Coal | ST |  | S | 2 | 0.8 | 2 | 2 | 1 | N |  |  | Y | Industrial CHP | 7 | T | LIG | NG
Conventional Steam Coal.LIG | lignite | FALSE | 57296 | Sidney Sugars Incorporated | 57914 | Sidney MT Plant | MT | Richland | 2 | Conventional Steam Coal | ST |  | S | 2 | 0.8 | 2 | 2 | 1 | N |  |  | Y | Industrial CHP | 7 | T | LIG | NG
Conventional Steam Coal.SUB | hard coal | FALSE | 61167 | Genesis Alkali, LLC | 57915 | Genesis Alkali | WY | Sweetwater | 1 | Conventional Steam Coal | ST |  | S | 3.5 | 0.8 | 3.5 | 3.5 | 0.5 | N |  |  | Y | Industrial CHP | 7 | T | SUB | NG
Conventional Steam Coal.SUB | hard coal | FALSE | 61167 | Genesis Alkali, LLC | 57915 | Genesis Alkali | WY | Sweetwater | 2 | Conventional Steam Coal | ST |  | S | 3.5 | 0.8 | 3.5 | 3.5 | 0.5 | N |  |  | Y | Industrial CHP | 7 | T | SUB | NG
Conventional Steam Coal.SUB | hard coal | FALSE | 61167 | Genesis Alkali, LLC | 57915 | Genesis Alkali | WY | Sweetwater | 3 | Conventional Steam Coal | ST |  | S | 4 | 0.8 | 4 | 4 | 0.5 | N |  |  | Y | Industrial CHP | 7 | T | SUB | NG
Conventional Steam Coal.SUB | hard coal | FALSE | 61167 | Genesis Alkali, LLC | 57915 | Genesis Alkali | WY | Sweetwater | 4 | Conventional Steam Coal | ST |  | S | 10 | 0.8 | 10 | 10 | 3 | N |  |  | Y | Industrial CHP | 7 | T | SUB | NG
Conventional Steam Coal.SUB | hard coal | FALSE | 61167 | Genesis Alkali, LLC | 57915 | Genesis Alkali | WY | Sweetwater | 5 | Conventional Steam Coal | ST |  | S | 10 | 0.8 | 10 | 10 | 3 | N |  |  | Y | Industrial CHP | 7 | T | SUB | NG
Conventional Steam Coal.SUB | hard coal | FALSE | 61167 | Genesis Alkali, LLC | 57915 | Genesis Alkali | WY | Sweetwater | 6 | Conventional Steam Coal | ST |  | S | 10 | 0.9 | 10 | 10 | 3 | N |  |  | Y | Industrial CHP | 7 | T | SUB | NG
Natural Gas Steam Turbine.NG | natural gas steam turbine | FALSE | 57299 | Spreckels Sugar Company | 57916 | Spreckels Sugar Company | CA | Imperial | 1 | Natural Gas Steam Turbine | ST |  | S | 8.9 | 0.8 | 8.9 | 8.9 | 2 | N |  |  | Y | Industrial CHP | 7 | T | NG
Natural Gas Steam Turbine.NG | natural gas steam turbine | FALSE | 57302 | Sonoco Products Co | 57919 | Sonoco Products Co | SC | Darlington | 2 | Natural Gas Steam Turbine | ST |  | S | 2.5 | 0.8 | 2.5 | 2.5 | 0.5 | N |  |  | Y | Industrial CHP | 7 | B | NG | BIT
Wood/Wood Waste Biomass.WDS | biomass | TRUE | 57302 | Sonoco Products Co | 57919 | Sonoco Products Co | SC | Darlington | 3 | Wood/Wood Waste Biomass | ST |  | S | 10 | 0.8 | 10 | 10 | 1 | N |  |  | Y | Industrial CHP | 7 | B | WDS | NG
Wood/Wood Waste Biomass.WDS | biomass | TRUE | 57302 | Sonoco Products Co | 57919 | Sonoco Products Co | SC | Darlington | 4 | Wood/Wood Waste Biomass | ST |  | S | 28 | 0.85 | 28 | 28 | 2 | N |  |  | Y | Industrial CHP | 7 | B | WDS | NG
Onshore Wind Turbine.WND | onshore wind | TRUE | 15399 | Avangrid Renewables LLC | 57927 | Baffin Wind | TX | Kenedy | 1 | Onshore Wind Turbine | WT |  | S | 188 |  | 188 | 188 | 0 | N |  |  | N | IPP Non-CHP | 2 | X | WND
Petroleum Liquids.DFO | petroleum | FALSE | 57306 | Southern Illinois University Carbondale | 57928 | SIUC | IL | Jackson | EMER | Petroleum Liquids | IC |  | S | 1.6 | 0.8 | 1.6 | 1.6 | 0.8 | N |  |  | N | Commercial CHP | 5 | X | DFO
Conventional Steam Coal.BIT | hard coal | FALSE | 57306 | Southern Illinois University Carbondale | 57928 | SIUC | IL | Jackson | GEN5 | Conventional Steam Coal | ST |  | S | 3.5 | 0.93 | 2.8 | 2.8 | 0.3 | N |  |  | Y | Commercial CHP | 5 | T | BIT
Petroleum Liquids.DFO | petroleum | FALSE | 57281 | University of Cincinnati | 57929 | East Campus Utility Plant | OH | Hamilton | P007 | Petroleum Liquids | IC |  | S | 2 | 0.8 | 1.7 | 1.7 | 0.2 | N |  |  | N | Commercial Non-CHP | 4 | X | DFO
Petroleum Liquids.DFO | petroleum | FALSE | 57281 | University of Cincinnati | 57929 | East Campus Utility Plant | OH | Hamilton | P008 | Petroleum Liquids | IC |  | S | 1.5 | 0.8 | 1.5 | 1.5 | 0.2 | N |  |  | N | Commercial Non-CHP | 4 | X | DFO | OBL
Petroleum Liquids.DFO | petroleum | FALSE | 57281 | University of Cincinnati | 57929 | East Campus Utility Plant | OH | Hamilton | P058 | Petroleum Liquids | IC |  | S | 2.5 | 0.8 | 2.5 | 2.5 | 0.2 | N |  |  | N | Commercial Non-CHP | 4 | X | DFO
Natural Gas Steam Turbine.NG | natural gas steam turbine | FALSE | 57281 | University of Cincinnati | 57929 | East Campus Utility Plant | OH | Hamilton | STG | Natural Gas Steam Turbine | ST |  | S | 1.3 | 0.85 | 1.2 | 1.2 | 0.2 | N |  |  | N | Commercial Non-CHP | 4 | X | NG | DFO
Solar Photovoltaic.SUN | solar PV | TRUE | 61055 | FRB Solar LLC | 57930 | FRB Solar Farm | AZ | Pima | UAST | Solar Photovoltaic | PV |  | S | 1.9 |  | 1.9 | 1.9 |  | N |  |  | N | IPP Non-CHP | 2 | X | SUN
Solar Photovoltaic.SUN | solar PV | TRUE | 57309 | Holyoke Solar LLC | 57931 | Holyoke Solar Cooperative at Mueller | MA | Hampden | PV1 | Solar Photovoltaic | PV |  | S | 2.7 |  | 2.7 | 2.7 |  | N |  |  | N | IPP Non-CHP | 2 | X | SUN
Solar Photovoltaic.SUN | solar PV | TRUE | 58101 | Solar Star California II LLC | 57933 | Solar Star California II LLC | CA | Sacramento | 1 | Solar Photovoltaic | PV |  | S | 2 |  | 2 | 2 |  | N |  |  | N | IPP Non-CHP | 2 | X | SUN
Solar Photovoltaic.SUN | solar PV | TRUE | 56769 | Consolidated Edison Development Inc. | 57934 | Douglas Solar | MA | Worcester | DOMA | Solar Photovoltaic | PV |  | S | 2 |  | 2 | 2 |  | N |  |  | N | IPP Non-CHP | 2 | X | SUN
Onshore Wind Turbine.WND | onshore wind | TRUE | 7353 | Golden Valley Elec Assn Inc | 57935 | Eva Creek Wind | AK | Denali | EVW | Onshore Wind Turbine | WT |  | S | 24.6 |  | 24.6 | 24.6 | 1 | N |  |  | N | Electric Utility | 1 | X | WND
Conventional Steam Coal.SUB | hard coal | FALSE | 57315 | Western Sugar Cooperative | 57937 | Western Sugar Coop - Scottsbluff | NE | Scotts Bluff | SCBF | Conventional Steam Coal | ST |  | S | 5 | 0.7 | 5 | 5 | 1.3 | N |  |  | Y | Industrial CHP | 7 | T | SUB
All Other.WH | other | FALSE | 57314 | ADA Carbon Solutions (Red River), LLC | 57938 | ADA Carbon Solutions Red River | LA | Red River | GEN1 | All Other | ST |  | S | 20.8 | 0.9 | 20.5 | 20.8 | 0.8 | N |  |  | Y | Industrial CHP | 7 | B | WH
Solar Photovoltaic.SUN | solar PV | TRUE | 60947 | Tesla Inc. | 57939 | Walmart Casa Grande | AZ | Pinal | 1 | Solar Photovoltaic | PV |  | W | 1 |  | 1 | 1 |  | N |  |  | N | IPP Non-CHP | 2 | X | SUN
Solar Photovoltaic.SUN | solar PV | TRUE | 60947 | Tesla Inc. | 57939 | Walmart Casa Grande | AZ | Pinal | 2 | Solar Photovoltaic | PV |  | W | 1 |  | 1 | 1 |  | N |  |  | N | IPP Non-CHP | 2 | X | SUN
Solar Photovoltaic.SUN | solar PV | TRUE | 57318 | Luminace Solar Net Metering, LLC | 57941 | Town of Uxbridge MA at Commerce Dr | MA | Worcester | PV1 | Solar Photovoltaic | PV |  | S | 1.8 |  | 1.8 | 1.8 |  | N |  |  | N | IPP Non-CHP | 2 | X | SUN
Solar Photovoltaic.SUN | solar PV | TRUE | 57319 | Luminace Solar Massachusetts, LLC | 57942 | Town of Norfolk MA at Medway Branch | MA | Norfolk | PV1 | Solar Photovoltaic | PV |  | S | 1.2 |  | 1.2 | 1.2 |  | N |  |  | N | IPP Non-CHP | 2 | X | SUN
Natural Gas Fired Combustion Turbine.NG | natural gas peaker | TRUE | 1307 | Basin Electric Power Coop | 57943 | Lonesome Creek Station | ND | McKenzie | 01 | Natural Gas Fired Combustion Turbine | GT |  | S | 60.5 | 0.85 | 40 | 45 | 15 | N |  |  | N | Electric Utility | 1 | X | NG
Natural Gas Fired Combustion Turbine.NG | natural gas peaker | TRUE | 1307 | Basin Electric Power Coop | 57943 | Lonesome Creek Station | ND | McKenzie | 02 | Natural Gas Fired Combustion Turbine | GT |  | S | 60.5 | 0.85 | 40 | 45 | 15 | N |  |  | N | Electric Utility | 1 | X | NG
Natural Gas Fired Combustion Turbine.NG | natural gas peaker | TRUE | 1307 | Basin Electric Power Coop | 57943 | Lonesome Creek Station | ND | McKenzie | 03 | Natural Gas Fired Combustion Turbine | GT |  | S | 60.5 | 0.85 | 40 | 45 | 15 | N |  |  | N | Electric Utility | 1 | X | NG
Natural Gas Fired Combustion Turbine.NG | natural gas peaker | TRUE | 1307 | Basin Electric Power Coop | 57943 | Lonesome Creek Station | ND | McKenzie | 04 | Natural Gas Fired Combustion Turbine | GT |  | S | 60.5 | 0.85 | 40 | 45 | 15 | N |  |  | N | Electric Utility | 1 | X | NG
Natural Gas Fired Combustion Turbine.NG | natural gas peaker | TRUE | 1307 | Basin Electric Power Coop | 57943 | Lonesome Creek Station | ND | McKenzie | 05 | Natural Gas Fired Combustion Turbine | GT |  | S | 60.5 | 0.85 | 40 | 45 | 15 | N |  |  | N | Electric Utility | 1 | X | NG
Natural Gas Fired Combustion Turbine.NG | natural gas peaker | TRUE | 1307 | Basin Electric Power Coop | 57943 | Lonesome Creek Station | ND | McKenzie | 06 | Natural Gas Fired Combustion Turbine | GT |  | S | 60.5 | 0.85 | 40 | 45 | 15 | N |  |  | N | Electric Utility | 1 | X | NG
Landfill Gas.LFG | natural gas peaker | TRUE | 17543 | South Carolina Public Service Authority | 57945 | Berkeley County Landfill | SC | Berkeley | B1 | Landfill Gas | IC |  | S | 1.6 | 0.8 | 1.5 | 1.5 | 0.6 | N |  |  | N | Electric Utility | 1 | X | LFG
Landfill Gas.LFG | natural gas peaker | TRUE | 17543 | South Carolina Public Service Authority | 57945 | Berkeley County Landfill | SC | Berkeley | B2 | Landfill Gas | IC |  | S | 1.6 | 0.8 | 1.5 | 1.5 | 0.6 | N |  |  | N | Electric Utility | 1 | X | LFG
Natural Gas Fired Combustion Turbine.NG | natural gas peaker | TRUE | 12670 | Missouri Jnt Muni.Pwr Elec. Ut. Comm. | 57946 | Fredericktown Energy Center | MO | Madison | UNIT1 | Natural Gas Fired Combustion Turbine | GT |  | S | 13.8 | 0.8 | 12 | 13.8 | 9 | N |  |  | N | Electric Utility | 1 | X | NG
Natural Gas Fired Combustion Turbine.NG | natural gas peaker | TRUE | 12670 | Missouri Jnt Muni.Pwr Elec. Ut. Comm. | 57946 | Fredericktown Energy Center | MO | Madison | UNIT2 | Natural Gas Fired Combustion Turbine | GT |  | S | 13.8 | 0.8 | 12 | 13.8 | 9 | N |  |  | N | Electric Utility | 1 | X | NG
Onshore Wind Turbine.WND | onshore wind | TRUE | 59365 | Capital Power Corporation | 57947 | Macho Springs Power I | NM | Luna | GEN | Onshore Wind Turbine | WT |  | S | 50.4 |  | 50.4 | 50.4 | 1.8 | N |  |  | N | IPP Non-CHP | 2 | X | WND
Solar Photovoltaic.SUN | solar PV | TRUE | 56990 | NJR Clean Energy Ventures Corporation | 57948 | NJ Oak Solar Plant | NJ | Cumberland | OAK | Solar Photovoltaic | PV |  | W | 10 |  | 10 | 10 |  | N |  |  | N | IPP Non-CHP | 2 | X | SUN
Conventional Steam Coal.BIT | hard coal | FALSE | 57324 | Michigan Sugar Company | 57949 | MSC Sebewaing | MI | Huron | 1 | Conventional Steam Coal | ST |  | S | 1.5 | 0.8 |  | 1.4 | 0.1 | N |  |  | Y | Industrial CHP | 7 | T | BIT | NG
Conventional Steam Coal.BIT | hard coal | FALSE | 57324 | Michigan Sugar Company | 57949 | MSC Sebewaing | MI | Huron | 2 | Conventional Steam Coal | ST |  | S | 1 | 0.8 |  | 0.9 | 0.1 | N |  |  | N | Industrial CHP | 7 | X | BIT | NG
Natural Gas Steam Turbine.NG | natural gas steam turbine | FALSE | 57324 | Michigan Sugar Company | 57950 | MSC Croswell | MI | Sanilac | 1 | Natural Gas Steam Turbine | ST |  | S | 1.3 | 0.8 |  | 1.2 | 0.1 | N |  |  | Y | Industrial CHP | 7 | T | NG
Solar Photovoltaic.SUN | solar PV | TRUE | 57328 | Shore Point Solar LLC | 57951 | Shore Point Solar | NJ | Monmouth | 1 | Solar Photovoltaic | PV |  | S | 1 |  | 1 | 1 |  | N |  |  | N | IPP Non-CHP | 2 | X | SUN
Natural Gas Internal Combustion Engine.NG | natural gas peaker | FALSE | 59344 | Energy Transfer Field Services LLC | 57952 | Woodall Gas Plant | TX | Hemphill | GEN1 | Natural Gas Internal Combustion Engine | IC |  | S | 1 | 0.9 | 1 | 1 | 0.1 | N |  |  | N | Industrial Non-CHP | 6 | X | NG
Natural Gas Internal Combustion Engine.NG | natural gas peaker | FALSE | 59344 | Energy Transfer Field Services LLC | 57952 | Woodall Gas Plant | TX | Hemphill | GEN2 | Natural Gas Internal Combustion Engine | IC |  | S | 1 | 0.9 | 1 | 1 | 0.1 | N |  |  | N | Industrial Non-CHP | 6 | X | NG
Natural Gas Internal Combustion Engine.NG | natural gas peaker | FALSE | 59344 | Energy Transfer Field Services LLC | 57952 | Woodall Gas Plant | TX | Hemphill | GEN3 | Natural Gas Internal Combustion Engine | IC |  | S | 1 | 0.9 | 1 | 1 | 0.1 | N |  |  | N | Industrial Non-CHP | 6 | X | NG
Natural Gas Fired Combined Cycle.NG | natural gas combined cycle | FALSE | 57332 | Roquette America | 57953 | Roquette America | IA | Lee | GT | Natural Gas Fired Combined Cycle | CT | CGEN | S | 40 | 0.85 | 38 | 40 | 15 | N |  |  | Y | Industrial CHP | 7 | T | NG
Natural Gas Fired Combined Cycle.NG | natural gas combined cycle | FALSE | 57332 | Roquette America | 57953 | Roquette America | IA | Lee | HRSG | Natural Gas Fired Combined Cycle | CA | CGEN | S | 10 | 0.85 | 10 | 10 | 3 | N |  |  | Y | Industrial CHP | 7 | T | NG
Petroleum Coke.PC | petroleum | FALSE | 57332 | Roquette America | 57953 | Roquette America | IA | Lee | ST | Petroleum Coke | ST |  | S | 34.4 | 0.85 | 32 | 32 | 5 | N |  |  | Y | Industrial CHP | 7 | B | PC | BIT
Onshore Wind Turbine.WND | onshore wind | TRUE | 56925 | FPLE Wind, LLC | 57956 | Minco Wind II, LLC | OK | Grady | 1 | Onshore Wind Turbine | WT |  | S | 100.8 |  | 100.8 | 100.8 | 0 | N |  |  | N | IPP Non-CHP | 2 | X | WND
Solar Photovoltaic.SUN | solar PV | TRUE | 49893 | Invenergy Services LLC | 57959 | Desert Green Solar Farm LLC | CA | San Diego | 1 | Solar Photovoltaic | PV |  | S | 6.3 |  | 6.3 | 6.3 |  | N |  |  | N | IPP Non-CHP | 2 | X | SUN
Onshore Wind Turbine.WND | onshore wind | TRUE | 60081 | Coram California Development, L.P. | 57962 | Brookfield Tehachapi 1 | CA | Kern | BT1 | Onshore Wind Turbine | WT |  | W | 102 |  | 102 | 102 | 1 | N |  |  | N | IPP Non-CHP | 2 | X | WND
Onshore Wind Turbine.WND | onshore wind | TRUE | 57333 | Musselshell Wind Project LLC | 57963 | Musselshell Wind Project | MT | Wheatland | MS01 | Onshore Wind Turbine | WT |  | S | 10 |  | 10 | 10 | 0.2 | N |  |  | N | IPP Non-CHP | 2 | X | WND
Onshore Wind Turbine.WND | onshore wind | TRUE | 59050 | Algonquin Power Co | 57964 | Shady Oaks Wind Farm | IL | Lee | 1 | Onshore Wind Turbine | WT |  | S | 109.5 |  | 109.5 | 109.5 | 40 | N |  |  | N | IPP Non-CHP | 2 | X | WND
Onshore Wind Turbine.WND | onshore wind | TRUE | 57338 | Musselshell Wind Project Two LLC | 57965 | Musselshell Wind Project Two LLC | MT | Wheatland | MS02 | Onshore Wind Turbine | WT |  | S | 10 |  | 10 | 10 | 0.2 | N |  |  | N | IPP Non-CHP | 2 | X | WND
Natural Gas Steam Turbine.NG | natural gas steam turbine | FALSE | 57341 | Veolia Energy | 57966 | Southeast Steam Plant | MN | Hennepin | SSP | Natural Gas Steam Turbine | ST |  | S | 13 | 0.9 | 2 | 10 | 2 | N |  |  | Y | Commercial CHP | 5 | B | NG | SUB | DFO
Onshore Wind Turbine.WND | onshore wind | TRUE | 57340 | Cashton Greens Wind Farm LLC | 57968 | Cashton Greens Wind Farm | WI | Monroe | CGWF | Onshore Wind Turbine | WT |  | J | 5 |  | 4.8 | 4.8 | 0.1 | N |  |  | N | IPP Non-CHP | 2 | X | WND
Wood/Wood Waste Biomass.WDS | biomass | TRUE | 57344 | Hampton Lumber Mills - Washington Inc | 57969 | Darrington | WA | Snohomish | GEN1 | Wood/Wood Waste Biomass | ST |  | S | 4.5 | 0.8 | 4.5 | 4.5 | 1 | N |  |  | Y | Industrial CHP | 7 | T | WDS
Solar Photovoltaic.SUN | solar PV | FALSE | 57345 | Butte-Glenn Community College District | 57970 | Butte College Main Campus Solar | CA | Butte | SOL1 | Solar Photovoltaic | PV |  | S | 3.5 |  | 3.6 | 3.5 | 0 | N |  |  | N | Commercial Non-CHP | 4 | X | SUN
Other Waste Biomass.OBG | biomass | TRUE | 16612 | City & County of San Francisco | 57971 | SF Southeast Cogen Plant | CA | San Francisco | COGEN | Other Waste Biomass | IC |  | S | 2.1 | 0.8 | 1.9 | 1.9 | 0.5 | N |  |  | N | Commercial Non-CHP | 4 | X | OBG
Onshore Wind Turbine.WND | onshore wind | TRUE | 57170 | EDF Renewable Asset Holdings, Inc. | 57973 | Spinning Spur Wind LLC | TX | Oldham | GEN1 | Onshore Wind Turbine | WT |  | S | 161 |  | 161 | 161 | 0 | N |  |  | N | IPP Non-CHP | 2 | X | WND
Onshore Wind Turbine.WND | onshore wind | TRUE | 57170 | EDF Renewable Asset Holdings, Inc. | 57974 | Bobcat Bluff Wind Project LLC | TX | Archer | GEN1 | Onshore Wind Turbine | WT |  | S | 161 |  | 161 | 161 | 0 | N |  |  | N | IPP Non-CHP | 2 | X | WND
Onshore Wind Turbine.WND | onshore wind | TRUE | 57170 | EDF Renewable Asset Holdings, Inc. | 57975 | Spearville 3 LLC | KS | Ford | GEN1 | Onshore Wind Turbine | WT |  | S | 108 |  | 108 | 108 | 0 | N |  |  | N | IPP Non-CHP | 2 | X | WND
Onshore Wind Turbine.WND | onshore wind | TRUE | 12341 | MidAmerican Energy Co | 57976 | Pocahontas Prairie Wind Farm | IA | Pocahontas | 1 | Onshore Wind Turbine | WT |  | S | 80 |  | 80 | 80 | 1 | N |  |  | N | Electric Utility | 1 | X | WND
Natural Gas Internal Combustion Engine.NG | natural gas peaker | TRUE | 57353 | Plumas Sierra Rural Electric Coop | 57977 | High Sierra Cogeneration Plant | CA | Lassen | ENG1 | Natural Gas Internal Combustion Engine | IC |  | S | 3 | 0.8 | 2.5 | 2.8 | 1.5 | N |  |  | Y | Electric Utility | 1 | T | NG
Natural Gas Internal Combustion Engine.NG | natural gas peaker | TRUE | 57353 | Plumas Sierra Rural Electric Coop | 57977 | High Sierra Cogeneration Plant | CA | Lassen | ENG2 | Natural Gas Internal Combustion Engine | IC |  | S | 3 | 0.8 | 2.5 | 2.8 | 1.5 | N |  |  | Y | Electric Utility | 1 | T | NG
Natural Gas Fired Combined Cycle.NG | natural gas combined cycle | TRUE | 40613 | Northern California Power Agny | 57978 | Lodi Energy Center | CA | San Joaquin | CT1 | Natural Gas Fired Combined Cycle | CT | CC1 | S | 185 | 0.95 | 162 | 181 | 100 | N |  |  | N | Electric Utility | 1 | X | NG
Natural Gas Fired Combined Cycle.NG | natural gas combined cycle | TRUE | 40613 | Northern California Power Agny | 57978 | Lodi Energy Center | CA | San Joaquin | ST1 | Natural Gas Fired Combined Cycle | CA | CC1 | S | 103.9 | 0.95 | 95 | 96 | 65 | N |  |  | N | Electric Utility | 1 | X | NG
Onshore Wind Turbine.WND | onshore wind | TRUE | 7601 | Green Mountain Power Corp | 57979 | Kingdom Community Wind | VT | Orleans | KCW | Onshore Wind Turbine | WT |  | S | 65 |  | 65 | 65 | 5 | N |  |  | N | Electric Utility | 1 | X | WND
Onshore Wind Turbine.WND | onshore wind | TRUE | 56146 | Black Hills Colorado Electric, LLC | 57980 | Busch Ranch Wind Energy Farm | CO | Huerfano | WTG | Onshore Wind Turbine | WT |  | J | 29 | 0.87 | 29 | 29 | 2 | N |  |  | N | Electric Utility | 1 | X | WND
Onshore Wind Turbine.WND | onshore wind | TRUE | 59050 | Algonquin Power Co | 57981 | Senate Wind LLC | TX | Jack | GEN1 | Onshore Wind Turbine | WT |  | S | 150 |  | 150 | 150 | 40 | N |  |  | N | IPP Non-CHP | 2 | X | WND
Solar Photovoltaic.SUN | solar PV | TRUE | 65432 | CVI CleanCapital Solar 1 LLC | 57982 | Meridian Vineyards | CA | San Luis Obispo | PV-1 | Solar Photovoltaic | PV |  | W | 0.5 |  | 0.5 | 0.5 |  | N |  |  | N | IPP Non-CHP | 2 | X | SUN
Solar Photovoltaic.SUN | solar PV | TRUE | 65432 | CVI CleanCapital Solar 1 LLC | 57982 | Meridian Vineyards | CA | San Luis Obispo | PV-2 | Solar Photovoltaic | PV |  | W | 0.6 |  | 0.6 | 0.6 |  | N |  |  | N | IPP Non-CHP | 2 | X | SUN
Onshore Wind Turbine.WND | onshore wind | TRUE | 57355 | Stephens Ranch Wind Energy LLC | 57983 | Stephens Ranch Wind Energy LLC | TX | Borden | 1 | Onshore Wind Turbine | WT |  | S | 211 |  | 211 | 211 | 1 | N |  |  | N | IPP Non-CHP | 2 | X | WND
Onshore Wind Turbine.WND | onshore wind | TRUE | 57355 | Stephens Ranch Wind Energy LLC | 57983 | Stephens Ranch Wind Energy LLC | TX | Borden | 2 | Onshore Wind Turbine | WT |  | W | 165 |  | 165 | 165 | 1 | N |  |  | N | IPP Non-CHP | 2 | X | WND
Onshore Wind Turbine.WND | onshore wind | TRUE | 4254 | Consumers Energy Co | 57984 | Lake Winds Energy Park | MI | Mason | LWEP | Onshore Wind Turbine | WT |  | S | 100.8 |  | 100.8 | 100.8 | 0 | N |  |  | N | Electric Utility | 1 | X | WND
Solar Photovoltaic.SUN | solar PV | TRUE | 57361 | SunE EPE2, LLC | 57985 | SunE EPE2 LLC | NM | Dona Ana | 1 | Solar Photovoltaic | PV |  | S | 12 |  | 13.6 | 13.6 |  | N |  |  | N | IPP Non-CHP | 2 | X | SUN
Solar Photovoltaic.SUN | solar PV | TRUE | 57360 | SunE EPE1 LLC | 57986 | SunE EPE1 LLC | NM | Dona Ana | 1 | Solar Photovoltaic | PV |  | S | 10 |  | 11.3 | 11.3 |  | N |  |  | N | IPP Non-CHP | 2 | X | SUN
Onshore Wind Turbine.WND | onshore wind | TRUE | 57363 | Canadian Hills Wind LLC | 57987 | Canadian Hills Wind | OK | Canadian | 1 | Onshore Wind Turbine | WT |  | J | 293.7 |  | 293.7 | 293.7 | 0 | N |  |  | N | IPP Non-CHP | 2 | X | WND
Landfill Gas.LFG | natural gas peaker | TRUE | 57362 | Energy 2001 Inc | 57988 | Lincoln Landfill | CA | Placer | GEN 5 | Landfill Gas | IC |  | S | 0.8 | 1 | 0.8 | 0.8 | 0.7 | N |  |  | N | IPP Non-CHP | 2 | X | LFG
Landfill Gas.LFG | natural gas peaker | TRUE | 57362 | Energy 2001 Inc | 57988 | Lincoln Landfill | CA | Placer | GEN 6 | Landfill Gas | IC |  | S | 0.8 | 1 | 0.8 | 0.8 | 0.7 | N |  |  | N | IPP Non-CHP | 2 | X | LFG
Landfill Gas.LFG | natural gas peaker | TRUE | 57362 | Energy 2001 Inc | 57988 | Lincoln Landfill | CA | Placer | GEN1 | Landfill Gas | IC |  | S | 0.8 | 1 | 0.8 | 0.8 | 0.7 | N |  |  | N | IPP Non-CHP | 2 | X | LFG
Landfill Gas.LFG | natural gas peaker | TRUE | 57362 | Energy 2001 Inc | 57988 | Lincoln Landfill | CA | Placer | GEN2 | Landfill Gas | IC |  | S | 0.8 | 1 | 0.8 | 0.8 | 0.7 | N |  |  | N | IPP Non-CHP | 2 | X | LFG
Landfill Gas.LFG | natural gas peaker | TRUE | 57362 | Energy 2001 Inc | 57988 | Lincoln Landfill | CA | Placer | GEN3 | Landfill Gas | IC |  | S | 0.8 | 1 | 0.8 | 0.8 | 0.7 | N |  |  | N | IPP Non-CHP | 2 | X | LFG
Landfill Gas.LFG | natural gas peaker | TRUE | 57362 | Energy 2001 Inc | 57988 | Lincoln Landfill | CA | Placer | GEN4 | Landfill Gas | IC |  | S | 0.8 | 1 | 0.8 | 0.8 | 0.7 | N |  |  | N | IPP Non-CHP | 2 | X | LFG
Solar Photovoltaic.SUN | solar PV | TRUE | 56769 | Consolidated Edison Development Inc. | 57989 | Groveland Solar | MA | Essex | GSMA | Solar Photovoltaic | PV |  | S | 3.2 |  | 3.2 | 3.2 |  | N |  |  | N | IPP Non-CHP | 2 | X | SUN
Solar Photovoltaic.SUN | solar PV | TRUE | 56769 | Consolidated Edison Development Inc. | 57990 | Shrewsbury Solar | MA | Worcester | SSMA | Solar Photovoltaic | PV |  | S | 2.5 |  | 2.5 | 2.5 |  | N |  |  | N | IPP Non-CHP | 2 | X | SUN
Onshore Wind Turbine.WND | onshore wind | TRUE | 65287 | Vitol PA Wind LLC | 57991 | Highland North Wind Farm | PA | Cambria | 1 | Onshore Wind Turbine | WT |  | S | 75 |  | 75 | 75 | 0 | N |  |  | N | IPP Non-CHP | 2 | X | WND
Solar Photovoltaic.SUN | solar PV | TRUE | 57365 | Consolidated Edison Solutions Inc. | 57992 | Boston Scientific Solar | MA | Norfolk | BSMA | Solar Photovoltaic | PV |  | S | 1.1 |  | 1.1 | 1.1 |  | N |  |  | N | IPP Non-CHP | 2 | X | SUN
Solar Photovoltaic.SUN | solar PV | TRUE | 58289 | NextEra Energy Desert Sunlight 300, LLC | 57993 | Desert Sunlight 300, LLC | CA | Riverside | DSL1 | Solar Photovoltaic | PV |  | J | 40.3 |  | 40.3 | 40.3 |  | N |  |  | N | IPP Non-CHP | 2 | X | SUN
Solar Photovoltaic.SUN | solar PV | TRUE | 58289 | NextEra Energy Desert Sunlight 300, LLC | 57993 | Desert Sunlight 300, LLC | CA | Riverside | DSL10 | Solar Photovoltaic | PV |  | J | 30.2 |  | 30.2 | 30.2 |  | N |  |  | N | IPP Non-CHP | 2 | X | SUN
Solar Photovoltaic.SUN | solar PV | TRUE | 58289 | NextEra Energy Desert Sunlight 300, LLC | 57993 | Desert Sunlight 300, LLC | CA | Riverside | DSL11 | Solar Photovoltaic | PV |  | J | 20.2 |  | 20.2 | 20.2 |  | N |  |  | N | IPP Non-CHP | 2 | X | SUN
Solar Photovoltaic.SUN | solar PV | TRUE | 58289 | NextEra Energy Desert Sunlight 300, LLC | 57993 | Desert Sunlight 300, LLC | CA | Riverside | DSL2 | Solar Photovoltaic | PV |  | J | 40.3 |  | 40.3 | 40.3 |  | N |  |  | N | IPP Non-CHP | 2 | X | SUN
Solar Photovoltaic.SUN | solar PV | TRUE | 58289 | NextEra Energy Desert Sunlight 300, LLC | 57993 | Desert Sunlight 300, LLC | CA | Riverside | DSL3 | Solar Photovoltaic | PV |  | J | 40.3 |  | 40.3 | 40.3 |  | N |  |  | N | IPP Non-CHP | 2 | X | SUN
Solar Photovoltaic.SUN | solar PV | TRUE | 58289 | NextEra Energy Desert Sunlight 300, LLC | 57993 | Desert Sunlight 300, LLC | CA | Riverside | DSL4 | Solar Photovoltaic | PV |  | J | 30.2 |  | 30.2 | 30.2 |  | N |  |  | N | IPP Non-CHP | 2 | X | SUN
Solar Photovoltaic.SUN | solar PV | TRUE | 58289 | NextEra Energy Desert Sunlight 300, LLC | 57993 | Desert Sunlight 300, LLC | CA | Riverside | DSL5 | Solar Photovoltaic | PV |  | J | 25.2 |  | 25.2 | 25.2 |  | N |  |  | N | IPP Non-CHP | 2 | X | SUN
Solar Photovoltaic.SUN | solar PV | TRUE | 58289 | NextEra Energy Desert Sunlight 300, LLC | 57993 | Desert Sunlight 300, LLC | CA | Riverside | DSL6 | Solar Photovoltaic | PV |  | J | 25.2 |  | 25.2 | 25.2 |  | N |  |  | N | IPP Non-CHP | 2 | X | SUN
Solar Photovoltaic.SUN | solar PV | TRUE | 58289 | NextEra Energy Desert Sunlight 300, LLC | 57993 | Desert Sunlight 300, LLC | CA | Riverside | DSL7 | Solar Photovoltaic | PV |  | J | 20.2 |  | 20.2 | 20.2 |  | N |  |  | N | IPP Non-CHP | 2 | X | SUN
Solar Photovoltaic.SUN | solar PV | TRUE | 58289 | NextEra Energy Desert Sunlight 300, LLC | 57993 | Desert Sunlight 300, LLC | CA | Riverside | DSL8 | Solar Photovoltaic | PV |  | J | 18.9 |  | 18.9 | 18.9 |  | N |  |  | N | IPP Non-CHP | 2 | X | SUN
Solar Photovoltaic.SUN | solar PV | TRUE | 58289 | NextEra Energy Desert Sunlight 300, LLC | 57993 | Desert Sunlight 300, LLC | CA | Riverside | DSL9 | Solar Photovoltaic | PV |  | J | 22.7 |  | 22.7 | 22.7 |  | N |  |  | N | IPP Non-CHP | 2 | X | SUN
Solar Photovoltaic.SUN | solar PV | FALSE | 57369 | Apple, Inc | 57994 | Apple Data Center PV | NC | Catawba | PV1 | Solar Photovoltaic | PV |  | S | 21 |  | 20 | 16.5 |  | N |  |  | N | Commercial Non-CHP | 4 | X | SUN
Onshore Wind Turbine.WND | onshore wind | TRUE | 57370 | NaturEner Rim Rock Energy LLC | 57995 | NaturEner Rim Rock Energy | MT | Toole | RR | Onshore Wind Turbine | WT |  | S | 189 |  | 184.6 | 184.6 | 0 | N |  |  | N | IPP Non-CHP | 2 | X | WND
Batteries.MWH | battery storage | 0 | 57372 | Auwahi Wind Energy LLC | 57996 | Auwahi Wind Energy Hybrid | HI | Maui | AWEB | Batteries | BA |  | S | 11 |  | 11 | 11 | 0 | N |  |  | N | IPP Non-CHP | 2 | X | MWH
Onshore Wind Turbine.WND | onshore wind | TRUE | 57372 | Auwahi Wind Energy LLC | 57996 | Auwahi Wind Energy Hybrid | HI | Maui | AWET | Onshore Wind Turbine | WT |  | S | 24 |  | 24 | 24 | 0 | N |  |  | N | IPP Non-CHP | 2 | X | WND
Solar Photovoltaic.SUN | solar PV | TRUE | 803 | Arizona Public Service Co | 57997 | Foothills Solar Plant Hybrid | AZ | Yuma | PV1 | Solar Photovoltaic | PV |  | S | 17 |  | 17 | 17 |  | N |  |  | N | Electric Utility | 1 | X | SUN
Solar Photovoltaic.SUN | solar PV | TRUE | 803 | Arizona Public Service Co | 57997 | Foothills Solar Plant Hybrid | AZ | Yuma | PV2 | Solar Photovoltaic | PV |  | S | 18 |  | 18 | 18 |  | N |  |  | N | Electric Utility | 1 | X | SUN
Onshore Wind Turbine.WND | onshore wind | TRUE | 65287 | Vitol PA Wind LLC | 57998 | Twin Ridges Wind Farm | PA | Somerset | 1 | Onshore Wind Turbine | WT |  | S | 139.4 |  | 139.4 | 139.4 | 0 | N |  |  | N | IPP Non-CHP | 2 | X | WND
Onshore Wind Turbine.WND | onshore wind | TRUE | 65287 | Vitol PA Wind LLC | 57999 | Patton Wind Farm | PA | Cambria | 1 | Onshore Wind Turbine | WT |  | S | 30 |  | 30 | 30 | 0 | N |  |  | N | IPP Non-CHP | 2 | X | WND
Onshore Wind Turbine.WND | onshore wind | TRUE | 56215 | RWE Renewables Americas, LLC | 58000 | Anacacho Wind Farm, LLC | TX | Kinney | ANA | Onshore Wind Turbine | WT |  | S | 99.8 |  | 99.8 | 99.8 | 0 | N |  |  | N | IPP Non-CHP | 2 | X | WND
Natural Gas Fired Combined Cycle.NG | natural gas combined cycle | TRUE | 57377 | PPG - O&M Panda Temple Power LLC | 58001 | Panda Temple Power Station | TX | Bell | CTG-1 | Natural Gas Fired Combined Cycle | CT | TMP1 | W | 232 | 0.85 | 232 | 232 | 140 | N |  |  | N | IPP Non-CHP | 2 | X | NG
Natural Gas Fired Combined Cycle.NG | natural gas combined cycle | TRUE | 57377 | PPG - O&M Panda Temple Power LLC | 58001 | Panda Temple Power Station | TX | Bell | CTG-2 | Natural Gas Fired Combined Cycle | CT | TMP1 | W | 232 | 0.85 | 232 | 232 | 140 | N |  |  | N | IPP Non-CHP | 2 | X | NG
Natural Gas Fired Combined Cycle.NG | natural gas combined cycle | TRUE | 57377 | PPG - O&M Panda Temple Power LLC | 58001 | Panda Temple Power Station | TX | Bell | CTG-3 | Natural Gas Fired Combined Cycle | CT | TMP2 | W | 232 | 0.85 | 211 | 230 | 140 | N |  |  | N | IPP Non-CHP | 2 | X | NG
Natural Gas Fired Combined Cycle.NG | natural gas combined cycle | TRUE | 57377 | PPG - O&M Panda Temple Power LLC | 58001 | Panda Temple Power Station | TX | Bell | CTG-4 | Natural Gas Fired Combined Cycle | CT | TMP2 | W | 232 | 0.85 | 211 | 230 | 140 | N |  |  | N | IPP Non-CHP | 2 | X | NG
Natural Gas Fired Combined Cycle.NG | natural gas combined cycle | TRUE | 57377 | PPG - O&M Panda Temple Power LLC | 58001 | Panda Temple Power Station | TX | Bell | STG-1 | Natural Gas Fired Combined Cycle | CA | TMP1 | W | 339.2 | 0.85 | 326 | 326 | 70 | N |  |  | N | IPP Non-CHP | 2 | X | NG
Natural Gas Fired Combined Cycle.NG | natural gas combined cycle | TRUE | 57377 | PPG - O&M Panda Temple Power LLC | 58001 | Panda Temple Power Station | TX | Bell | STG-2 | Natural Gas Fired Combined Cycle | CA | TMP2 | W | 339.2 | 0.85 | 312 | 326 | 70 | N |  |  | N | IPP Non-CHP | 2 | X | NG
Solar Photovoltaic.SUN | solar PV | TRUE | 56769 | Consolidated Edison Development Inc. | 58002 | Alpaugh North | CA | Tulare | SPS | Solar Photovoltaic | PV |  | S | 20 |  | 20 | 20 |  | N |  |  | N | IPP Non-CHP | 2 | X | SUN
Solar Photovoltaic.SUN | solar PV | TRUE | 56769 | Consolidated Edison Development Inc. | 58003 | Alpaugh 50 | CA | Tulare | SPS50 | Solar Photovoltaic | PV |  | S | 50 |  | 50 | 50 |  | N |  |  | N | IPP Non-CHP | 2 | X | SUN
Onshore Wind Turbine.WND | onshore wind | TRUE | 64421 | NexteraEnergy | 58004 | Granite Reliable Power | NH | Coos | 1 | Onshore Wind Turbine | WT |  | J | 99 |  | 99 | 99 | 0.5 | N |  |  | N | IPP Non-CHP | 2 | X | WND
Natural Gas Fired Combined Cycle.NG | natural gas combined cycle | TRUE | 57379 | PPG - O&M Panda Sherman Power LLC | 58005 | Panda Sherman Power Station | TX | Grayson | CTG-1 | Natural Gas Fired Combined Cycle | CT | CC1 | S | 232 | 0.85 | 199 | 224 | 125 | N |  |  | N | IPP Non-CHP | 2 | X | NG
Natural Gas Fired Combined Cycle.NG | natural gas combined cycle | TRUE | 57379 | PPG - O&M Panda Sherman Power LLC | 58005 | Panda Sherman Power Station | TX | Grayson | CTG-2 | Natural Gas Fired Combined Cycle | CT | CC1 | S | 232 | 0.85 | 199 | 224 | 125 | N |  |  | N | IPP Non-CHP | 2 | X | NG
Natural Gas Fired Combined Cycle.NG | natural gas combined cycle | TRUE | 57379 | PPG - O&M Panda Sherman Power LLC | 58005 | Panda Sherman Power Station | TX | Grayson | STG-1 | Natural Gas Fired Combined Cycle | CA | CC1 | S | 339.2 | 0.85 | 287 | 316 | 150 | N |  |  | N | IPP Non-CHP | 2 | X | NG
Solar Photovoltaic.SUN | solar PV | TRUE | 57383 | Wasatch View Solar LLC | 58006 | Salt Palace Solar Gen Plant | UT | Salt Lake | 1 | Solar Photovoltaic | PV |  | S | 0.8 |  | 0.8 | 0.8 |  | N |  |  | N | IPP Non-CHP | 2 | X | SUN
Solar Photovoltaic.SUN | solar PV | TRUE | 57383 | Wasatch View Solar LLC | 58006 | Salt Palace Solar Gen Plant | UT | Salt Lake | 2 | Solar Photovoltaic | PV |  | S | 0.5 |  | 0.5 | 0.5 |  | N |  |  | N | IPP Non-CHP | 2 | X | SUN
Landfill Gas.LFG | natural gas peaker | TRUE | 57384 | Brea Power II | 58007 | Brea Expansion Plant | CA | Orange | G1 | Landfill Gas | CT | CC1 | S | 6.3 | 0.98 | 6.8 | 6.8 | 3.5 | N |  |  | N | IPP Non-CHP | 2 | X | LFG
Landfill Gas.LFG | natural gas peaker | TRUE | 57384 | Brea Power II | 58007 | Brea Expansion Plant | CA | Orange | G2 | Landfill Gas | CT | CC1 | S | 6.3 | 0.98 | 6.8 | 6.8 | 3.5 | N |  |  | N | IPP Non-CHP | 2 | X | LFG
Landfill Gas.LFG | natural gas peaker | TRUE | 57384 | Brea Power II | 58007 | Brea Expansion Plant | CA | Orange | G3 | Landfill Gas | CT | CC1 | S | 6.3 | 0.98 | 6.8 | 6.8 | 3.5 | N |  |  | N | IPP Non-CHP | 2 | X | LFG
Landfill Gas.LFG | natural gas peaker | TRUE | 57384 | Brea Power II | 58007 | Brea Expansion Plant | CA | Orange | G4 | Landfill Gas | CT | CC1 | S | 6.3 | 0.98 | 6.8 | 6.8 | 3.5 | N |  |  | N | IPP Non-CHP | 2 | X | LFG
Landfill Gas.LFG | natural gas peaker | TRUE | 57384 | Brea Power II | 58007 | Brea Expansion Plant | CA | Orange | G5 | Landfill Gas | CA | CC1 | S | 10.5 | 0.98 | 10 | 10 | 4 | N |  |  | N | IPP Non-CHP | 2 | X | LFG
Onshore Wind Turbine.WND | onshore wind | TRUE | 59139 | SunEdison LLC | 58008 | California Ridge Wind Energy LLC | IL | Vermilion | CR | Onshore Wind Turbine | WT |  | S | 217 |  | 200 | 200 | 0 | N |  |  | N | IPP Non-CHP | 2 | X | WND
Solar Photovoltaic.SUN | solar PV | TRUE | 57386 | SunE CPS3 LLC | 58009 | SunE CPS3 LLC | TX | Bexar | 1 | Solar Photovoltaic | PV |  | S | 5.6 |  | 5.6 | 5.6 |  | N |  |  | N | IPP Non-CHP | 2 | X | SUN
Solar Photovoltaic.SUN | solar PV | TRUE | 57386 | SunE CPS3 LLC | 58009 | SunE CPS3 LLC | TX | Bexar | 2 | Solar Photovoltaic | PV |  | S | 5 |  | 5 | 5 |  | N |  |  | N | IPP Non-CHP | 2 | X | SUN
Solar Photovoltaic.SUN | solar PV | TRUE | 57390 | Siemens Government Technologies Inc | 58010 | WSMR I | NM | Dona Ana | WSMR1 | Solar Photovoltaic | PV |  | W | 3.7 |  | 4.1 | 4.1 |  | N |  |  | N | IPP Non-CHP | 2 | X | SUN
Solar Photovoltaic.SUN | solar PV | TRUE | 57390 | Siemens Government Technologies Inc | 58010 | WSMR I | NM | Dona Ana | WSMR2 | Solar Photovoltaic | PV |  | W | 0.4 |  | 0.4 | 0.4 |  | N |  |  | N | IPP Non-CHP | 2 | X | SUN
Solar Photovoltaic.SUN | solar PV | FALSE | 57389 | IKEA Property Inc | 58011 | IKEA Savannah 490 | GA | Chatham | IKEA | Solar Photovoltaic | PV |  | S | 1 |  | 1.2 | 1.2 |  | N |  |  | N | Commercial Non-CHP | 4 | X | SUN
Solar Photovoltaic.SUN | solar PV | FALSE | 57389 | IKEA Property Inc | 58011 | IKEA Savannah 490 | GA | Chatham | PV | Solar Photovoltaic | PV |  | S | 1.2 |  | 1.2 | 1.2 |  | N |  |  | N | Commercial Non-CHP | 4 | X | SUN
Solar Photovoltaic.SUN | solar PV | FALSE | 57389 | IKEA Property Inc | 58012 | IKEA Tampa 042 | FL | Hillsborough | PV | Solar Photovoltaic | PV |  | S | 1 |  | 1 | 1 |  | N |  |  | N | Commercial Non-CHP | 4 | X | SUN
Solar Photovoltaic.SUN | solar PV | FALSE | 57389 | IKEA Property Inc | 58013 | IKEA Round Rock 027 | TX | Williamson | PV | Solar Photovoltaic | PV |  | S | 1.4 |  | 1.3 | 1.3 |  | N |  |  | N | Commercial Non-CHP | 4 | X | SUN
Solar Photovoltaic.SUN | solar PV | FALSE | 57389 | IKEA Property Inc | 58014 | IKEA Perryville 460 | MD | Cecil | PV | Solar Photovoltaic | PV |  | S | 2.1 |  | 2 | 2 |  | N |  |  | N | Commercial Non-CHP | 4 | X | SUN
Solar Photovoltaic.SUN | solar PV | FALSE | 57389 | IKEA Property Inc | 58015 | IKEA College Park 411 | MD | Prince Georges | IKEA | Solar Photovoltaic | PV |  | S | 1 |  | 1 | 1 |  | N |  |  | N | Commercial Non-CHP | 4 | X | SUN
Solar Photovoltaic.SUN | solar PV | FALSE | 57389 | IKEA Property Inc | 58015 | IKEA College Park 411 | MD | Prince Georges | PV | Solar Photovoltaic | PV |  | S | 1 |  | 1 | 1 |  | N |  |  | N | Commercial Non-CHP | 4 | X | SUN
Solar Photovoltaic.SUN | solar PV | FALSE | 57389 | IKEA Property Inc | 58016 | IKEA Westhampton 061 | NJ | Burlington | PV | Solar Photovoltaic | PV |  | S | 1.8 |  | 1.8 | 1.8 |  | N |  |  | N | Commercial Non-CHP | 4 | X | SUN
Solar Photovoltaic.SUN | solar PV | TRUE | 56769 | Consolidated Edison Development Inc. | 58017 | Copper Mountain Solar 2 | NV | Clark | PV01 | Solar Photovoltaic | PV |  | S | 30 |  | 30 | 30 |  | N |  |  | N | IPP Non-CHP | 2 | X | SUN
Solar Photovoltaic.SUN | solar PV | TRUE | 56769 | Consolidated Edison Development Inc. | 58017 | Copper Mountain Solar 2 | NV | Clark | PV02 | Solar Photovoltaic | PV |  | S | 30 |  | 30 | 30 |  | N |  |  | N | IPP Non-CHP | 2 | X | SUN
Solar Photovoltaic.SUN | solar PV | TRUE | 56769 | Consolidated Edison Development Inc. | 58017 | Copper Mountain Solar 2 | NV | Clark | PV03 | Solar Photovoltaic | PV |  | S | 34 |  | 34 | 34 |  | N |  |  | N | IPP Non-CHP | 2 | X | SUN
Solar Photovoltaic.SUN | solar PV | TRUE | 56769 | Consolidated Edison Development Inc. | 58017 | Copper Mountain Solar 2 | NV | Clark | PV04 | Solar Photovoltaic | PV |  | S | 30 |  | 30 | 30 |  | N |  |  | N | IPP Non-CHP | 2 | X | SUN
Solar Photovoltaic.SUN | solar PV | TRUE | 56769 | Consolidated Edison Development Inc. | 58017 | Copper Mountain Solar 2 | NV | Clark | PV05 | Solar Photovoltaic | PV |  | S | 30 |  | 30 | 30 |  | N |  |  | N | IPP Non-CHP | 2 | X | SUN
Onshore Wind Turbine.WND | onshore wind | TRUE | 57395 | Shooting Star Power Partners, LLC | 58018 | Shooting Star | KS | Kiowa | 1 | Onshore Wind Turbine | WT |  | S | 104 |  | 104 | 104 | 0.8 | N |  |  | N | IPP Non-CHP | 2 | X | WND
Onshore Wind Turbine.WND | onshore wind | TRUE | 57396 | High Mesa Energy, LLC | 58019 | High Mesa | ID | Twin Falls | 1 | Onshore Wind Turbine | WT |  | S | 40 |  | 39.9 | 39.9 | 1.2 | N |  |  | N | IPP Non-CHP | 2 | X | WND
Onshore Wind Turbine.WND | onshore wind | TRUE | 57397 | Beebe Renewable Energy, LLC | 58020 | Beebe 1A | MI | Gratiot | 1 | Onshore Wind Turbine | WT |  | S | 81.6 |  | 81.6 | 81.6 | 0.9 | N |  |  | N | IPP Non-CHP | 2 | X | WND
Onshore Wind Turbine.WND | onshore wind | TRUE | 57398 | Whitetail Wind Energy, LLC | 58021 | Whitetail | TX | Webb | 1 | Onshore Wind Turbine | WT |  | S | 92 |  | 91.2 | 91.2 | 0.7 | N |  |  | N | IPP Non-CHP | 2 | X | WND
Geothermal.GEO | geothermal | TRUE | 50147 | US Geothermal Inc. | 58022 | Neal Hot Springs Geothermal Project | OR | Malheur | NHS1 | Geothermal | BT |  | W | 11 | 0.85 | 5.9 | 9.5 | 0.5 | N |  |  | N | IPP Non-CHP | 2 | X | GEO
Geothermal.GEO | geothermal | TRUE | 50147 | US Geothermal Inc. | 58022 | Neal Hot Springs Geothermal Project | OR | Malheur | NHS2 | Geothermal | BT |  | W | 11 | 0.85 | 5.9 | 9.5 | 0.5 | N |  |  | N | IPP Non-CHP | 2 | X | GEO
Geothermal.GEO | geothermal | TRUE | 50147 | US Geothermal Inc. | 58022 | Neal Hot Springs Geothermal Project | OR | Malheur | NHS3 | Geothermal | BT |  | W | 11 | 0.85 | 5.9 | 9.5 | 0.5 | N |  |  | N | IPP Non-CHP | 2 | X | GEO
Landfill Gas.LFG | natural gas peaker | TRUE | 56211 | Evergy Missouri West | 58024 | St Joseph Landfill Generating Station | MO | Buchanan | UNIT1 | Landfill Gas | IC |  | S | 1.6 | 0.8 | 1.5 | 1.5 | 1.2 | N |  |  | N | Electric Utility | 1 | X | LFG
Onshore Wind Turbine.WND | onshore wind | FALSE | 57401 | Mt Wachusett Community College | 58025 | Mt Wachusett Community College | MA | Worcester | WTG1 | Onshore Wind Turbine | WT |  | S | 1.7 |  | 1.7 | 1.7 | 0 | N |  |  | N | Commercial Non-CHP | 4 | X | WND
Onshore Wind Turbine.WND | onshore wind | FALSE | 57401 | Mt Wachusett Community College | 58025 | Mt Wachusett Community College | MA | Worcester | WTG2 | Onshore Wind Turbine | WT |  | S | 1.7 |  | 1.7 | 1.7 | 0 | N |  |  | N | Commercial Non-CHP | 4 | X | WND
Onshore Wind Turbine.WND | onshore wind | TRUE | 57402 | Spruce Mountain Wind LLC | 58026 | Spruce Mountain WInd | ME | Oxford | 1 | Onshore Wind Turbine | WT |  | S | 20 |  | 20 | 20 | 0.5 | N |  |  | N | IPP Non-CHP | 2 | X | WND
Solar Photovoltaic.SUN | solar PV | TRUE | 57403 | SunE CPS2 LLC | 58027 | SunE CPS2 LLC | TX | Bexar | 1 | Solar Photovoltaic | PV |  | S | 10 |  | 9.9 | 9.9 |  | N |  |  | N | IPP Non-CHP | 2 | X | SUN
Solar Photovoltaic.SUN | solar PV | FALSE | 57389 | IKEA Property Inc | 58028 | IKEA Tejon 345 | CA | Kern | PV | Solar Photovoltaic | PV |  | S | 1.5 |  | 1.5 | 1.5 |  | N |  |  | N | Commercial Non-CHP | 4 | X | SUN
Solar Photovoltaic.SUN | solar PV | TRUE | 57311 | Luminace Solar Federal, LLC | 58029 | Constellation New Energy Inc | NJ | Burlington | PV1 | Solar Photovoltaic | PV |  | S | 3.9 |  | 3.9 | 3.9 |  | N |  |  | N | IPP Non-CHP | 2 | X | SUN
Solar Photovoltaic.SUN | solar PV | TRUE | 56990 | NJR Clean Energy Ventures Corporation | 58030 | Reeves Station Rd East | NJ | Burlington | REEVE | Solar Photovoltaic | PV |  | S | 5.5 |  | 5.5 | 5.5 |  | N |  |  | N | IPP Non-CHP | 2 | X | SUN
Solar Photovoltaic.SUN | solar PV | TRUE | 57365 | Consolidated Edison Solutions Inc. | 58032 | Padelford Solar | MA | Bristol | PSMA | Solar Photovoltaic | PV |  | S | 2.2 |  | 2.2 | 2.2 |  | N |  |  | N | IPP Non-CHP | 2 | X | SUN
Solar Photovoltaic.SUN | solar PV | TRUE | 60281 | Altus Power America Management, LLC | 58034 | Nickel 1 Solar Facility | CA | Kern | 1 | Solar Photovoltaic | PV |  | S | 1.5 |  | 1.5 | 1.5 |  | N |  |  | N | IPP Non-CHP | 2 | X | SUN
Offshore Wind Turbine.WND | offshore wind | TRUE | 57406 | Deepwater Wind Block Island LLC | 58035 | Block Island Wind Farm | RI | Washington | BIWF | Offshore Wind Turbine | WS |  | S | 30 |  | 29.3 | 29.3 | 0.1 | N |  |  | N | IPP Non-CHP | 2 | X | WND
Solar Photovoltaic.SUN | solar PV | TRUE | 57407 | Riverside Renewable Energy | 58036 | Riverside Renewable Energy LLC | NJ | Camden | 1 | Solar Photovoltaic | PV |  | S | 7.5 |  | 7.5 | 6 | 7.5 | N |  |  | N | IPP Non-CHP | 2 | X | SUN
Solar Photovoltaic.SUN | solar PV | TRUE | 57408 | Luminace Solar Arizona, LLC | 58037 | Buckeye Union HS District 201 | AZ | Maricopa | PV1 | Solar Photovoltaic | PV |  | S | 3.3 |  | 3.3 | 3.3 |  | N |  |  | N | IPP Non-CHP | 2 | X | SUN
Onshore Wind Turbine.WND | onshore wind | TRUE | 57409 | Buffalo Center Wind LLC | 58038 | Buffalo Center Wind LLC | IA | Mitchell | BCW | Onshore Wind Turbine | WT |  | S | 1.5 |  | 1.5 | 1.5 | 0.1 | N |  |  | N | IPP Non-CHP | 2 | X | WND
Solar Photovoltaic.SUN | solar PV | TRUE | 60898 | Axium US Solar Holdings LLC | 58039 | Axium Modesto Solar | CA | Stanislaus | 1 | Solar Photovoltaic | PV |  | S | 25 |  | 25 | 25 |  | N |  |  | N | IPP Non-CHP | 2 | X | SUN
Solar Photovoltaic.SUN | solar PV | FALSE | 63068 | CVI CleanCapital Solar 4 LLC | 58040 | United Stationers Supply Solar Electric | NJ | Middlesex | SEF-A | Solar Photovoltaic | PV |  | S | 2 |  | 2 | 2 |  | N |  |  | N | Commercial Non-CHP | 4 | X | SUN
Solar Photovoltaic.SUN | solar PV | FALSE | 63068 | CVI CleanCapital Solar 4 LLC | 58040 | United Stationers Supply Solar Electric | NJ | Middlesex | SEF-B | Solar Photovoltaic | PV |  | S | 0.8 |  | 0.8 | 0.8 |  | N |  |  | N | Commercial Non-CHP | 4 | X | SUN
Onshore Wind Turbine.WND | onshore wind | TRUE | 57412 | Chisholm View Wind Project | 58041 | Chisholm View Wind Project | OK | Garfield | 1 | Onshore Wind Turbine | WT |  | S | 235.2 |  | 235.2 | 235.2 | 0.1 | N |  |  | N | IPP Non-CHP | 2 | X | WND
Onshore Wind Turbine.WND | onshore wind | TRUE | 57412 | Chisholm View Wind Project | 58041 | Chisholm View Wind Project | OK | Garfield | 2 | Onshore Wind Turbine | WT |  | S | 64.8 |  | 64.8 | 64.8 | 0.1 | N |  |  | N | IPP Non-CHP | 2 | X | WND
Solar Photovoltaic.SUN | solar PV | TRUE | 65411 | Duke Energy Renewables Services | 58042 | Black Mountain Solar LLC | AZ | Mohave | 1 | Solar Photovoltaic | PV |  | S | 9 |  | 9 | 9 |  | N |  |  | N | IPP Non-CHP | 2 | X | SUN
Petroleum Liquids.DFO | petroleum | FALSE | 57414 | Eli Lilly and Company | 58043 | Lilly Technical Center | IN | Marion | 1 | Petroleum Liquids | IC |  | S | 1 | 0.8 | 1 | 1 | 0.3 | N |  |  | N | Industrial Non-CHP | 6 | X | DFO
Petroleum Liquids.DFO | petroleum | FALSE | 57414 | Eli Lilly and Company | 58043 | Lilly Technical Center | IN | Marion | 2 | Petroleum Liquids | IC |  | S | 1 | 0.8 | 1 | 1 | 0.3 | N |  |  | N | Industrial Non-CHP | 6 | X | DFO
Petroleum Liquids.DFO | petroleum | FALSE | 57414 | Eli Lilly and Company | 58043 | Lilly Technical Center | IN | Marion | 3 | Petroleum Liquids | IC |  | S | 2 | 0.8 | 2 | 2 | 0.6 | N |  |  | N | Industrial Non-CHP | 6 | X | DFO
Petroleum Liquids.DFO | petroleum | FALSE | 57414 | Eli Lilly and Company | 58043 | Lilly Technical Center | IN | Marion | 4 | Petroleum Liquids | IC |  | S | 2 | 0.8 | 2 | 2 | 0.6 | N |  |  | N | Industrial Non-CHP | 6 | X | DFO
Onshore Wind Turbine.WND | onshore wind | TRUE | 57416 | Acciona Energy USA Global, LLC | 58044 | Anchor Wind, LLC | IA | Cedar | GEN1 | Onshore Wind Turbine | WT |  | S | 6 |  | 5.9 | 5.9 | 0 | N |  |  | N | IPP Non-CHP | 2 | X | WND
Onshore Wind Turbine.WND | onshore wind | TRUE | 60025 | Greenbacker Renewable Energy Corporation | 58045 | Community Wind South | MN | Nobles | GEN1 | Onshore Wind Turbine | WT |  | S | 30 |  | 30 | 30 | 0.3 | N |  |  | N | IPP Non-CHP | 2 | X | WND
Petroleum Liquids.DFO | petroleum | FALSE | 57422 | PPG Ind Fiber Glass Prdcts Inc | 58046 | Works 53 | NC | Davidson | 1 | Petroleum Liquids | IC |  | S | 1 | 0.8 | 1 | 1 | 0 | N |  |  | N | Industrial Non-CHP | 6 | X | DFO
Petroleum Liquids.DFO | petroleum | FALSE | 57422 | PPG Ind Fiber Glass Prdcts Inc | 58046 | Works 53 | NC | Davidson | 2 | Petroleum Liquids | IC |  | S | 1.2 | 0.8 | 1.2 | 1.2 | 0 | N |  |  | N | Industrial Non-CHP | 6 | X | DFO
Petroleum Liquids.DFO | petroleum | FALSE | 57422 | PPG Ind Fiber Glass Prdcts Inc | 58046 | Works 53 | NC | Davidson | 3 | Petroleum Liquids | IC |  | S | 0.8 | 0.8 | 0.8 | 0.8 | 0 | N |  |  | N | Industrial Non-CHP | 6 | X | DFO
Petroleum Liquids.DFO | petroleum | FALSE | 57423 | PPG Monroeville Chemicals Center | 58047 | PPG Monroeville Chemicals Center | PA | Allegheny | 2 | Petroleum Liquids | IC |  | S | 0.3 | 0.8 | 0.3 | 0.3 | 0.1 | N |  |  | N | Commercial Non-CHP | 4 | X | DFO
Petroleum Liquids.DFO | petroleum | FALSE | 57423 | PPG Monroeville Chemicals Center | 58047 | PPG Monroeville Chemicals Center | PA | Allegheny | 3 | Petroleum Liquids | IC |  | S | 0.8 | 1 | 0.8 | 0.8 | 0.2 | N |  |  | N | Commercial Non-CHP | 4 | X | DFO
Onshore Wind Turbine.WND | onshore wind | TRUE | 57421 | Chopin Wind, LLC | 58048 | BayWa r.e Mozart LLC | TX | Kent | 1 | Onshore Wind Turbine | WT |  | W | 30 |  | 30 | 30 | 0 | N |  |  | N | IPP Non-CHP | 2 | X | WND
Solar Photovoltaic.SUN | solar PV | FALSE | 57420 | Jordache Enterprises | 58049 | Jordache Enterprises Solar | NJ | Middlesex | PV | Solar Photovoltaic | PV |  | S | 1.3 |  | 1.3 | 1.3 |  | N |  |  | N | Commercial Non-CHP | 4 | X | SUN
Petroleum Liquids.DFO | petroleum | FALSE | 57425 | Vitro Architectural Glass (PA) | 58051 | Vitro Architectural Glass (PA) | PA | Cumberland | L121 | Petroleum Liquids | IC |  | S | 2 | 0.8 | 2 | 2 | 1 | N |  |  | N | Industrial Non-CHP | 6 | X | DFO
Petroleum Liquids.DFO | petroleum | FALSE | 57425 | Vitro Architectural Glass (PA) | 58051 | Vitro Architectural Glass (PA) | PA | Cumberland | L2AE | Petroleum Liquids | IC |  | S | 1.5 | 0.8 | 1.5 | 1.5 | 0.7 | N |  |  | N | Industrial Non-CHP | 6 | X | DFO
Petroleum Liquids.DFO | petroleum | FALSE | 57425 | Vitro Architectural Glass (PA) | 58051 | Vitro Architectural Glass (PA) | PA | Cumberland | L2BW | Petroleum Liquids | IC |  | S | 1.5 | 0.8 | 1.5 | 1.5 | 0.7 | N |  |  | N | Industrial Non-CHP | 6 | X | DFO
Natural Gas Steam Turbine.NG | natural gas steam turbine | FALSE | 57427 | RockTenn-Battle Creek Mill | 58052 | Battle Creek Mill | MI | Calhoun | 1TG | Natural Gas Steam Turbine | ST |  | S | 2 | 0.8 | 0.8 | 1.2 | 0.1 | N |  |  | Y | Industrial CHP | 7 | T | NG | DFO
Natural Gas Steam Turbine.NG | natural gas steam turbine | FALSE | 57427 | RockTenn-Battle Creek Mill | 58052 | Battle Creek Mill | MI | Calhoun | 2TG | Natural Gas Steam Turbine | ST |  | S | 2 | 0.8 | 0.8 | 1.2 | 0.2 | N |  |  | Y | Industrial CHP | 7 | T | NG
Petroleum Liquids.DFO | petroleum | FALSE | 60608 | Vitro Flat Glass LLC | 58053 | Vitro Flat Glass LLC | CA | Fresno | IG#2 | Petroleum Liquids | IC |  | S | 0.9 | 0.9 | 0.7 | 0.7 | 0.3 | N |  |  | N | Industrial Non-CHP | 6 | X | DFO
Petroleum Liquids.DFO | petroleum | FALSE | 60608 | Vitro Flat Glass LLC | 58053 | Vitro Flat Glass LLC | CA | Fresno | OG#1 | Petroleum Liquids | IC |  | S | 1.3 | 0.9 | 1 | 1 | 0.5 | N |  |  | N | Industrial Non-CHP | 6 | X | DFO
Petroleum Liquids.DFO | petroleum | FALSE | 60608 | Vitro Flat Glass LLC | 58053 | Vitro Flat Glass LLC | CA | Fresno | OG#3 | Petroleum Liquids | IC |  | S | 1.1 | 0.9 | 0.9 | 0.9 | 0.4 | N |  |  | N | Industrial Non-CHP | 6 | X | DFO
Wood/Wood Waste Biomass.WDS | biomass | TRUE | 57430 | Berlin Station, LLC | 58054 | Burgess BioPower | NH | Coos | ST01 | Wood/Wood Waste Biomass | ST |  | S | 75 | 0.95 | 67.5 | 67.5 | 52 | N |  |  | N | IPP Non-CHP | 2 | X | WDS
Other Waste Biomass.OBG | biomass | TRUE | 63952 | Irwindale Brew Yard, LLC | 58056 | Irwindale Brew Yard, LLC | CA | Los Angeles | JEN1 | Other Waste Biomass | IC |  | S | 0.5 | 1 | 0.6 | 0.6 | 0.3 | N |  |  | N | Industrial Non-CHP | 6 | X | OBG
Solar Photovoltaic.SUN | solar PV | FALSE | 63952 | Irwindale Brew Yard, LLC | 58056 | Irwindale Brew Yard, LLC | CA | Los Angeles | PV | Solar Photovoltaic | PV |  | S | 2.5 |  | 0.8 | 0.8 |  | N |  |  | N | Industrial Non-CHP | 6 | X | SUN
Natural Gas Fired Combustion Turbine.NG | natural gas peaker | FALSE | 63952 | Irwindale Brew Yard, LLC | 58056 | Irwindale Brew Yard, LLC | CA | Los Angeles | T100 | Natural Gas Fired Combustion Turbine | GT |  | S | 5.2 | 1 | 4.1 | 4.7 | 3 | N |  |  | N | Industrial Non-CHP | 6 | X | NG
Natural Gas Fired Combustion Turbine.NG | natural gas peaker | FALSE | 63952 | Irwindale Brew Yard, LLC | 58056 | Irwindale Brew Yard, LLC | CA | Los Angeles | T200 | Natural Gas Fired Combustion Turbine | GT |  | S | 5.2 | 1 | 4.1 | 4.7 | 3 | N |  |  | N | Industrial Non-CHP | 6 | X | NG
Other Waste Biomass.OBG | biomass | TRUE | 57436 | Molson Coors Shenandoah Brewery | 58057 | Molson Coors Shenandoah Brewery | VA | Rockingham | WWTP | Other Waste Biomass | GT |  | S | 1.4 | 1 | 1.4 | 1.4 | 0.5 | N |  |  | N | Industrial Non-CHP | 6 | X | OBG
Natural Gas Fired Combustion Turbine.NG | natural gas peaker | FALSE | 57438 | Paramount Petroleum Corporation | 58058 | Paramount Refinery | CA | Los Angeles | 1 | Natural Gas Fired Combustion Turbine | GT |  | S | 6.7 | 0.92 | 6.5 | 6.5 | 3 | N |  |  | Y | Industrial CHP | 7 | T | NG
Landfill Gas.LFG | natural gas peaker | TRUE | 55858 | EDL Inc | 58061 | Decatur-Morgan Co LFG Recovery Project | AL | Morgan | 0290 | Landfill Gas | IC |  | S | 0.8 | 1 | 0.8 | 0.8 | 0.6 | N |  |  | N | IPP Non-CHP | 2 | X | LFG
Landfill Gas.LFG | natural gas peaker | TRUE | 55858 | EDL Inc | 58061 | Decatur-Morgan Co LFG Recovery Project | AL | Morgan | 1496 | Landfill Gas | IC |  | S | 0.8 | 1 | 0.8 | 0.8 | 0.6 | N |  |  | N | IPP Non-CHP | 2 | X | LFG
Solar Photovoltaic.SUN | solar PV | TRUE | 9216 | Imperial Irrigation District | 58062 | Imperial Valley Solar Company 1 LLC | CA | Imperial | 0001 | Solar Photovoltaic | PV |  | S | 23 |  | 23 | 23 |  | N |  |  | N | Electric Utility | 1 | X | SUN
Natural Gas Fired Combustion Turbine.NG | natural gas peaker | FALSE | 57440 | SABIC IP Mt. Vernon, LLC | 58063 | SABIC Innovative Plastics Mt. Vernon | IN | Posey | COGN1 | Natural Gas Fired Combustion Turbine | GT |  | S | 108 | 0.85 | 78.6 | 98.5 | 38 | N |  |  | Y | Industrial CHP | 7 | T | NG
Solar Photovoltaic.SUN | solar PV | FALSE | 57441 | MARTA | 58064 | Laredo Bus Facility Solar Canopies | GA | DeKalb | LBFS | Solar Photovoltaic | PV |  | S | 1 |  | 1 | 1 |  | N |  |  | N | Commercial Non-CHP | 4 | X | SUN
Onshore Wind Turbine.WND | onshore wind | TRUE | 57443 | MWRA Charlestown | 58065 | Charlestown Wind Turbine | MA | Suffolk | CWT1 | Onshore Wind Turbine | WT |  | S | 1.5 |  | 1.5 | 1.5 | 0.1 | N |  |  | N | IPP Non-CHP | 2 | X | WND
Natural Gas Steam Turbine.NG | natural gas steam turbine | FALSE | 57442 | PCA, Filer City Mill | 58066 | PCA, Filer City Mill | MI | Manistee | TG2 | Natural Gas Steam Turbine | ST |  | S | 8 | 0.8 | 8 | 8 | 0.5 | N |  |  | Y | Industrial CHP | 7 | T | NG | PUR | OBG
Natural Gas Steam Turbine.NG | natural gas steam turbine | FALSE | 57442 | PCA, Filer City Mill | 58066 | PCA, Filer City Mill | MI | Manistee | TG3 | Natural Gas Steam Turbine | ST |  | S | 11.5 | 0.8 | 11.5 | 11.5 | 2 | N |  |  | Y | Industrial CHP | 7 | T | NG | PUR | OBG
Solar Photovoltaic.SUN | solar PV | TRUE | 57419 | SunE CPS1 LLC | 58068 | SunE CPS1 LLC | TX | Bexar | 1 | Solar Photovoltaic | PV |  | S | 10 |  | 9.9 | 9.9 |  | N |  |  | N | IPP Non-CHP | 2 | X | SUN
Petroleum Coke.PC | petroleum | FALSE | 57445 | Pasadena Refining System Inc | 58069 | PRSI FCC Generator | TX | Harris | 55M1 | Petroleum Coke | ST |  | S | 4.7 | 0.9 | 3 | 3 | 0 | N |  |  | Y | Industrial CHP | 7 | B | PC
Solar Photovoltaic.SUN | solar PV | TRUE | 57446 | FRIT Solar Inc | 58070 | Mercer Mall | NJ | Mercer | 1 | Solar Photovoltaic | PV |  | S | 1.1 |  | 1.1 | 1.1 |  | N |  |  | N | IPP Non-CHP | 2 | X | SUN
Onshore Wind Turbine.WND | onshore wind | TRUE | 56769 | Consolidated Edison Development Inc. | 58071 | Windwalkers LLC | IA | Worth | 1 | Onshore Wind Turbine | WT |  | S | 1.6 |  | 1.6 | 1.6 | 0.5 | N |  |  | N | IPP Non-CHP | 2 | X | WND
Solar Photovoltaic.SUN | solar PV | TRUE | 65432 | CVI CleanCapital Solar 1 LLC | 58073 | SEPV 1 | CA | Los Angeles | SEPV | Solar Photovoltaic | PV |  | W | 2 |  | 2 | 2 |  | N |  |  | N | IPP Non-CHP | 2 | X | SUN
Solar Photovoltaic.SUN | solar PV | TRUE | 65432 | CVI CleanCapital Solar 1 LLC | 58074 | SEPV 2 | CA | San Bernardino | SEPV | Solar Photovoltaic | PV |  | W | 2 |  | 2 | 2 |  | N |  |  | N | IPP Non-CHP | 2 | X | SUN
Natural Gas Fired Combustion Turbine.NG | natural gas peaker | FALSE | 57448 | Frontier El Dorado Refinery LLC | 58075 | El Dorado Refinery | KS | Butler | L3804 | Natural Gas Fired Combustion Turbine | GT |  | S | 38.9 | 1 | 32 | 38 | 20 | N |  |  | Y | Industrial CHP | 7 | T | NG
Solar Photovoltaic.SUN | solar PV | TRUE | 65164 | CleanCapital Holdings | 58076 | Edwards Air Force Base | CA | Kern | 1 | Solar Photovoltaic | PV |  | W | 1 |  | 1 | 1 |  | N |  |  | N | IPP Non-CHP | 2 | X | SUN
Solar Photovoltaic.SUN | solar PV | TRUE | 65164 | CleanCapital Holdings | 58076 | Edwards Air Force Base | CA | Kern | 2 | Solar Photovoltaic | PV |  | W | 1 |  | 1 | 1 |  | N |  |  | N | IPP Non-CHP | 2 | X | SUN
Solar Photovoltaic.SUN | solar PV | TRUE | 65164 | CleanCapital Holdings | 58076 | Edwards Air Force Base | CA | Kern | 3 | Solar Photovoltaic | PV |  | W | 1 |  | 1 | 1 |  | N |  |  | N | IPP Non-CHP | 2 | X | SUN
Onshore Wind Turbine.WND | onshore wind | TRUE | 57451 | Rocky Ridge Wind Project LLC | 58078 | Rocky Ridge Wind Project | OK | Kiowa | GE 1. | Onshore Wind Turbine | WT |  | S | 148.8 |  | 148.8 | 148.8 | 0.1 | N |  |  | N | IPP Non-CHP | 2 | X | WND
Natural Gas Fired Combined Cycle.NG | natural gas combined cycle | TRUE | 57457 | Newark Energy Center, LLC | 58079 | Newark Energy Center | NJ | Essex | GT-1 | Natural Gas Fired Combined Cycle | CT | CCST | W | 225 | 0.85 | 209.3 | 231 | 80 | N |  |  | N | IPP Non-CHP | 2 | X | NG
Natural Gas Fired Combined Cycle.NG | natural gas combined cycle | TRUE | 57457 | Newark Energy Center, LLC | 58079 | Newark Energy Center | NJ | Essex | GT-2 | Natural Gas Fired Combined Cycle | CT | CCST | W | 225 | 0.85 | 210.4 | 231 | 80 | N |  |  | N | IPP Non-CHP | 2 | X | NG
Natural Gas Fired Combined Cycle.NG | natural gas combined cycle | TRUE | 57457 | Newark Energy Center, LLC | 58079 | Newark Energy Center | NJ | Essex | STG-1 | Natural Gas Fired Combined Cycle | CA | CCST | W | 285 | 0.85 | 285.3 | 287.5 | 60 | N |  |  | N | IPP Non-CHP | 2 | X | NG
Onshore Wind Turbine.WND | onshore wind | TRUE | 57460 | NextEra Wolf Ridge LLC | 58080 | Wolf Ridge Wind | TX | Cooke | 1 | Onshore Wind Turbine | WT |  | S | 112.5 |  | 112.5 | 112.5 | 5.6 | N |  |  | N | IPP Non-CHP | 2 | X | WND
Natural Gas Steam Turbine.NG | natural gas steam turbine | FALSE | 57315 | Western Sugar Cooperative | 58081 | Western Sugar Coop- Ft Morgan | CO | Morgan | ATB-2 | Natural Gas Steam Turbine | ST |  | S | 3 | 0.8 | 3 | 3 | 1 | N |  |  | Y | Industrial CHP | 7 | B | NG
Solar Photovoltaic.SUN | solar PV | TRUE | 40577 | American Mun Power-Ohio, Inc | 58082 | AMP Napoleon Solar Facility | OH | Henry | NSF1 | Solar Photovoltaic | PV |  | S | 3.5 |  | 3.5 | 3.5 |  | N |  |  | N | Electric Utility | 1 | X | SUN
Natural Gas Fired Combined Cycle.NG | natural gas combined cycle | FALSE | 57464 | Kimberly-Clark Corporation | 58084 | Kimberly Clark-Unit 1,2,3 | CT | Litchfield | GT100 | Natural Gas Fired Combined Cycle | CT | KCNM | S | 16.1 | 0.8 | 14.5 | 16.1 | 7 | N |  |  | Y | Industrial CHP | 7 | T | NG
Natural Gas Fired Combustion Turbine.NG | natural gas peaker | FALSE | 57464 | Kimberly-Clark Corporation | 58084 | Kimberly Clark-Unit 1,2,3 | CT | Litchfield | GT200 | Natural Gas Fired Combustion Turbine | GT |  | S | 16.1 | 0.8 | 14.5 | 16.1 | 7 | N |  |  | Y | Industrial CHP | 7 | T | NG
Natural Gas Fired Combined Cycle.NG | natural gas combined cycle | FALSE | 57464 | Kimberly-Clark Corporation | 58084 | Kimberly Clark-Unit 1,2,3 | CT | Litchfield | GT300 | Natural Gas Fired Combined Cycle | CA | KCNM | S | 4.1 | 0.85 | 4.1 | 4.1 | 0.4 | N |  |  | Y | Industrial CHP | 7 | B | NG
Petroleum Liquids.DFO | petroleum | FALSE | 57468 | PRC-Desoto Intl Corp./PPG | 58085 | PRC-Desoto Intl/PPG Aerospace | CA | Kern | CATR1 | Petroleum Liquids | IC |  | S | 0.5 | 0.8 | 0.5 | 0.5 | 0.1 | N |  |  | N | Industrial Non-CHP | 6 | X | DFO
Petroleum Liquids.DFO | petroleum | FALSE | 57468 | PRC-Desoto Intl Corp./PPG | 58085 | PRC-Desoto Intl/PPG Aerospace | CA | Kern | CATR2 | Petroleum Liquids | IC |  | S | 1 | 0.8 | 1 | 1 | 0.2 | N |  |  | N | Industrial Non-CHP | 6 | X | DFO
Solar Photovoltaic.SUN | solar PV | TRUE | 60947 | Tesla Inc. | 58086 | Intel Folsom | CA | Sacramento | 1 | Solar Photovoltaic | PV |  | S | 0.5 |  | 0.5 | 0.5 |  | N |  |  | N | IPP Non-CHP | 2 | X | SUN
Solar Photovoltaic.SUN | solar PV | TRUE | 60947 | Tesla Inc. | 58086 | Intel Folsom | CA | Sacramento | 2 | Solar Photovoltaic | PV |  | W | 0.5 |  | 0.5 | 0.5 |  | N |  |  | N | IPP Non-CHP | 2 | X | SUN
Onshore Wind Turbine.WND | onshore wind | TRUE | 49893 | Invenergy Services LLC | 58088 | Stony Creek Wind Farm NY | NY | Wyoming | 1 | Onshore Wind Turbine | WT |  | S | 94.4 |  | 94.4 | 94.4 | 0 | N |  |  | N | IPP Non-CHP | 2 | X | WND
Onshore Wind Turbine.WND | onshore wind | TRUE | 56769 | Consolidated Edison Development Inc. | 58089 | Roeder Family Wind Farm LLC | IA | Worth | 1 | Onshore Wind Turbine | WT |  | S | 1.6 |  | 1.6 | 1.6 | 0.5 | N |  |  | N | IPP Non-CHP | 2 | X | WND
Solar Photovoltaic.SUN | solar PV | FALSE | 63068 | CVI CleanCapital Solar 4 LLC | 58090 | Middlesex Apple Orchard Solar | NJ | Middlesex | SEF-1 | Solar Photovoltaic | PV |  | S | 1.3 |  | 1.3 | 1.3 |  | N |  |  | N | Commercial Non-CHP | 4 | X | SUN
Solar Photovoltaic.SUN | solar PV | FALSE | 63068 | CVI CleanCapital Solar 4 LLC | 58090 | Middlesex Apple Orchard Solar | NJ | Middlesex | SEF-2 | Solar Photovoltaic | PV |  | S | 3.4 |  | 3.4 | 3.4 |  | N |  |  | N | Commercial Non-CHP | 4 | X | SUN
Solar Photovoltaic.SUN | solar PV | TRUE | 60281 | Altus Power America Management, LLC | 58091 | Keystone Solar | PA | Lancaster | KSTN | Solar Photovoltaic | PV |  | S | 5 |  | 5 | 5 |  | N |  |  | N | IPP Non-CHP | 2 | X | SUN
Solar Photovoltaic.SUN | solar PV | TRUE | 57474 | Bed Bath & Beyond | 58093 | BBB Corporate Headquarters | NJ | Union | HQNJ | Solar Photovoltaic | PV |  | S | 1 |  | 1 | 1 |  | N |  |  | N | IPP Non-CHP | 2 | X | SUN
Solar Photovoltaic.SUN | solar PV | TRUE | 57474 | Bed Bath & Beyond | 58094 | Christmas Tree Shops DC Burlington NJ | NJ | Burlington | FINJ | Solar Photovoltaic | PV |  | S | 2.1 |  | 2.1 | 2.1 |  | N |  |  | N | IPP Non-CHP | 2 | X | SUN
Solar Photovoltaic.SUN | solar PV | TRUE | 57474 | Bed Bath & Beyond | 58095 | Harmon DC Totowa NJ | NJ | Passaic | TONJ | Solar Photovoltaic | PV |  | S | 1.5 |  | 1.5 | 1.5 |  | N |  |  | N | IPP Non-CHP | 2 | X | SUN
Solar Photovoltaic.SUN | solar PV | FALSE | 57474 | Bed Bath & Beyond | 58096 | Bed Bath & Beyond DC Port Reading NJ | NJ | Middlesex | PTNJ | Solar Photovoltaic | PV |  | S | 1.8 |  | 1.8 | 1.8 |  | N |  |  | N | Commercial Non-CHP | 4 | X | SUN
Solar Photovoltaic.SUN | solar PV | TRUE | 60281 | Altus Power America Management, LLC | 58097 | Green Meadows | MA | Barnstable | 1 | Solar Photovoltaic | PV |  | S | 3.5 |  | 3.5 | 3.5 |  | N |  |  | N | IPP Non-CHP | 2 | X | SUN
Onshore Wind Turbine.WND | onshore wind | TRUE | 15399 | Avangrid Renewables LLC | 58098 | El Cabo Wind | NM | Torrance | 1 | Onshore Wind Turbine | WT |  | S | 298 |  | 298 | 298 | 0 | N |  |  | N | IPP Non-CHP | 2 | X | WND
Onshore Wind Turbine.WND | onshore wind | TRUE | 15399 | Avangrid Renewables LLC | 58099 | Montague Wind Power Facility LLC | OR | Gilliam | 1 | Onshore Wind Turbine | WT |  | S | 200 |  | 200 | 200 | 0 | N |  |  | N | IPP Non-CHP | 2 | X | WND
Natural Gas Fired Combustion Turbine.NG | natural gas peaker | FALSE | 57477 | Kern Oil & Refining Co | 58100 | Kern Oil & Refining Co | CA | Kern | 5900 | Natural Gas Fired Combustion Turbine | GT |  | S | 4.5 | 0.8 | 4.9 | 4.9 | 0 | N |  |  | N | Industrial Non-CHP | 6 | X | NG
Onshore Wind Turbine.WND | onshore wind | TRUE | 57476 | Foundation CA Fund VI Manager LLC | 58101 | Foundation Cemex River Plant | CA | San Bernardino | WTG1 | Onshore Wind Turbine | WT |  | W | 1.6 |  | 1.6 | 1.6 | 0.1 | N |  |  | N | IPP Non-CHP | 2 | X | WND
Onshore Wind Turbine.WND | onshore wind | TRUE | 57476 | Foundation CA Fund VI Manager LLC | 58101 | Foundation Cemex River Plant | CA | San Bernardino | WTG2 | Onshore Wind Turbine | WT |  | W | 1.6 |  | 1.6 | 1.6 | 0.1 | N |  |  | N | IPP Non-CHP | 2 | X | WND
Onshore Wind Turbine.WND | onshore wind | TRUE | 57476 | Foundation CA Fund VI Manager LLC | 58102 | Foundation Cemex BMQ | CA | San Bernardino | WTG1 | Onshore Wind Turbine | WT |  | W | 1.5 |  | 1.5 | 1.5 | 0.1 | N |  |  | N | IPP Non-CHP | 2 | X | WND
Onshore Wind Turbine.WND | onshore wind | TRUE | 57476 | Foundation CA Fund VI Manager LLC | 58102 | Foundation Cemex BMQ | CA | San Bernardino | WTG2 | Onshore Wind Turbine | WT |  | W | 1.5 |  | 1.5 | 1.5 | 0.1 | N |  |  | N | IPP Non-CHP | 2 | X | WND
Onshore Wind Turbine.WND | onshore wind | TRUE | 64331 | DTE Sustainable Generation | 58103 | Heritage Garden Wind Farm I LLC | MI | Delta | 1 | Onshore Wind Turbine | WT |  | S | 28 |  | 28 | 28 | 0 | N |  |  | N | IPP Non-CHP | 2 | X | WND
Onshore Wind Turbine.WND | onshore wind | FALSE | 57476 | Foundation CA Fund VI Manager LLC | 58104 | Foundation Superior Farms | CA | Solano | WTG1 | Onshore Wind Turbine | WT |  | W | 1 |  | 1 | 1 | 0.1 | N |  |  | N | Industrial Non-CHP | 6 | X | WND
Onshore Wind Turbine.WND | onshore wind | FALSE | 57476 | Foundation CA Fund VI Manager LLC | 58105 | Foundation Wal-Mart Red Bluff | CA | Tehama | WTG1 | Onshore Wind Turbine | WT |  | W | 1 |  | 1 | 1 | 0.1 | N |  |  | N | Commercial Non-CHP | 4 | X | WND
Onshore Wind Turbine.WND | onshore wind | TRUE | 57075 | Ridgeline Energy LLC | 58106 | Meadow Creek Project Company | ID | Bonneville | MCPC | Onshore Wind Turbine | WT |  | S | 119.7 |  | 115.8 | 115.8 | 0 | N |  |  | N | IPP Non-CHP | 2 | X | WND
Wood/Wood Waste Biomass.BLQ | biomass | TRUE | 57481 | Red River Mill Intl Paper Company | 58108 | International Paper Red River Mill | LA | Natchitoches | 3 T-G | Wood/Wood Waste Biomass | ST |  | S | 78.8 | 0.85 | 55 | 62 | 5 | N |  |  | Y | Industrial CHP | 7 | T | BLQ | WDS | NG
Wood/Wood Waste Biomass.BLQ | biomass | TRUE | 57492 | Georgia-Pacific Toledo LLC | 58109 | Georgia-Pacific Toledo Mill | OR | Lincoln | TG2 | Wood/Wood Waste Biomass | ST |  | S | 18.8 | 0.97 | 13.4 | 13.4 | 2 | N |  |  | Y | Industrial CHP | 7 | T | BLQ | NG
Other Natural Gas.NG | natural gas peaker | TRUE | 57485 | Diamond State Generation Partners, LLC | 58110 | Brookside Newark | DE | New Castle | BRK | Other Natural Gas | FC |  | S | 2.6 |  | 2.6 | 2.6 | 1 | N |  |  | N | IPP Non-CHP | 2 | X | NG
Onshore Wind Turbine.WND | onshore wind | TRUE | 59870 | Bishop Hill Energy II, LLC | 58111 | Bishop Hill II Wind Farm | IL | Henry | 1 | Onshore Wind Turbine | WT |  | S | 81 |  | 81 | 81 | 1 | N |  |  | N | IPP Non-CHP | 2 | X | WND
Onshore Wind Turbine.WND | onshore wind | TRUE | 57484 | Foundation CA Fund V Manager, LLC | 58112 | Foundation Cemex Madison | CA | Yolo | WTG1 | Onshore Wind Turbine | WT |  | W | 1 |  | 1 | 1 | 0.1 | N |  |  | N | IPP Non-CHP | 2 | X | WND
Onshore Wind Turbine.WND | onshore wind | TRUE | 57484 | Foundation CA Fund V Manager, LLC | 58113 | Foundation RRM | CA | Riverside | WTG1 | Onshore Wind Turbine | WT |  | W | 1 |  | 1 | 1 | 0.1 | N |  |  | N | IPP Non-CHP | 2 | X | WND
Onshore Wind Turbine.WND | onshore wind | TRUE | 57484 | Foundation CA Fund V Manager, LLC | 58113 | Foundation RRM | CA | Riverside | WTG2 | Onshore Wind Turbine | WT |  | W | 1 |  | 1 | 1 | 0.1 | N |  |  | N | IPP Non-CHP | 2 | X | WND
Onshore Wind Turbine.WND | onshore wind | TRUE | 57484 | Foundation CA Fund V Manager, LLC | 58114 | Foundation NWNA | CA | Riverside | WTG1 | Onshore Wind Turbine | WT |  | W | 1.6 |  | 1.6 | 1.6 | 0.1 | N |  |  | N | IPP Non-CHP | 2 | X | WND
Onshore Wind Turbine.WND | onshore wind | TRUE | 57484 | Foundation CA Fund V Manager, LLC | 58114 | Foundation NWNA | CA | Riverside | WTG2 | Onshore Wind Turbine | WT |  | W | 1.6 |  | 1.6 | 1.6 | 0.1 | N |  |  | N | IPP Non-CHP | 2 | X | WND
Onshore Wind Turbine.WND | onshore wind | TRUE | 57484 | Foundation CA Fund V Manager, LLC | 58114 | Foundation NWNA | CA | Riverside | WTG3 | Onshore Wind Turbine | WT |  | W | 1.9 |  | 1.9 | 1.9 | 0.1 | N |  |  | N | IPP Non-CHP | 2 | X | WND
Natural Gas Internal Combustion Engine.NG | natural gas peaker | FALSE | 60642 | Dunn Paper East Hartford, LLC | 58116 | Cellu Tissue | CT | Hartford | GEN1 | Natural Gas Internal Combustion Engine | IC |  | S | 3 | 0.8 | 2.5 | 2.5 | 1.5 | N |  |  | N | Industrial Non-CHP | 6 | X | NG
Natural Gas Internal Combustion Engine.NG | natural gas peaker | TRUE | 57494 | TDX North Slope Generating Inc. | 58117 | TNSG South Plant | AK | North Slope | 1A | Natural Gas Internal Combustion Engine | IC |  | S | 1.4 | 0.8 | 1.3 | 1.3 | 0 | N |  |  | N | Electric Utility | 1 | X | NG
Natural Gas Internal Combustion Engine.NG | natural gas peaker | TRUE | 57494 | TDX North Slope Generating Inc. | 58117 | TNSG South Plant | AK | North Slope | 2 | Natural Gas Internal Combustion Engine | IC |  | S | 0.8 | 0.8 | 0.8 | 0.8 | 0 | N |  |  | N | Electric Utility | 1 | X | NG
Natural Gas Internal Combustion Engine.NG | natural gas peaker | TRUE | 57494 | TDX North Slope Generating Inc. | 58117 | TNSG South Plant | AK | North Slope | 3 | Natural Gas Internal Combustion Engine | IC |  | S | 0.8 | 0.8 | 0.8 | 0.8 | 0 | N |  |  | N | Electric Utility | 1 | X | NG
Natural Gas Internal Combustion Engine.NG | natural gas peaker | TRUE | 57494 | TDX North Slope Generating Inc. | 58117 | TNSG South Plant | AK | North Slope | 4A | Natural Gas Internal Combustion Engine | IC |  | S | 1.4 | 0.8 | 1.3 | 1.3 | 0 | N |  |  | N | Electric Utility | 1 | X | NG
Natural Gas Internal Combustion Engine.NG | natural gas peaker | TRUE | 57494 | TDX North Slope Generating Inc. | 58117 | TNSG South Plant | AK | North Slope | 6 | Natural Gas Internal Combustion Engine | IC |  | S | 3.4 | 0.8 | 3 | 3 | 0 | N |  |  | N | Electric Utility | 1 | X | NG
Solar Photovoltaic.SUN | solar PV | TRUE | 65432 | CVI CleanCapital Solar 1 LLC | 58118 | La Joya Del Sol | CA | Fresno | JDS1 | Solar Photovoltaic | PV |  | S | 1.5 |  | 1.5 | 1.5 |  | N |  |  | N | IPP Non-CHP | 2 | X | SUN
Solar Photovoltaic.SUN | solar PV | TRUE | 62034 | Depot Park Solar Farm | 58119 | Depot Park Solar System | CA | Sacramento | DPSS | Solar Photovoltaic | PV |  | S | 3 |  | 3 | 3 |  | N |  |  | N | IPP Non-CHP | 2 | X | SUN
Onshore Wind Turbine.WND | onshore wind | TRUE | 5109 | DTE Electric Company | 58121 | Echo Wind Park | MI | Huron | GEN1 | Onshore Wind Turbine | WT |  | S | 49.6 |  | 49.6 | 49.6 | 5 | N |  |  | N | Electric Utility | 1 | X | WND
Onshore Wind Turbine.WND | onshore wind | TRUE | 5109 | DTE Electric Company | 58121 | Echo Wind Park | MI | Huron | GEN2 | Onshore Wind Turbine | WT |  | S | 62.4 |  | 62.4 | 62.4 | 5 | N |  |  | N | Electric Utility | 1 | X | WND
Onshore Wind Turbine.WND | onshore wind | TRUE | 5109 | DTE Electric Company | 58121 | Echo Wind Park | MI | Huron | GEN3 | Onshore Wind Turbine | WT |  | S | 50 |  | 50 | 50 | 5 | N |  |  | N | Electric Utility | 1 | X | WND
Natural Gas Fired Combustion Turbine.NG | natural gas peaker | TRUE | 20323 | Wellhead Services, Inc | 58122 | Delano Energy Center | CA | Tulare | GEN1 | Natural Gas Fired Combustion Turbine | GT |  | J | 60.5 | 0.85 | 60.5 | 60.5 | 16 | N |  |  | N | IPP Non-CHP | 2 | X | NG
Solar Photovoltaic.SUN | solar PV | TRUE | 56990 | NJR Clean Energy Ventures Corporation | 58123 | Wakefern Food Corp | NJ | Middlesex | 1 | Solar Photovoltaic | PV |  | S | 2 |  | 2 | 2 |  | N |  |  | N | IPP Non-CHP | 2 | X | SUN
Wood/Wood Waste Biomass.WDS | biomass | TRUE | 20847 | Wisconsin Electric Power Co | 58124 | Rothschild Biomass Cogen Facility | WI | Marathon | 1 | Wood/Wood Waste Biomass | ST |  | S | 57.5 | 0.85 | 46.6 | 46.8 | 15 | N |  |  | Y | Electric Utility | 1 | T | WDS | NG
Petroleum Liquids.DFO | petroleum | TRUE | 17718 | Southwestern Public Service Co | 58125 | Quay County | NM | Quay | 1 | Petroleum Liquids | GT |  | S | 27 | 0.85 | 17 | 23 | 10 | N | 12 | 2034 | N | Electric Utility | 1 | X | DFO
Onshore Wind Turbine.WND | onshore wind | TRUE | 57503 | Limon | 58126 | Limon Wind I | CO | Lincoln | 1 | Onshore Wind Turbine | WT |  | S | 200 |  | 200 | 200 | 7 | N |  |  | N | IPP Non-CHP | 2 | X | WND
Onshore Wind Turbine.WND | onshore wind | TRUE | 57503 | Limon | 58127 | Limon Wind II | CO | Lincoln | 1 | Onshore Wind Turbine | WT |  | S | 200 |  | 200 | 200 | 200 | N |  |  | N | IPP Non-CHP | 2 | X | WND
Other Natural Gas.NG | natural gas peaker | TRUE | 56778 | Bloom Energy 2009 PPA | 58128 | Kaiser Downey | CA | Los Angeles | KRSO1 | Other Natural Gas | FC |  | S | 0.2 |  | 0.2 | 0.2 | 0.2 | N |  |  | N | IPP Non-CHP | 2 | X | NG | LFG
Other Natural Gas.NG | natural gas peaker | TRUE | 56778 | Bloom Energy 2009 PPA | 58128 | Kaiser Downey | CA | Los Angeles | KRSO2 | Other Natural Gas | FC |  | S | 0.2 |  | 0.2 | 0.2 | 0.2 | N |  |  | N | IPP Non-CHP | 2 | X | NG | LFG
Other Natural Gas.NG | natural gas peaker | TRUE | 56778 | Bloom Energy 2009 PPA | 58128 | Kaiser Downey | CA | Los Angeles | KRSO3 | Other Natural Gas | FC |  | S | 0.2 |  | 0.2 | 0.2 | 0.2 | N |  |  | N | IPP Non-CHP | 2 | X | NG | LFG
Other Natural Gas.NG | natural gas peaker | TRUE | 56778 | Bloom Energy 2009 PPA | 58128 | Kaiser Downey | CA | Los Angeles | KRSO4 | Other Natural Gas | FC |  | S | 0.2 |  | 0.2 | 0.2 | 0.2 | N |  |  | N | IPP Non-CHP | 2 | X | NG | LFG
Other Natural Gas.NG | natural gas peaker | TRUE | 56778 | Bloom Energy 2009 PPA | 58128 | Kaiser Downey | CA | Los Angeles | KRSO5 | Other Natural Gas | FC |  | S | 0.2 |  | 0.2 | 0.2 | 0.2 | N |  |  | N | IPP Non-CHP | 2 | X | NG | LFG
Other Waste Biomass.OBG | biomass | TRUE | 58081 | Blue Mountain Biogas LLC | 58130 | Blue Mountain Biogas | UT | Beaver | BMB N | Other Waste Biomass | IC |  | S | 1.6 | 0.95 | 1.5 | 1.5 | 0.8 | N |  |  | N | IPP Non-CHP | 2 | X | OBG
Other Waste Biomass.OBG | biomass | TRUE | 58081 | Blue Mountain Biogas LLC | 58130 | Blue Mountain Biogas | UT | Beaver | BMB S | Other Waste Biomass | IC |  | S | 1.6 | 0.95 | 1.5 | 1.5 | 0.8 | N |  |  | N | IPP Non-CHP | 2 | X | OBG
Solar Photovoltaic.SUN | solar PV | TRUE | 58083 | Outback Solar, LLC | 58131 | Outback Solar At Christmas Valley | OR | Lake | PV1 | Solar Photovoltaic | PV |  | S | 4.4 |  | 4.4 | 4.4 |  | N |  |  | N | IPP Non-CHP | 2 | X | SUN
Other Natural Gas.NG | natural gas peaker | TRUE | 56778 | Bloom Energy 2009 PPA | 58132 | Kaiser Ontario | CA | San Bernardino | KSRO1 | Other Natural Gas | FC |  | S | 0.2 |  | 0.2 | 0.2 | 0.2 | N |  |  | N | IPP Non-CHP | 2 | X | NG | OBG
Other Natural Gas.NG | natural gas peaker | TRUE | 56778 | Bloom Energy 2009 PPA | 58132 | Kaiser Ontario | CA | San Bernardino | KSRO2 | Other Natural Gas | FC |  | S | 0.2 |  | 0.2 | 0.2 | 0.2 | N |  |  | N | IPP Non-CHP | 2 | X | NG | OBG
Other Natural Gas.NG | natural gas peaker | TRUE | 56778 | Bloom Energy 2009 PPA | 58132 | Kaiser Ontario | CA | San Bernardino | KSRO3 | Other Natural Gas | FC |  | S | 0.2 |  | 0.2 | 0.2 | 0.2 | N |  |  | N | IPP Non-CHP | 2 | X | NG | OBG
Other Natural Gas.NG | natural gas peaker | TRUE | 56778 | Bloom Energy 2009 PPA | 58132 | Kaiser Ontario | CA | San Bernardino | KSRO4 | Other Natural Gas | FC |  | S | 0.2 |  | 0.2 | 0.2 | 0.2 | N |  |  | N | IPP Non-CHP | 2 | X | NG | OBG
Other Natural Gas.NG | natural gas peaker | TRUE | 56778 | Bloom Energy 2009 PPA | 58132 | Kaiser Ontario | CA | San Bernardino | KSRO5 | Other Natural Gas | FC |  | S | 0.2 |  | 0.2 | 0.2 | 0.2 | N |  |  | N | IPP Non-CHP | 2 | X | NG | OBG
Solar Photovoltaic.SUN | solar PV | FALSE | 64252 | Oberlin College | 58134 | Oberlin Spear Point Solar One | OH | Lorain | OSSO | Solar Photovoltaic | PV |  | S | 2 |  | 2 | 2 |  | N |  |  | N | Commercial Non-CHP | 4 | X | SUN
Solar Photovoltaic.SUN | solar PV | TRUE | 65411 | Duke Energy Renewables Services | 58135 | Washington White Post Solar LLC | NC | Beaufort | 1 | Solar Photovoltaic | PV |  | S | 12.4 |  | 12.4 | 12.4 |  | N |  |  | N | IPP Non-CHP | 2 | X | SUN
Natural Gas Fired Combustion Turbine.NG | natural gas peaker | FALSE | 58089 | Adkins Energy LLC | 58136 | Adkins Energy LLC | IL | Stephenson | S5MW | Natural Gas Fired Combustion Turbine | GT |  | S | 5 | 0.8 | 4 | 5 | 3 | N |  |  | Y | Industrial CHP | 7 | T | NG
Natural Gas Steam Turbine.NG | natural gas steam turbine | FALSE | 58089 | Adkins Energy LLC | 58136 | Adkins Energy LLC | IL | Stephenson | ST2MW | Natural Gas Steam Turbine | ST |  | S | 1.8 | 0.85 | 1.8 | 1.8 | 0.5 | N |  |  | N | Industrial CHP | 7 | X | NG
Onshore Wind Turbine.WND | onshore wind | TRUE | 58090 | NextEra Energy Resources Ensign Wind | 58137 | Ensign Wind LLC | KS | Gray | 1 | Onshore Wind Turbine | WT |  | S | 98.9 |  | 98.9 | 98.9 | 4.9 | N |  |  | N | IPP Non-CHP | 2 | X | WND
Natural Gas Fired Combustion Turbine.NG | natural gas peaker | FALSE | 58093 | Otter Creek Ethanol LLC - Poet Ashton | 58138 | Otter Creek Ethanol Poet - Ashton | IA | Osceola | 1 | Natural Gas Fired Combustion Turbine | GT |  | S | 7.5 | 0.96 | 5.5 | 9 | 3 | N |  |  | Y | Industrial CHP | 7 | T | NG
Natural Gas Fired Combustion Turbine.NG | natural gas peaker | FALSE | 19663 | Utah State University | 58139 | Central Energy Plant USU | UT | Cache | TURBI | Natural Gas Fired Combustion Turbine | GT |  | S | 5 | 0.975 | 4.4 | 4.6 | 0.2 | N |  |  | N | Commercial Non-CHP | 4 | X | NG | DFO
Natural Gas Fired Combustion Turbine.NG | natural gas peaker | FALSE | 58097 | Kent State University | 58140 | Summit Street Power Plant | OH | Portage | GT-1 | Natural Gas Fired Combustion Turbine | GT |  | S | 5.7 | 0.8 | 4.9 | 5.6 | 0 | N |  |  | Y | Commercial CHP | 5 | T | NG | DFO
Natural Gas Fired Combustion Turbine.NG | natural gas peaker | FALSE | 58097 | Kent State University | 58140 | Summit Street Power Plant | OH | Portage | GT-2 | Natural Gas Fired Combustion Turbine | GT |  | S | 7.5 | 0.8 | 6.9 | 7.7 | 0 | N |  |  | Y | Commercial CHP | 5 | T | NG
Onshore Wind Turbine.WND | onshore wind | TRUE | 15399 | Avangrid Renewables LLC | 58141 | Groton Wind LLC | NH | Grafton | 1 | Onshore Wind Turbine | WT |  | S | 48 |  | 48 | 48 | 0 | N |  |  | N | IPP Non-CHP | 2 | X | WND
Solar Photovoltaic.SUN | solar PV | TRUE | 65432 | CVI CleanCapital Solar 1 LLC | 58144 | SVEP Solar Project Company | VT | Bennington | SVEP1 | Solar Photovoltaic | PV |  | S | 2 |  | 2 | 2 |  | N |  |  | N | IPP Non-CHP | 2 | X | SUN
Solar Photovoltaic.SUN | solar PV | TRUE | 65432 | CVI CleanCapital Solar 1 LLC | 58145 | Williamstown Solar | VT | Orange | WTS_1 | Solar Photovoltaic | PV |  | S | 2 |  | 2 | 2 |  | N |  |  | N | IPP Non-CHP | 2 | X | SUN
All Other.PUR | other | FALSE | 58103 | Twin Rivers Paper Co LLC | 58146 | Twin Rivers Paper Co LLC | ME | Aroostook | GEN5 | All Other | ST |  | S | 22 | 0.85 | 22 | 22 | 6 | N |  |  | Y | Industrial CHP | 7 | T | PUR
Solar Photovoltaic.SUN | solar PV | TRUE | 58108 | SunE AZ1, LLC | 58147 | Prescott Solar Plant | AZ | Yavapai | PV1 | Solar Photovoltaic | PV |  | W | 10.8 |  | 10.8 | 10.8 |  | N |  |  | N | IPP Non-CHP | 2 | X | SUN
Solar Photovoltaic.SUN | solar PV | TRUE | 58111 | RE Kansas South LLC | 58148 | RE Kansas South LLC | CA | Kings | KS | Solar Photovoltaic | PV |  | S | 20 |  | 20 | 20 |  | N |  |  | N | IPP Non-CHP | 2 | X | SUN
Solar Photovoltaic.SUN | solar PV | TRUE | 58112 | TA-High Desert LLC | 58149 | TA-High Desert LLC | CA | Los Angeles | TAHD | Solar Photovoltaic | PV |  | S | 20 |  | 20 | 20 |  | N |  |  | N | IPP Non-CHP | 2 | X | SUN
Solar Photovoltaic.SUN | solar PV | TRUE | 14354 | PacifiCorp | 58150 | Black Cap Solar Plant | OR | Lake | 1 | Solar Photovoltaic | PV |  | S | 2 |  | 2 | 2 |  | N |  |  | N | Electric Utility | 1 | X | SUN
Natural Gas Fired Combined Cycle.NG | natural gas combined cycle | FALSE | 58113 | Texas A&M, Utilities & Energy Services | 58151 | Central Utility Plant - Texas A&M | TX | Brazos | GTG01 | Natural Gas Fired Combined Cycle | CT | UES1 | S | 34.1 | 0.85 | 32.4 | 34.1 | 27 | N |  |  | Y | Commercial CHP | 5 | T | NG
Natural Gas Fired Combined Cycle.NG | natural gas combined cycle | FALSE | 58113 | Texas A&M, Utilities & Energy Services | 58151 | Central Utility Plant - Texas A&M | TX | Brazos | STG02 | Natural Gas Fired Combined Cycle | CA | UES1 | S | 11 | 0.85 | 11 | 11 | 0.5 | N |  |  | Y | Commercial CHP | 5 | T | NG | DFO
Natural Gas Fired Combustion Turbine.NG | natural gas peaker | FALSE | 58120 | Danbury Hospital | 58152 | Danbury Hospital Cogen Plant | CT | Fairfield | GEN1 | Natural Gas Fired Combustion Turbine | GT |  | S | 4.3 | 0.8 | 3.8 | 3.8 | 1 | N |  |  | Y | Commercial CHP | 5 | T | NG
Natural Gas Fired Combustion Turbine.NG | natural gas peaker | FALSE | 58122 | Eastern Maine Medical Center | 58153 | Eastern Maine Medical Center | ME | Penobscot | COGE | Natural Gas Fired Combustion Turbine | GT |  | S | 3.8 | 0.8 | 3.8 | 5 | 0.2 | N |  |  | Y | Commercial CHP | 5 | T | NG | DFO
Onshore Wind Turbine.WND | onshore wind | TRUE | 58121 | North Sky River Energy LLC | 58154 | North Sky River Energy LLC | CA | Kern | GEN1 | Onshore Wind Turbine | WT |  | S | 162 |  | 162 | 162 | 8 | N |  |  | N | IPP Non-CHP | 2 | X | WND
Onshore Wind Turbine.WND | onshore wind | TRUE | 58132 | Perrin Ranch Wind LLC | 58155 | Perrin Ranch Wind LLC | AZ | Coconino | GEN1 | Onshore Wind Turbine | WT |  | S | 99.2 |  | 99.2 | 99.2 | 5 | N |  |  | N | IPP Non-CHP | 2 | X | WND
Natural Gas Internal Combustion Engine.NG | natural gas peaker | FALSE | 58110 | SUNY Old Westbury College | 58156 | SUNY Old Westbury College | NY | Nassau | GE | Natural Gas Internal Combustion Engine | IC |  | S | 1.8 | 0.9 | 1.8 | 1.8 | 0.9 | N |  |  | N | Commercial Non-CHP | 4 | X | NG
Natural Gas Steam Turbine.NG | natural gas steam turbine | FALSE | 58107 | University of Rochester | 58157 | University of Rochester | NY | Monroe | HP | Natural Gas Steam Turbine | ST |  | S | 18.2 | 0.95 | 17 | 17 | 2 | N |  |  | Y | Commercial CHP | 5 | T | NG | DFO
Natural Gas Steam Turbine.NG | natural gas steam turbine | FALSE | 58107 | University of Rochester | 58157 | University of Rochester | NY | Monroe | LP | Natural Gas Steam Turbine | ST |  | S | 7.2 | 0.95 | 7.2 | 7.2 | 1 | N |  |  | Y | Commercial CHP | 5 | T | NG | DFO
Natural Gas Internal Combustion Engine.NG | natural gas peaker | FALSE | 58131 | Wesleyan University | 58158 | Wesleyan University Cogen 1 | CT | Middlesex | 1 | Natural Gas Internal Combustion Engine | IC |  | S | 2.4 | 0.98 | 2.3 | 2.3 | 1.2 | N |  |  | Y | Commercial CHP | 5 | T | NG
Natural Gas Fired Combined Cycle.NG | natural gas combined cycle | FALSE | 58130 | University of Connecticut | 58159 | UCONN Cogen Facility | CT | Tolland | CGT1 | Natural Gas Fired Combined Cycle | CT | STG1 | S | 6.9 | 0.98 | 6.4 | 6.4 | 3.2 | N |  |  | Y | Commercial CHP | 5 | T | NG | DFO
Natural Gas Fired Combined Cycle.NG | natural gas combined cycle | FALSE | 58130 | University of Connecticut | 58159 | UCONN Cogen Facility | CT | Tolland | CGT2 | Natural Gas Fired Combined Cycle | CT | STG1 | S | 6.9 | 0.98 | 6.4 | 6.4 | 3.2 | N |  |  | Y | Commercial CHP | 5 | T | NG | DFO
Natural Gas Fired Combined Cycle.NG | natural gas combined cycle | FALSE | 58130 | University of Connecticut | 58159 | UCONN Cogen Facility | CT | Tolland | CGT3 | Natural Gas Fired Combined Cycle | CT | STG1 | S | 6.9 | 0.98 | 6.4 | 6.4 | 3.2 | N |  |  | Y | Commercial CHP | 5 | T | NG | DFO
Natural Gas Fired Combined Cycle.NG | natural gas combined cycle | FALSE | 58130 | University of Connecticut | 58159 | UCONN Cogen Facility | CT | Tolland | STG1 | Natural Gas Fired Combined Cycle | CA | STG1 | S | 5 | 0.98 | 4.9 | 4.9 | 0.2 | N |  |  | Y | Commercial CHP | 5 | T | NG
Natural Gas Steam Turbine.NG | natural gas steam turbine | FALSE | 58109 | President & Trustees of Williams College | 58160 | Williams College - Campus CHP | MA | Berkshire | GEN2 | Natural Gas Steam Turbine | ST |  | S | 3 | 0.8 | 3 | 3 | 0.3 | N |  |  | Y | Commercial CHP | 5 | T | NG | DFO
Petroleum Liquids.DFO | petroleum | FALSE | 58109 | President & Trustees of Williams College | 58160 | Williams College - Campus CHP | MA | Berkshire | GEN4 | Petroleum Liquids | IC |  | S | 2 | 0.8 | 2 | 2 | 2 | N |  |  | N | Commercial CHP | 5 | X | DFO
Petroleum Liquids.DFO | petroleum | FALSE | 58109 | President & Trustees of Williams College | 58160 | Williams College - Campus CHP | MA | Berkshire | GEN5 | Petroleum Liquids | IC |  | S | 2 | 0.8 | 2 | 2 | 2 | N |  |  | N | Commercial CHP | 5 | X | DFO
Natural Gas Internal Combustion Engine.NG | natural gas peaker | FALSE | 58106 | Western Michigan University | 58161 | Western Michigan University Power Plant | MI | Kalamazoo | EG-1 | Natural Gas Internal Combustion Engine | IC |  | S | 0.8 | 0.8 | 0.8 | 0.8 | 0.8 | N |  |  | N | Commercial CHP | 5 | X | NG
Natural Gas Internal Combustion Engine.NG | natural gas peaker | FALSE | 58106 | Western Michigan University | 58161 | Western Michigan University Power Plant | MI | Kalamazoo | EG-10 | Natural Gas Internal Combustion Engine | IC |  | S | 2.5 | 0.8 | 2.5 | 2.5 | 1.3 | N |  |  | N | Commercial CHP | 5 | X | NG
Natural Gas Internal Combustion Engine.NG | natural gas peaker | FALSE | 58106 | Western Michigan University | 58161 | Western Michigan University Power Plant | MI | Kalamazoo | EG-9 | Natural Gas Internal Combustion Engine | IC |  | S | 2.5 | 0.8 | 2.5 | 2.5 | 1.3 | N |  |  | N | Commercial CHP | 5 | X | NG
Natural Gas Fired Combined Cycle.NG | natural gas combined cycle | FALSE | 58106 | Western Michigan University | 58161 | Western Michigan University Power Plant | MI | Kalamazoo | GTG-7 | Natural Gas Fired Combined Cycle | CT | CC1 | S | 5 | 0.8 | 4.2 | 5.6 | 4 | N |  |  | Y | Commercial CHP | 5 | T | NG
Natural Gas Fired Combined Cycle.NG | natural gas combined cycle | FALSE | 58106 | Western Michigan University | 58161 | Western Michigan University Power Plant | MI | Kalamazoo | GTG-8 | Natural Gas Fired Combined Cycle | CT | CC1 | S | 5 | 0.8 | 4.2 | 5.6 | 4 | N |  |  | Y | Commercial CHP | 5 | T | NG
Natural Gas Fired Combined Cycle.NG | natural gas combined cycle | FALSE | 58106 | Western Michigan University | 58161 | Western Michigan University Power Plant | MI | Kalamazoo | STG-1 | Natural Gas Fired Combined Cycle | CA | CC1 | S | 0.9 | 0.8 | 0.9 | 0.9 | 0.2 | N |  |  | Y | Commercial CHP | 5 | T | NG
Onshore Wind Turbine.WND | onshore wind | TRUE | 58134 | Cirrus Wind 1 LLC | 58162 | Cirrus Wind 1 LLC | TX | Lynn | CW | Onshore Wind Turbine | WT |  | S | 61.2 |  | 61.2 | 61.2 | 0 | N |  |  | N | IPP Non-CHP | 2 | X | WND
Petroleum Liquids.DFO | petroleum | FALSE | 58133 | Mercy Medical Center | 58163 | Mercy Medical Center | NY | Nassau | 1N | Petroleum Liquids | IC |  | S | 1 | 0.8 | 0.8 | 0.8 | 0.2 | N |  |  | N | Commercial Non-CHP | 4 | X | DFO
Petroleum Liquids.DFO | petroleum | FALSE | 58133 | Mercy Medical Center | 58163 | Mercy Medical Center | NY | Nassau | 2N | Petroleum Liquids | IC |  | S | 1 | 0.8 | 0.8 | 0.8 | 0.2 | N |  |  | N | Commercial Non-CHP | 4 | X | DFO
Petroleum Liquids.DFO | petroleum | FALSE | 58133 | Mercy Medical Center | 58163 | Mercy Medical Center | NY | Nassau | 3N | Petroleum Liquids | IC |  | S | 1 | 0.8 | 0.8 | 0.8 | 0.2 | N |  |  | N | Commercial Non-CHP | 4 | X | DFO
Petroleum Liquids.DFO | petroleum | FALSE | 58133 | Mercy Medical Center | 58163 | Mercy Medical Center | NY | Nassau | 8 | Petroleum Liquids | IC |  | S | 0.6 | 0.8 | 0.6 | 0.6 | 0.6 | N |  |  | N | Commercial Non-CHP | 4 | X | DFO
Solar Photovoltaic.SUN | solar PV | TRUE | 58135 | Ecos Energy LLC | 58164 | Slayton Solar | MN | Murray | PV1 | Solar Photovoltaic | PV |  | S | 1.7 |  | 1.7 | 1.7 |  | N |  |  | N | IPP Non-CHP | 2 | X | SUN
Natural Gas Internal Combustion Engine.NG | natural gas peaker | FALSE | 58137 | The College of New Jersey | 58165 | College of New Jersey | NJ | Mercer | COGEN | Natural Gas Internal Combustion Engine | IC |  | S | 6.2 | 0.8 | 4.2 | 5.6 | 2.5 | N |  |  | Y | Commercial CHP | 5 | T | NG | DFO
Natural Gas Fired Combustion Turbine.NG | natural gas peaker | FALSE | 58138 | The Trustees of Smith College | 58166 | Smith College Central Heating Plant | MA | Hampshire | GT-1 | Natural Gas Fired Combustion Turbine | GT |  | S | 5.3 | 1 | 2.7 | 3.5 | 1.7 | N |  |  | Y | Commercial CHP | 5 | T | NG
Natural Gas Internal Combustion Engine.NG | natural gas peaker | FALSE | 58136 | William Floyd School District | 58167 | William Floyd School District | NY | Suffolk | GEN1 | Natural Gas Internal Combustion Engine | IC |  | S | 1.3 | 1 | 1.3 | 1.3 | 0.1 | N |  |  | Y | Commercial CHP | 5 | T | NG
Natural Gas Internal Combustion Engine.NG | natural gas peaker | FALSE | 58136 | William Floyd School District | 58167 | William Floyd School District | NY | Suffolk | GEN2 | Natural Gas Internal Combustion Engine | IC |  | S | 1.3 | 1 | 1.3 | 1.3 | 0.1 | N |  |  | Y | Commercial CHP | 5 | T | NG
Petroleum Liquids.DFO | petroleum | FALSE | 58136 | William Floyd School District | 58167 | William Floyd School District | NY | Suffolk | GEN3 | Petroleum Liquids | IC |  | S | 1.3 | 1 | 1.3 | 1.3 | 0.1 | N |  |  | N | Commercial CHP | 5 | X | DFO
Natural Gas Fired Combustion Turbine.NG | natural gas peaker | FALSE | 58105 | University of Redlands | 58168 | Energy Center | CA | San Bernardino | TURB1 | Natural Gas Fired Combustion Turbine | GT |  | S | 0.3 | 0.8 | 0.3 | 0.3 | 0.3 | N |  |  | Y | Commercial CHP | 5 | T | NG
Natural Gas Fired Combustion Turbine.NG | natural gas peaker | FALSE | 58105 | University of Redlands | 58168 | Energy Center | CA | San Bernardino | TURB2 | Natural Gas Fired Combustion Turbine | GT |  | S | 0.3 | 0.8 | 0.3 | 0.3 | 0.3 | N |  |  | Y | Commercial CHP | 5 | T | NG
Natural Gas Fired Combustion Turbine.NG | natural gas peaker | FALSE | 58105 | University of Redlands | 58168 | Energy Center | CA | San Bernardino | TURB3 | Natural Gas Fired Combustion Turbine | GT |  | S | 0.3 | 0.8 | 0.3 | 0.3 | 0.3 | N |  |  | Y | Commercial CHP | 5 | T | NG
Natural Gas Fired Combustion Turbine.NG | natural gas peaker | FALSE | 58104 | California State University at Fullerton | 58169 | CSUF Trigeneration | CA | Orange | 1 | Natural Gas Fired Combustion Turbine | GT |  | S | 4.6 | 0.97 | 4.3 | 4.3 | 1.7 | N |  |  | Y | Commercial CHP | 5 | T | NG
Solar Photovoltaic.SUN | solar PV | FALSE | 58104 | California State University at Fullerton | 58169 | CSUF Trigeneration | CA | Orange | CPAC | Solar Photovoltaic | PV |  | S | 0.3 |  | 0.3 | 0.3 |  | N |  |  | N | Commercial CHP | 5 | X | SUN
Solar Photovoltaic.SUN | solar PV | FALSE | 58104 | California State University at Fullerton | 58169 | CSUF Trigeneration | CA | Orange | KHS | Solar Photovoltaic | PV |  | S | 0.3 |  | 0.3 | 0.3 |  | N |  |  | N | Commercial CHP | 5 | X | SUN
Solar Photovoltaic.SUN | solar PV | FALSE | 58104 | California State University at Fullerton | 58169 | CSUF Trigeneration | CA | Orange | NPS | Solar Photovoltaic | PV |  | S | 2 |  | 2 | 2 |  | N |  |  | N | Commercial CHP | 5 | X | SUN
Solar Photovoltaic.SUN | solar PV | FALSE | 58104 | California State University at Fullerton | 58169 | CSUF Trigeneration | CA | Orange | PS4 | Solar Photovoltaic | PV |  | S | 0.3 |  | 0.3 | 0.3 |  | N |  |  | N | Commercial CHP | 5 | X | SUN
Solar Photovoltaic.SUN | solar PV | FALSE | 58104 | California State University at Fullerton | 58169 | CSUF Trigeneration | CA | Orange | PS5 | Solar Photovoltaic | PV |  | S | 0.4 |  | 0.4 | 0.4 |  | N |  |  | N | Commercial CHP | 5 | X | SUN
Solar Photovoltaic.SUN | solar PV | FALSE | 58104 | California State University at Fullerton | 58169 | CSUF Trigeneration | CA | Orange | SCPS | Solar Photovoltaic | PV |  | S | 1 |  | 1 | 1 |  | N |  |  | N | Commercial CHP | 5 | X | SUN
Solar Photovoltaic.SUN | solar PV | FALSE | 58140 | San Bernardino Comm College Dist | 58170 | Crafton Hills College Solar Farm | CA | San Bernardino | GEN1 | Solar Photovoltaic | PV |  | S | 1.3 |  | 1.3 | 1.3 |  | N |  |  | N | Commercial Non-CHP | 4 | X | SUN
Solar Photovoltaic.SUN | solar PV | TRUE | 24211 | Tucson Electric Power Co | 58171 | Prairie Fire | AZ | Pima | GEN1 | Solar Photovoltaic | PV |  | S | 4.5 |  | 4.5 | 4.5 |  | N |  |  | N | Electric Utility | 1 | X | SUN
Petroleum Liquids.DFO | petroleum | TRUE | 16864 | Seaside Heights Municipal Utility | 58172 | Seaside Heights Power Plant | NJ | Ocean | UINT3 | Petroleum Liquids | IC |  | S | 2 | 0.8 | 2 | 2 | 0.1 | N |  |  | N | Electric Utility | 1 | X | DFO
Petroleum Liquids.DFO | petroleum | TRUE | 16864 | Seaside Heights Municipal Utility | 58172 | Seaside Heights Power Plant | NJ | Ocean | UNIT1 | Petroleum Liquids | IC |  | S | 2 | 0.8 | 2 | 2 | 0.1 | N |  |  | N | Electric Utility | 1 | X | DFO
Petroleum Liquids.DFO | petroleum | TRUE | 16864 | Seaside Heights Municipal Utility | 58172 | Seaside Heights Power Plant | NJ | Ocean | UNIT2 | Petroleum Liquids | IC |  | S | 2 | 0.8 | 2 | 2 | 0.1 | N |  |  | N | Electric Utility | 1 | X | DFO
Landfill Gas.LFG | natural gas peaker | FALSE | 58144 | BMW Manufacturing Co LLC | 58173 | BMW Manufacturing Co | SC | Spartanburg | GT601 | Landfill Gas | GT |  | S | 5.5 | 0.95 | 5 | 5 | 5 | N |  |  | Y | Industrial CHP | 7 | T | LFG | NG
Landfill Gas.LFG | natural gas peaker | FALSE | 58144 | BMW Manufacturing Co LLC | 58173 | BMW Manufacturing Co | SC | Spartanburg | GT602 | Landfill Gas | GT |  | S | 5.5 | 0.95 | 5 | 5 | 5 | N |  |  | Y | Industrial CHP | 7 | T | LFG | NG
Solar Photovoltaic.SUN | solar PV | TRUE | 57365 | Consolidated Edison Solutions Inc. | 58174 | Wilson Solar | MA | Worcester | WSMA | Solar Photovoltaic | PV |  | S | 2 |  | 2 | 2 |  | N |  |  | N | IPP Non-CHP | 2 | X | SUN
Other Waste Biomass.OBG | biomass | TRUE | 58129 | Four Rivers Sanitation Authority | 58177 | Kishwaukee CHP Plant | IL | Winnebago | 1 | Other Waste Biomass | IC |  | S | 1 | 0.8 | 1 | 1 | 0.5 | N |  |  | Y | IPP CHP | 3 | T | OBG | NG
Other Waste Biomass.OBG | biomass | TRUE | 58129 | Four Rivers Sanitation Authority | 58177 | Kishwaukee CHP Plant | IL | Winnebago | 2 | Other Waste Biomass | IC |  | S | 1 | 0.8 | 1 | 1 | 0.5 | N |  |  | Y | IPP CHP | 3 | T | OBG | NG
Other Waste Biomass.OBG | biomass | TRUE | 58129 | Four Rivers Sanitation Authority | 58177 | Kishwaukee CHP Plant | IL | Winnebago | 3 | Other Waste Biomass | IC |  | S | 1 | 0.8 | 1 | 1 | 0.5 | N |  |  | Y | IPP CHP | 3 | T | OBG | NG
Solar Photovoltaic.SUN | solar PV | TRUE | 58148 | U.S. General Services Administration | 58178 | M. G. Emmett J. Bean Federal Center | IN | Marion | 1 | Solar Photovoltaic | PV |  | S | 1.9 |  | 1.5 | 1.2 |  | N |  |  | N | IPP Non-CHP | 2 | X | SUN
Natural Gas Fired Combustion Turbine.NG | natural gas peaker | FALSE | 58100 | Middle Tennessee State University | 58179 | MTSU Power Co-Gen Plant | TN | Rutherford | GT-01 | Natural Gas Fired Combustion Turbine | GT |  | S | 5 | 0.8 | 5 | 5 | 0.5 | N |  |  | Y | Commercial CHP | 5 | T | NG
Landfill Gas.LFG | natural gas peaker | FALSE | 58099 | Emcor Energy Services | 58180 | UNH 7.9 MW Plant | NH | Strafford | 1 | Landfill Gas | GT |  | S | 7.9 | 0.97 | 7.9 | 7.9 | 3 | N |  |  | Y | Commercial CHP | 5 | T | LFG | NG | DFO
Natural Gas Fired Combustion Turbine.NG | natural gas peaker | FALSE | 58151 | Loyola University Health System | 58181 | Loyola University Health Plant | IL | Cook | UNIT1 | Natural Gas Fired Combustion Turbine | GT |  | S | 5.3 | 0.9 | 3.9 | 5.6 | 0 | N |  |  | Y | Commercial CHP | 5 | T | NG
Natural Gas Fired Combustion Turbine.NG | natural gas peaker | FALSE | 58151 | Loyola University Health System | 58181 | Loyola University Health Plant | IL | Cook | UNIT2 | Natural Gas Fired Combustion Turbine | GT |  | S | 5.3 | 0.9 | 3.9 | 5.6 | 0 | N |  |  | Y | Commercial CHP | 5 | T | NG
Natural Gas Steam Turbine.NG | natural gas steam turbine | FALSE | 58157 | Prairie Horizon Agri Energy LLC | 58183 | Prairie Horizon Agri Energy | KS | Phillips | T5741 | Natural Gas Steam Turbine | ST |  | S | 1.7 | 0.8 | 0.7 | 0.7 | 0.3 | N |  |  | Y | Industrial CHP | 7 | B | NG
Natural Gas Fired Combustion Turbine.NG | natural gas peaker | FALSE | 58156 | Rand Whitney Containerboard L.P. | 58184 | Rand Whitney CHP Plant | CT | New London | TG-1 | Natural Gas Fired Combustion Turbine | GT |  | S | 14.6 | 0.8 | 14.6 | 14.6 | 7.3 | N |  |  | Y | Industrial CHP | 7 | T | NG | DFO
Natural Gas Fired Combustion Turbine.NG | natural gas peaker | FALSE | 58152 | Amherst College | 58185 | Amherst College Co Gen | MA | Hampshire | CTG | Natural Gas Fired Combustion Turbine | GT |  | S | 1.2 | 0.8 | 1.2 | 1.2 | 0.1 | N |  |  | Y | Commercial CHP | 5 | T | NG | DFO
Natural Gas Internal Combustion Engine.NG | natural gas peaker | FALSE | 58154 | Hudson Valley Community College | 58186 | HVCC Cogen Plant | NY | Rensselaer | CG01 | Natural Gas Internal Combustion Engine | IC |  | S | 0.9 | 0.8 | 0.8 | 0.9 | 0.7 | N |  |  | Y | Commercial CHP | 5 | T | NG
Natural Gas Internal Combustion Engine.NG | natural gas peaker | FALSE | 58154 | Hudson Valley Community College | 58186 | HVCC Cogen Plant | NY | Rensselaer | CG02 | Natural Gas Internal Combustion Engine | IC |  | S | 0.9 | 0.8 | 0.8 | 0.9 | 0.7 | N |  |  | Y | Commercial CHP | 5 | T | NG
Natural Gas Internal Combustion Engine.NG | natural gas peaker | FALSE | 58154 | Hudson Valley Community College | 58186 | HVCC Cogen Plant | NY | Rensselaer | CG03 | Natural Gas Internal Combustion Engine | IC |  | S | 1.4 | 0.8 | 1.3 | 1.4 | 1.1 | N |  |  | Y | Commercial CHP | 5 | T | NG
Natural Gas Internal Combustion Engine.NG | natural gas peaker | FALSE | 58154 | Hudson Valley Community College | 58186 | HVCC Cogen Plant | NY | Rensselaer | CG04 | Natural Gas Internal Combustion Engine | IC |  | S | 1.4 | 0.8 | 1.2 | 1.4 | 1.1 | N |  |  | N | Commercial CHP | 5 | X | NG
Petroleum Liquids.DFO | petroleum | FALSE | 58154 | Hudson Valley Community College | 58186 | HVCC Cogen Plant | NY | Rensselaer | CG05 | Petroleum Liquids | IC |  | S | 2.1 | 0.85 | 2 | 2.1 | 1.1 | N |  |  | N | Commercial CHP | 5 | X | DFO
Natural Gas Internal Combustion Engine.NG | natural gas peaker | FALSE | 58154 | Hudson Valley Community College | 58186 | HVCC Cogen Plant | NY | Rensselaer | CG06 | Natural Gas Internal Combustion Engine | IC |  | S | 1.4 | 0.8 | 1.3 | 1.4 | 1 | N |  |  | Y | Commercial CHP | 5 | T | NG
Solar Photovoltaic.SUN | solar PV | TRUE | 58164 | 180 Raritan Energy Solutions, LLC | 58187 | 180 Raritan Solar | NJ | Middlesex | 1 | Solar Photovoltaic | PV |  | S | 1.9 |  | 1.9 | 1.9 |  | N |  |  | N | IPP Non-CHP | 2 | X | SUN
Natural Gas Fired Combustion Turbine.NG | natural gas peaker | FALSE | 60637 | Sentinel Peak Resources California, LLC | 58190 | Thomas M Knott Cogen Facility | CA | San Luis Obispo | CG | Natural Gas Fired Combustion Turbine | GT |  | S | 1.4 | 0.8 | 1.2 | 1.2 | 1 | N |  |  | N | Industrial Non-CHP | 6 | X | NG
Natural Gas Fired Combustion Turbine.NG | natural gas peaker | FALSE | 58153 | US Magnesium | 58191 | US Magnesium | UT | Tooele | GT1 | Natural Gas Fired Combustion Turbine | GT |  | S | 16 | 0.85 | 11 | 13 | 2 | N |  |  | Y | Industrial CHP | 7 | T | NG | DFO
Natural Gas Fired Combustion Turbine.NG | natural gas peaker | FALSE | 58153 | US Magnesium | 58191 | US Magnesium | UT | Tooele | GT2 | Natural Gas Fired Combustion Turbine | GT |  | S | 16 | 0.85 | 11 | 13 | 2 | N |  |  | Y | Industrial CHP | 7 | T | NG | DFO
Natural Gas Fired Combustion Turbine.NG | natural gas peaker | FALSE | 58153 | US Magnesium | 58191 | US Magnesium | UT | Tooele | GT3 | Natural Gas Fired Combustion Turbine | GT |  | S | 16 | 0.85 | 11 | 13 | 2 | N |  |  | Y | Industrial CHP | 7 | T | NG | DFO
Natural Gas Steam Turbine.NG | natural gas steam turbine | FALSE | 58167 | Arkalon Ethanol LLC | 58192 | Arkalon Ethanol LLC | KS | Seward | ST961 | Natural Gas Steam Turbine | ST |  | S | 3 | 0.8 | 3 | 3 | 0.1 | N |  |  | Y | Industrial CHP | 7 | B | NG
Natural Gas Steam Turbine.NG | natural gas steam turbine | FALSE | 58166 | Bonanza BioEnergy LLC | 58193 | Bonanza BioEnergy LLC | KS | Finney | ST96 | Natural Gas Steam Turbine | ST |  | S | 2 | 0.85 | 2 | 2 | 0.1 | N |  |  | Y | Industrial CHP | 7 | B | NG
Natural Gas Fired Combustion Turbine.NG | natural gas peaker | FALSE | 58159 | Penn State University | 58194 | West Campus Steam Plant | PA | Centre | CT2 | Natural Gas Fired Combustion Turbine | GT |  | S | 6.1 | 1 | 4.5 | 6.1 | 3 | N |  |  | Y | Commercial CHP | 5 | T | NG | DFO
Natural Gas Steam Turbine.NG | natural gas steam turbine | FALSE | 58159 | Penn State University | 58194 | West Campus Steam Plant | PA | Centre | WC 4 | Natural Gas Steam Turbine | ST |  | S | 2.9 | 0.8 | 1.5 | 2.8 | 0.4 | N |  |  | Y | Commercial CHP | 5 | T | NG | DFO
Natural Gas Steam Turbine.NG | natural gas steam turbine | FALSE | 58159 | Penn State University | 58194 | West Campus Steam Plant | PA | Centre | WC 5 | Natural Gas Steam Turbine | ST |  | S | 2.2 | 0.8 | 1.5 | 2.2 | 0.2 | N |  |  | Y | Commercial CHP | 5 | T | NG | DFO
Natural Gas Steam Turbine.NG | natural gas steam turbine | FALSE | 58159 | Penn State University | 58194 | West Campus Steam Plant | PA | Centre | WC6 | Natural Gas Steam Turbine | ST |  | S | 2.8 | 0.9 | 1.8 | 2.1 | 0.2 | N |  |  | N | Commercial CHP | 5 | X | NG | DFO
Natural Gas Fired Combustion Turbine.NG | natural gas peaker | FALSE | 58159 | Penn State University | 58195 | East Campus Steam Plant | PA | Centre | CT1 | Natural Gas Fired Combustion Turbine | GT |  | S | 7 | 0.8 | 7.4 | 8.9 | 3.3 | N |  |  | Y | Commercial CHP | 5 | T | NG | DFO
Natural Gas Steam Turbine.NG | natural gas steam turbine | FALSE | 58170 | Cargill Salt Hersey | 58196 | Cargill Salt Hersey | MI | Osceola | ST1 | Natural Gas Steam Turbine | ST |  | S | 2.1 | 0.8 | 2.1 | 2.1 | 0.6 | N |  |  | Y | Industrial CHP | 7 | T | NG
Petroleum Liquids.DFO | petroleum | FALSE | 58163 | POET Biorefining Lake Crystal | 58197 | POET Biorefining Lake Crystal | MN | Blue Earth | 1 | Petroleum Liquids | IC |  | S | 6 | 0.8 | 6 | 6 | 0 | N |  |  | Y | Industrial CHP | 7 | T | DFO
Natural Gas Steam Turbine.NG | natural gas steam turbine | FALSE | 58163 | POET Biorefining Lake Crystal | 58197 | POET Biorefining Lake Crystal | MN | Blue Earth | 2 | Natural Gas Steam Turbine | ST |  | S | 1 | 0.8 | 1 | 1 | 0 | N |  |  | Y | Industrial CHP | 7 | T | NG
Natural Gas Fired Combined Cycle.NG | natural gas combined cycle | FALSE | 58171 | University of California-San Francisco | 58198 | Parnassus Central Utility Plant | CA | San Francisco | GTG1 | Natural Gas Fired Combined Cycle | CT | CC1 | S | 4.8 | 0.8 | 5.2 | 5.2 | 2.5 | N |  |  | Y | Commercial CHP | 5 | T | NG | DFO
Natural Gas Fired Combined Cycle.NG | natural gas combined cycle | FALSE | 58171 | University of California-San Francisco | 58198 | Parnassus Central Utility Plant | CA | San Francisco | GTG2 | Natural Gas Fired Combined Cycle | CT | CC1 | S | 4.8 | 0.8 | 5.5 | 5.5 | 2.6 | N |  |  | Y | Commercial CHP | 5 | T | NG | DFO
Natural Gas Fired Combined Cycle.NG | natural gas combined cycle | FALSE | 58171 | University of California-San Francisco | 58198 | Parnassus Central Utility Plant | CA | San Francisco | STG1 | Natural Gas Fired Combined Cycle | CA | CC1 | S | 3.8 | 0.8 | 1.8 | 1.8 | 0.3 | N |  |  | Y | Commercial CHP | 5 | T | NG | DFO
Natural Gas Fired Combined Cycle.NG | natural gas combined cycle | FALSE | 58172 | Energy Center Phoenix LLC | 58199 | Arizona State University CHP | AZ | Maricopa | G1 | Natural Gas Fired Combined Cycle | CS |  | S | 9.2 | 0.8 | 9.2 | 6.9 | 3.5 | N |  |  | Y | Commercial CHP | 5 | T | NG
Natural Gas Fired Combustion Turbine.NG | natural gas peaker | FALSE | 58172 | Energy Center Phoenix LLC | 58199 | Arizona State University CHP | AZ | Maricopa | G2 | Natural Gas Fired Combustion Turbine | GT |  | S | 7.9 | 0.8 | 7.9 | 7.9 | 3.7 | N |  |  | Y | Commercial CHP | 5 | T | NG
Natural Gas Internal Combustion Engine.NG | natural gas peaker | FALSE | 60791 | Monroe County (NY) | 58201 | Monroe Community College Plant | NY | Monroe | 1 | Natural Gas Internal Combustion Engine | IC |  | S | 1.4 | 0.8 | 1.4 | 1.4 | 0.2 | N |  |  | Y | Commercial CHP | 5 | T | NG
Natural Gas Internal Combustion Engine.NG | natural gas peaker | FALSE | 60791 | Monroe County (NY) | 58201 | Monroe Community College Plant | NY | Monroe | 2 | Natural Gas Internal Combustion Engine | IC |  | S | 1.4 | 0.8 | 1.4 | 1.4 | 0.2 | N |  |  | Y | Commercial CHP | 5 | T | NG
Natural Gas Internal Combustion Engine.NG | natural gas peaker | FALSE | 60791 | Monroe County (NY) | 58201 | Monroe Community College Plant | NY | Monroe | 3 | Natural Gas Internal Combustion Engine | IC |  | S | 1.4 | 0.8 | 1.4 | 1.4 | 0.2 | N |  |  | Y | Commercial CHP | 5 | T | NG
Natural Gas Internal Combustion Engine.NG | natural gas peaker | FALSE | 60791 | Monroe County (NY) | 58201 | Monroe Community College Plant | NY | Monroe | 4 | Natural Gas Internal Combustion Engine | IC |  | S | 1.4 | 0.8 | 1.4 | 1.4 | 0.2 | N |  |  | Y | Commercial CHP | 5 | T | NG
Solar Photovoltaic.SUN | solar PV | TRUE | 61944 | MN8 Energy LLC | 58202 | RE Victor Phelan Solar One LLC | CA | San Bernardino | VPS1 | Solar Photovoltaic | PV |  | S | 20 |  | 20 | 20 |  | N |  |  | N | IPP Non-CHP | 2 | X | SUN
Onshore Wind Turbine.WND | onshore wind | TRUE | 56925 | FPLE Wind, LLC | 58203 | Minco Wind III, LLC | OK | Caddo | 1 | Onshore Wind Turbine | WT |  | S | 100.8 |  | 100.8 | 100.8 | 0 | N |  |  | N | IPP Non-CHP | 2 | X | WND
Solar Photovoltaic.SUN | solar PV | TRUE | 56751 | Yolo County of | 58204 | Grassland 3&4 Solar Project | CA | Yolo | INV3 | Solar Photovoltaic | PV |  | S | 2.5 |  | 2.5 | 1.5 |  | N |  |  | N | IPP Non-CHP | 2 | X | SUN
Natural Gas Steam Turbine.NG | natural gas steam turbine | TRUE | 58176 | Veolia Energy Kansas City | 58205 | Grand Ave Plant | MO | Jackson | 1 | Natural Gas Steam Turbine | ST |  | S | 5 | 1 | 4.8 | 4.8 | 1 | N |  |  | Y | IPP CHP | 3 | T | NG
Solar Photovoltaic.SUN | solar PV | TRUE | 14328 | Pacific Gas & Electric Co. | 58206 | West Gates Solar Station | CA | Fresno | 1 | Solar Photovoltaic | PV |  | S | 10 |  | 10 | 10 |  | N |  |  | N | Electric Utility | 1 | X | SUN
Natural Gas Internal Combustion Engine.NG | natural gas peaker | FALSE | 58178 | GSA Metropolitan Service Center | 58207 | Central Utility Plant at White Oak | MD | Montgomery | G1 | Natural Gas Internal Combustion Engine | IC | CC1 | S | 5.7 | 0.8 | 5.6 | 5.6 | 1 | N |  |  | Y | Commercial CHP | 5 | T | NG | DFO
Petroleum Liquids.DFO | petroleum | FALSE | 58178 | GSA Metropolitan Service Center | 58207 | Central Utility Plant at White Oak | MD | Montgomery | G10 | Petroleum Liquids | IC |  | S | 2.3 | 0.8 | 2.3 | 2.3 | 0.5 | N |  |  | N | Commercial CHP | 5 | X | DFO
Petroleum Liquids.DFO | petroleum | FALSE | 58178 | GSA Metropolitan Service Center | 58207 | Central Utility Plant at White Oak | MD | Montgomery | G11 | Petroleum Liquids | IC |  | S | 2.3 | 0.8 | 2.3 | 2.3 | 0.5 | N |  |  | N | Commercial CHP | 5 | X | DFO
Natural Gas Fired Combined Cycle.NG | natural gas combined cycle | FALSE | 58178 | GSA Metropolitan Service Center | 58207 | Central Utility Plant at White Oak | MD | Montgomery | G12 | Natural Gas Fired Combined Cycle | CA | CC1 | S | 5 | 0.8 | 5 | 5 | 0.5 | N |  |  | Y | Commercial CHP | 5 | T | NG
Petroleum Liquids.DFO | petroleum | FALSE | 58178 | GSA Metropolitan Service Center | 58207 | Central Utility Plant at White Oak | MD | Montgomery | G2 | Petroleum Liquids | IC |  | S | 2.3 | 0.8 | 2.3 | 2.3 | 0.5 | N |  |  | N | Commercial CHP | 5 | X | DFO
Natural Gas Fired Combustion Turbine.NG | natural gas peaker | FALSE | 58178 | GSA Metropolitan Service Center | 58207 | Central Utility Plant at White Oak | MD | Montgomery | G3 | Natural Gas Fired Combustion Turbine | GT |  | S | 4.3 | 0.8 | 4.3 | 4.6 | 0.5 | N |  |  | Y | Commercial CHP | 5 | T | NG
Natural Gas Fired Combustion Turbine.NG | natural gas peaker | FALSE | 58178 | GSA Metropolitan Service Center | 58207 | Central Utility Plant at White Oak | MD | Montgomery | G4 | Natural Gas Fired Combustion Turbine | GT |  | S | 4.3 | 0.8 | 4.3 | 4.6 | 0.5 | N |  |  | Y | Commercial CHP | 5 | T | NG
Natural Gas Fired Combustion Turbine.NG | natural gas peaker | FALSE | 58178 | GSA Metropolitan Service Center | 58207 | Central Utility Plant at White Oak | MD | Montgomery | G5 | Natural Gas Fired Combustion Turbine | GT |  | S | 4.3 | 0.8 | 4.3 | 4.6 | 0.5 | N |  |  | Y | Commercial CHP | 5 | T | NG
Natural Gas Fired Combustion Turbine.NG | natural gas peaker | FALSE | 58178 | GSA Metropolitan Service Center | 58207 | Central Utility Plant at White Oak | MD | Montgomery | G6 | Natural Gas Fired Combustion Turbine | GT |  | S | 4.3 | 0.8 | 4.3 | 4.6 | 0.5 | N |  |  | N | Commercial CHP | 5 | X | NG
Natural Gas Fired Combined Cycle.NG | natural gas combined cycle | FALSE | 58178 | GSA Metropolitan Service Center | 58207 | Central Utility Plant at White Oak | MD | Montgomery | G7 | Natural Gas Fired Combined Cycle | CT | CC1 | S | 7.5 | 0.8 | 7.5 | 7.5 | 0.5 | N |  |  | Y | Commercial CHP | 5 | T | NG | DFO
Natural Gas Fired Combined Cycle.NG | natural gas combined cycle | FALSE | 58178 | GSA Metropolitan Service Center | 58207 | Central Utility Plant at White Oak | MD | Montgomery | G8 | Natural Gas Fired Combined Cycle | CT | CC1 | S | 7.5 | 0.8 | 7.5 | 7.5 | 0.5 | N |  |  | Y | Commercial CHP | 5 | T | NG | DFO
Natural Gas Fired Combined Cycle.NG | natural gas combined cycle | FALSE | 58178 | GSA Metropolitan Service Center | 58207 | Central Utility Plant at White Oak | MD | Montgomery | G9 | Natural Gas Fired Combined Cycle | CT | CC1 | S | 4.5 | 0.8 | 4.5 | 4.5 | 0.5 | N |  |  | Y | Commercial CHP | 5 | T | NG
Landfill Gas.LFG | natural gas peaker | TRUE | 58179 | Cinnamon Bay LLC | 58208 | Cinnamon Bay Edgeboro Landfill | NJ | Middlesex | 1 | Landfill Gas | IC |  | S | 9.6 | 0.99 | 6 | 6 | 1.3 | Y |  |  | N | IPP Non-CHP | 2 | X | LFG | NG
Onshore Wind Turbine.WND | onshore wind | TRUE | 58180 | Blackwell Wind, LLC | 58209 | NextEra-Blackwell Wind, LLC | OK | Kay | WT | Onshore Wind Turbine | WT |  | S | 59.8 |  | 59.8 | 59.8 | 3 | N |  |  | N | IPP Non-CHP | 2 | X | WND
Solar Photovoltaic.SUN | solar PV | TRUE | 58185 | FirstLight Power Resources, Inc. - MA | 58210 | NFM Solar Power LLC | MA | Franklin | 1 | Solar Photovoltaic | PV |  | S | 1.9 |  | 1.9 | 1.9 |  | N |  |  | N | IPP Non-CHP | 2 | X | SUN
Solar Photovoltaic.SUN | solar PV | TRUE | 58182 | SunE AZ2, LLC | 58213 | Saddle Mountain Solar I | AZ | Maricopa | AZ2 | Solar Photovoltaic | PV |  | S | 15 |  | 15 | 15 |  | N |  |  | N | IPP Non-CHP | 2 | X | SUN
Solar Photovoltaic.SUN | solar PV | TRUE | 56769 | Consolidated Edison Development Inc. | 58214 | West Greenwich Solar | RI | Kent | WGRI | Solar Photovoltaic | PV |  | S | 1.9 |  | 1.9 | 1.9 |  | N |  |  | N | IPP Non-CHP | 2 | X | SUN
Natural Gas Fired Combined Cycle.NG | natural gas combined cycle | TRUE | 3046 | Duke Energy Progress - (NC) | 58215 | Lee Combined Cycle Plant | NC | Wayne | 1A | Natural Gas Fired Combined Cycle | CT | CC1 | S | 221 | 0.85 | 170 | 225 | 170 | N |  |  | N | Electric Utility | 1 | X | NG | DFO
Natural Gas Fired Combined Cycle.NG | natural gas combined cycle | TRUE | 3046 | Duke Energy Progress - (NC) | 58215 | Lee Combined Cycle Plant | NC | Wayne | 1B | Natural Gas Fired Combined Cycle | CT | CC1 | S | 221 | 0.85 | 170 | 225 | 170 | N |  |  | N | Electric Utility | 1 | X | NG | DFO
Natural Gas Fired Combined Cycle.NG | natural gas combined cycle | TRUE | 3046 | Duke Energy Progress - (NC) | 58215 | Lee Combined Cycle Plant | NC | Wayne | 1C | Natural Gas Fired Combined Cycle | CT | CC1 | S | 221 | 0.85 | 170 | 225 | 170 | N |  |  | N | Electric Utility | 1 | X | NG | DFO
Natural Gas Fired Combined Cycle.NG | natural gas combined cycle | TRUE | 3046 | Duke Energy Progress - (NC) | 58215 | Lee Combined Cycle Plant | NC | Wayne | ST1 | Natural Gas Fired Combined Cycle | CA | CC1 | S | 405 | 0.85 | 378 | 379 | 378 | N |  |  | N | Electric Utility | 1 | X | NG | DFO
All Other.WH | other | FALSE | 58183 | J.R. Simplot Company | 58216 | J.R. Simplot Company | CA | San Joaquin | 1 | All Other | ST |  | S | 4 | 0.95 | 3.2 | 3.2 | 1.5 | N |  |  | N | Industrial Non-CHP | 6 | X | WH
Solar Photovoltaic.SUN | solar PV | TRUE | 56751 | Yolo County of | 58217 | Grassland 1&2 Solar Project | CA | Yolo | INV4 | Solar Photovoltaic | PV |  | S | 2.5 |  | 2.5 | 1.5 |  | N |  |  | N | IPP Non-CHP | 2 | X | SUN
Onshore Wind Turbine.WND | onshore wind | TRUE | 56815 | NorthWestern Energy (MT wind/thermal) | 58218 | Spion Kop Wind Farm | MT | Judith Basin | SKW25 | Onshore Wind Turbine | WT |  | S | 40 |  | 40 | 40 | 1.5 | N |  |  | N | Electric Utility | 1 | X | WND
Onshore Wind Turbine.WND | onshore wind | FALSE | 58187 | Haviland Plastic Products Co | 58220 | Haviland Plastic Products | OH | Paulding | WTGA | Onshore Wind Turbine | WT |  | S | 1.5 |  | 1.5 | 1.5 | 0.1 | N |  |  | N | Industrial Non-CHP | 6 | X | WND
Onshore Wind Turbine.WND | onshore wind | FALSE | 58187 | Haviland Plastic Products Co | 58220 | Haviland Plastic Products | OH | Paulding | WTGB | Onshore Wind Turbine | WT |  | S | 1.5 |  | 1.5 | 1.5 | 0.1 | N |  |  | N | Industrial Non-CHP | 6 | X | WND
Onshore Wind Turbine.WND | onshore wind | FALSE | 58187 | Haviland Plastic Products Co | 58220 | Haviland Plastic Products | OH | Paulding | WTGC | Onshore Wind Turbine | WT |  | S | 1.5 |  | 1.5 | 1.5 | 0.1 | N |  |  | N | Industrial Non-CHP | 6 | X | WND
Natural Gas Steam Turbine.NG | natural gas steam turbine | FALSE | 58194 | E.B. Eddy Paper Inc | 58222 | E.B. Eddy Paper Inc | MI | St Clair | 3TU | Natural Gas Steam Turbine | ST |  | S | 5 | 0.8 | 5 | 5 | 2 | N |  |  | Y | Industrial CHP | 7 | T | NG
Natural Gas Internal Combustion Engine.NG | natural gas peaker | FALSE | 58195 | Hoag Memorial Presbyterian Hospital | 58223 | Hoag Hospital Cogen Plant | CA | Orange | 1 | Natural Gas Internal Combustion Engine | IC |  | S | 1.5 | 0.8 | 1.2 | 1.2 | 1 | N |  |  | Y | Commercial CHP | 5 | T | NG
Natural Gas Internal Combustion Engine.NG | natural gas peaker | FALSE | 58195 | Hoag Memorial Presbyterian Hospital | 58223 | Hoag Hospital Cogen Plant | CA | Orange | 2 | Natural Gas Internal Combustion Engine | IC |  | S | 1.5 | 0.8 | 1.2 | 1.2 | 1 | N |  |  | Y | Commercial CHP | 5 | T | NG
Natural Gas Internal Combustion Engine.NG | natural gas peaker | FALSE | 58195 | Hoag Memorial Presbyterian Hospital | 58223 | Hoag Hospital Cogen Plant | CA | Orange | 3 | Natural Gas Internal Combustion Engine | IC |  | S | 1.5 | 0.8 | 1.2 | 1.2 | 1 | N |  |  | Y | Commercial CHP | 5 | T | NG
Natural Gas Internal Combustion Engine.NG | natural gas peaker | FALSE | 58188 | Central Connecticut State University | 58224 | CCSU Co-Gen-STBY Gen | CT | Hartford | EC#1 | Natural Gas Internal Combustion Engine | IC |  | S | 1.3 | 0.8 | 1.3 | 1.3 | 0.4 | N |  |  | Y | Commercial CHP | 5 | T | NG
Natural Gas Internal Combustion Engine.NG | natural gas peaker | FALSE | 58188 | Central Connecticut State University | 58224 | CCSU Co-Gen-STBY Gen | CT | Hartford | EC#2 | Natural Gas Internal Combustion Engine | IC |  | S | 1.3 | 0.8 | 1.3 | 1.3 | 0.4 | N |  |  | Y | Commercial CHP | 5 | T | NG
Petroleum Liquids.DFO | petroleum | FALSE | 58188 | Central Connecticut State University | 58224 | CCSU Co-Gen-STBY Gen | CT | Hartford | GRND | Petroleum Liquids | IC |  | S | 0.3 | 0.8 | 0.3 | 0.3 | 0.3 | N |  |  | N | Commercial CHP | 5 | X | DFO
Petroleum Liquids.DFO | petroleum | FALSE | 58188 | Central Connecticut State University | 58224 | CCSU Co-Gen-STBY Gen | CT | Hartford | MEMH | Petroleum Liquids | IC |  | S | 0.7 | 0.8 | 0.7 | 0.7 | 0.7 | N |  |  | N | Commercial CHP | 5 | X | DFO
Solar Photovoltaic.SUN | solar PV | TRUE | 58197 | Newberry Solar 1 LLC | 58226 | Newberry Solar 1 LLC | CA | San Bernardino | 1 | Solar Photovoltaic | PV |  | S | 1.5 |  | 1.5 | 1.5 |  | N |  |  | N | IPP Non-CHP | 2 | X | SUN
Solar Photovoltaic.SUN | solar PV | TRUE | 65411 | Duke Energy Renewables Services | 58227 | SEPV9 Power Plant | CA | San Bernardino | SPV9 | Solar Photovoltaic | PV |  | S | 9 |  | 8.5 | 8.8 |  | N |  |  | N | IPP Non-CHP | 2 | X | SUN
Solar Photovoltaic.SUN | solar PV | TRUE | 58201 | Milford Solar LLC | 58228 | Milford Solar Farm | DE | Kent | GEN1 | Solar Photovoltaic | PV |  | S | 11.8 |  | 11.8 | 11.8 |  | N |  |  | N | IPP Non-CHP | 2 | X | SUN
Solar Photovoltaic.SUN | solar PV | TRUE | 58203 | NRG Energy Center Eagles LLC | 58231 | Lincoln Financial Field | PA | Philadelphia | GEN1 | Solar Photovoltaic | PV |  | S | 2.9 |  | 2.9 | 2.9 |  | N |  |  | N | IPP Non-CHP | 2 | X | SUN
Solar Photovoltaic.SUN | solar PV | FALSE | 61012 | AES Distributed Energy | 58232 | Tahquitz High School | CA | Riverside | TAHQ | Solar Photovoltaic | PV |  | S | 1 |  | 1 | 1 |  | N |  |  | N | Commercial Non-CHP | 4 | X | SUN
Onshore Wind Turbine.WND | onshore wind | TRUE | 60025 | Greenbacker Renewable Energy Corporation | 58233 | Wagner Wind LLC | CA | Riverside | GEN1 | Onshore Wind Turbine | WT |  | W | 6 |  | 6 | 6 | 0 | N |  |  | N | IPP Non-CHP | 2 | X | WND
Solar Photovoltaic.SUN | solar PV | TRUE | 65411 | Duke Energy Renewables Services | 58234 | SEPV 8 | CA | San Bernardino | SPV8 | Solar Photovoltaic | PV |  | S | 12 |  | 11.8 | 11.8 |  | N |  |  | N | IPP Non-CHP | 2 | X | SUN
Natural Gas Fired Combustion Turbine.NG | natural gas peaker | TRUE | 19856 | City of Vineland - (NJ) | 58235 | Clayville | NJ | Cumberland | 1 | Natural Gas Fired Combustion Turbine | GT |  | S | 73 | 0.85 | 55 | 61 | 52 | N |  |  | N | Electric Utility | 1 | X | NG
Batteries.MWH | battery storage | 0 | 9417 | Interstate Power and Light Co | 58236 | Marshalltown Generating Station | IA | Marshall | BESS1 | Batteries | BA | MGPV | S | 0.3 |  | 0.3 | 0.3 | 0 | N |  |  | N | Electric Utility | 1 | X | MWH
Natural Gas Fired Combined Cycle.NG | natural gas combined cycle | TRUE | 9417 | Interstate Power and Light Co | 58236 | Marshalltown Generating Station | IA | Marshall | CTG1 | Natural Gas Fired Combined Cycle | CT | MGS1 | S | 222.7 | 0.85 | 208.2 | 225.8 | 115 | N |  |  | N | Electric Utility | 1 | X | NG
Natural Gas Fired Combined Cycle.NG | natural gas combined cycle | TRUE | 9417 | Interstate Power and Light Co | 58236 | Marshalltown Generating Station | IA | Marshall | CTG2 | Natural Gas Fired Combined Cycle | CT | MGS1 | S | 222.7 | 0.85 | 207.1 | 225.8 | 115 | N |  |  | N | Electric Utility | 1 | X | NG
Solar Photovoltaic.SUN | solar PV | TRUE | 9417 | Interstate Power and Light Co | 58236 | Marshalltown Generating Station | IA | Marshall | PV1 | Solar Photovoltaic | PV | MGPV | S | 2.6 | 1 | 2.6 | 2.6 | 0 | N |  |  | N | Electric Utility | 1 | X | SUN
Natural Gas Fired Combined Cycle.NG | natural gas combined cycle | TRUE | 9417 | Interstate Power and Light Co | 58236 | Marshalltown Generating Station | IA | Marshall | STG1 | Natural Gas Fired Combined Cycle | CA | MGS1 | S | 260.5 | 0.85 | 247.9 | 244.4 | 80 | N |  |  | N | Electric Utility | 1 | X | NG
Other Natural Gas.NG | natural gas peaker | FALSE | 58213 | New Britain Renewable Energy, LLC | 58237 | CCSU Fuel Cell Project | CT | Hartford | CCSU | Other Natural Gas | FC |  | S | 1.4 |  | 1.4 | 1.4 | 0.7 | N |  |  | Y | Commercial CHP | 5 | T | NG
Onshore Wind Turbine.WND | onshore wind | TRUE | 60025 | Greenbacker Renewable Energy Corporation | 58238 | Georgia Mountain Community Wind Farm | VT | Chittenden | GMCW | Onshore Wind Turbine | WT |  | S | 10 |  | 10 | 10 | 0.2 | N |  |  | N | IPP Non-CHP | 2 | X | WND
Solar Photovoltaic.SUN | solar PV | TRUE | 63249 | Terraform Arcadia | 58239 | Kent County-Kennedyville | MD | Kent | PVKV | Solar Photovoltaic | PV |  | S | 1 |  | 1 | 1 |  | N |  |  | N | IPP Non-CHP | 2 | X | SUN
Solar Photovoltaic.SUN | solar PV | TRUE | 63249 | Terraform Arcadia | 58240 | Kit Carson | NM | Taos | PV_KC | Solar Photovoltaic | PV |  | S | 1.3 |  | 1.3 | 1.3 |  | N |  |  | N | IPP Non-CHP | 2 | X | SUN
Solar Photovoltaic.SUN | solar PV | TRUE | 63249 | Terraform Arcadia | 58241 | Rock Hall | MD | Kent | RCKHL | Solar Photovoltaic | PV |  | S | 1 |  | 1 | 1 |  | N |  |  | N | IPP Non-CHP | 2 | X | SUN
Onshore Wind Turbine.WND | onshore wind | TRUE | 56545 | Pattern Operators LP | 58242 | Pattern Panhandle Wind LLC | TX | Carson | 1 | Onshore Wind Turbine | WT |  | W | 218 |  | 218 | 218 | 218 | N |  |  | N | IPP Non-CHP | 2 | X | WND
Solar Photovoltaic.SUN | solar PV | TRUE | 63249 | Terraform Arcadia | 58243 | Kent County - Worton Complex | MD | Kent | WRTN | Solar Photovoltaic | PV |  | S | 1 |  | 1 | 1 |  | N |  |  | N | IPP Non-CHP | 2 | X | SUN
Solar Photovoltaic.SUN | solar PV | FALSE | 61012 | AES Distributed Energy | 58244 | West Valley High School Solar | CA | Riverside | WEST | Solar Photovoltaic | PV |  | S | 1 |  | 0.9 | 0.9 |  | N |  |  | N | Commercial Non-CHP | 4 | X | SUN
Natural Gas Internal Combustion Engine.NG | natural gas peaker | FALSE | 58220 | Northeastern Illinois University | 58245 | Northeastern Illinois University Cogen | IL | Cook | GEN1 | Natural Gas Internal Combustion Engine | IC |  | S | 0.8 | 0.9 | 0.8 | 0.8 | 0 | N |  |  | Y | Commercial CHP | 5 | T | NG
Natural Gas Internal Combustion Engine.NG | natural gas peaker | FALSE | 58220 | Northeastern Illinois University | 58245 | Northeastern Illinois University Cogen | IL | Cook | GEN2 | Natural Gas Internal Combustion Engine | IC |  | S | 0.8 | 0.9 | 0.8 | 0.8 | 0.1 | N |  |  | Y | Commercial CHP | 5 | T | NG
Natural Gas Internal Combustion Engine.NG | natural gas peaker | FALSE | 58220 | Northeastern Illinois University | 58245 | Northeastern Illinois University Cogen | IL | Cook | GEN3 | Natural Gas Internal Combustion Engine | IC |  | S | 0.8 | 0.9 | 0.8 | 0.8 | 0.2 | N |  |  | Y | Commercial CHP | 5 | T | NG
Natural Gas Internal Combustion Engine.NG | natural gas peaker | FALSE | 58220 | Northeastern Illinois University | 58245 | Northeastern Illinois University Cogen | IL | Cook | GEN4 | Natural Gas Internal Combustion Engine | IC |  | S | 0.8 | 0.9 | 0.8 | 0.8 | 0.3 | N |  |  | Y | Commercial CHP | 5 | T | NG
Landfill Gas.LFG | natural gas peaker | TRUE | 58221 | LES Operations Services LLC | 58246 | Millersville LFG | MD | Anne Arundel | CAT1 | Landfill Gas | IC |  | S | 1.6 | 0.8 | 1.5 | 1.5 | 0.7 | N |  |  | N | IPP Non-CHP | 2 | X | LFG
Landfill Gas.LFG | natural gas peaker | TRUE | 58221 | LES Operations Services LLC | 58246 | Millersville LFG | MD | Anne Arundel | CAT2 | Landfill Gas | IC |  | S | 1.6 | 0.8 | 1.5 | 1.5 | 0.7 | N |  |  | N | IPP Non-CHP | 2 | X | LFG
Solar Photovoltaic.SUN | solar PV | FALSE | 57276 | Los Angeles Community College District | 58248 | Pierce College | CA | Los Angeles | GEN1 | Solar Photovoltaic | PV |  | S | 1.9 |  | 1.9 | 1.9 |  | N |  |  | N | Commercial Non-CHP | 4 | X | SUN
Solar Photovoltaic.SUN | solar PV | FALSE | 59553 | VA Sepulveda Ambulatory Care Center | 58249 | VA Sepulveda Ambulatory Care Center | CA | Los Angeles | GEN1 | Solar Photovoltaic | PV |  | S | 3.5 |  | 3.5 | 3.5 |  | N |  |  | N | Commercial Non-CHP | 4 | X | SUN
Landfill Gas.LFG | natural gas peaker | TRUE | 54842 | WM Renewable Energy LLC | 58250 | Tullytown | PA | Bucks | GEN1 | Landfill Gas | IC |  | S | 1.6 | 0.98 | 1.6 | 1.6 | 0.8 | N |  |  | N | IPP Non-CHP | 2 | X | LFG
All Other.PUR | other | FALSE | 58223 | C&H Sugar Company Inc | 58251 | C&H Sugar Plant | CA | Contra Costa | TG3 | All Other | ST |  | S | 4 | 0.8 | 5 | 5 | 1.3 | N |  |  | Y | Industrial CHP | 7 | T | PUR
All Other.PUR | other | FALSE | 58223 | C&H Sugar Company Inc | 58251 | C&H Sugar Plant | CA | Contra Costa | TG4 | All Other | ST |  | S | 4 | 0.8 | 5 | 5 | 1.3 | N |  |  | Y | Industrial CHP | 7 | T | PUR
Landfill Gas.LFG | natural gas peaker | TRUE | 58229 | Howard County - Maryland | 58252 | Alpha Ridge LFG | MD | Howard | JEN1 | Landfill Gas | IC |  | S | 1 | 0.8 | 1 | 1 | 0.7 | N |  |  | N | IPP Non-CHP | 2 | X | LFG
Solar Photovoltaic.SUN | solar PV | FALSE | 63330 | Televison City Studios, LLC. | 58253 | CBS Television City | CA | Los Angeles | GEN1 | Solar Photovoltaic | PV |  | S | 1.6 |  | 1.6 | 1.6 | 0 | N |  |  | N | Commercial Non-CHP | 4 | X | SUN
Other Natural Gas.NG | natural gas peaker | FALSE | 63330 | Televison City Studios, LLC. | 58253 | CBS Television City | CA | Los Angeles | GEN2 | Other Natural Gas | FC |  | W | 0.4 |  | 0.4 | 0.4 | 0 | N |  |  | N | Commercial Non-CHP | 4 | X | NG
Other Natural Gas.NG | natural gas peaker | FALSE | 63330 | Televison City Studios, LLC. | 58253 | CBS Television City | CA | Los Angeles | GEN3 | Other Natural Gas | FC |  | W | 0.4 |  | 0.4 | 0.4 | 0 | N |  |  | N | Commercial Non-CHP | 4 | X | NG
Other Natural Gas.NG | natural gas peaker | FALSE | 63330 | Televison City Studios, LLC. | 58253 | CBS Television City | CA | Los Angeles | GEN4 | Other Natural Gas | FC |  | S | 0.4 |  | 0.4 | 0.4 | 0 | N |  |  | N | Commercial Non-CHP | 4 | X | NG
Natural Gas Fired Combustion Turbine.NG | natural gas peaker | TRUE | 11268 | City of Lowell - (MI) | 58254 | Chatham | MI | Kent | CT02R | Natural Gas Fired Combustion Turbine | GT |  | S | 3.6 | 0.8 | 3.2 | 3.6 | 1 | N |  |  | N | Electric Utility | 1 | X | NG
Natural Gas Fired Combustion Turbine.NG | natural gas peaker | TRUE | 11268 | City of Lowell - (MI) | 58254 | Chatham | MI | Kent | CTOIS | Natural Gas Fired Combustion Turbine | GT |  | S | 3.7 | 0.8 | 3.4 | 3.7 | 1 | N |  |  | N | Electric Utility | 1 | X | NG
Natural Gas Internal Combustion Engine.NG | natural gas peaker | TRUE | 18315 | Sunflower Electric Power Corp | 58255 | Rubart | KS | Grant | 01 | Natural Gas Internal Combustion Engine | IC |  | S | 10 | 0.8 | 8.8 | 8.8 | 2 | N |  |  | N | Electric Utility | 1 | X | NG
Natural Gas Internal Combustion Engine.NG | natural gas peaker | TRUE | 18315 | Sunflower Electric Power Corp | 58255 | Rubart | KS | Grant | 02 | Natural Gas Internal Combustion Engine | IC |  | S | 10 | 0.8 | 8.9 | 8.9 | 2 | N |  |  | N | Electric Utility | 1 | X | NG
Natural Gas Internal Combustion Engine.NG | natural gas peaker | TRUE | 18315 | Sunflower Electric Power Corp | 58255 | Rubart | KS | Grant | 03 | Natural Gas Internal Combustion Engine | IC |  | S | 10 | 0.8 | 8.7 | 8.7 | 2 | N |  |  | N | Electric Utility | 1 | X | NG
Natural Gas Internal Combustion Engine.NG | natural gas peaker | TRUE | 18315 | Sunflower Electric Power Corp | 58255 | Rubart | KS | Grant | 04 | Natural Gas Internal Combustion Engine | IC |  | S | 10 | 0.8 | 9 | 9 | 2 | N |  |  | N | Electric Utility | 1 | X | NG
Natural Gas Internal Combustion Engine.NG | natural gas peaker | TRUE | 18315 | Sunflower Electric Power Corp | 58255 | Rubart | KS | Grant | 05 | Natural Gas Internal Combustion Engine | IC |  | S | 10 | 0.8 | 8.6 | 8.6 | 2 | N |  |  | N | Electric Utility | 1 | X | NG
Natural Gas Internal Combustion Engine.NG | natural gas peaker | TRUE | 18315 | Sunflower Electric Power Corp | 58255 | Rubart | KS | Grant | 06 | Natural Gas Internal Combustion Engine | IC |  | S | 10 | 0.8 | 8.8 | 8.8 | 2 | N |  |  | N | Electric Utility | 1 | X | NG
Natural Gas Internal Combustion Engine.NG | natural gas peaker | TRUE | 18315 | Sunflower Electric Power Corp | 58255 | Rubart | KS | Grant | 07 | Natural Gas Internal Combustion Engine | IC |  | S | 10 | 0.8 | 8.8 | 8.8 | 2 | N |  |  | N | Electric Utility | 1 | X | NG
Natural Gas Internal Combustion Engine.NG | natural gas peaker | TRUE | 18315 | Sunflower Electric Power Corp | 58255 | Rubart | KS | Grant | 08 | Natural Gas Internal Combustion Engine | IC |  | S | 10 | 0.8 | 8.9 | 8.9 | 2 | N |  |  | N | Electric Utility | 1 | X | NG
Natural Gas Internal Combustion Engine.NG | natural gas peaker | TRUE | 18315 | Sunflower Electric Power Corp | 58255 | Rubart | KS | Grant | 09 | Natural Gas Internal Combustion Engine | IC |  | S | 10 | 0.8 | 8.9 | 8.9 | 2 | N |  |  | N | Electric Utility | 1 | X | NG
Natural Gas Internal Combustion Engine.NG | natural gas peaker | TRUE | 18315 | Sunflower Electric Power Corp | 58255 | Rubart | KS | Grant | 10 | Natural Gas Internal Combustion Engine | IC |  | S | 10 | 0.8 | 9 | 9 | 2 | N |  |  | N | Electric Utility | 1 | X | NG
Natural Gas Internal Combustion Engine.NG | natural gas peaker | TRUE | 18315 | Sunflower Electric Power Corp | 58255 | Rubart | KS | Grant | 11 | Natural Gas Internal Combustion Engine | IC |  | S | 10 | 0.8 | 9 | 9 | 2 | N |  |  | N | Electric Utility | 1 | X | NG
Natural Gas Internal Combustion Engine.NG | natural gas peaker | TRUE | 18315 | Sunflower Electric Power Corp | 58255 | Rubart | KS | Grant | 12 | Natural Gas Internal Combustion Engine | IC |  | S | 10 | 0.8 | 9 | 9 | 2 | N |  |  | N | Electric Utility | 1 | X | NG
Solar Photovoltaic.SUN | solar PV | TRUE | 11204 | Los Alamos County | 58256 | Los Alamos PV Site | NM | Los Alamos | 1 | Solar Photovoltaic | PV |  | S | 1 |  | 1 | 1 |  | N |  |  | N | Electric Utility | 1 | X | SUN
Conventional Hydroelectric.WAT | hydro | TRUE | 11118 | Lockhart Power Co | 58257 | Upper Pacolet Hydro | SC | Spartanburg | UP1 | Conventional Hydroelectric | HY |  | S | 1.1 | 0.8 | 1.1 | 1.1 | 0.2 | N |  |  | N | Electric Utility | 1 | X | WAT
Natural Gas Fired Combustion Turbine.NG | natural gas peaker | FALSE | 10810 | LAX Airport | 58258 | Central Utilities Plant LAX 2 | CA | Los Angeles | GEN1 | Natural Gas Fired Combustion Turbine | GT |  | S | 4.6 | 0.95 | 4.2 | 4.2 | 2.5 | N |  |  | Y | Commercial CHP | 5 | T | NG
Natural Gas Fired Combustion Turbine.NG | natural gas peaker | FALSE | 10810 | LAX Airport | 58258 | Central Utilities Plant LAX 2 | CA | Los Angeles | GEN2 | Natural Gas Fired Combustion Turbine | GT |  | S | 4.6 | 0.95 | 4.2 | 4.2 | 2.5 | N |  |  | Y | Commercial CHP | 5 | T | NG
Solar Photovoltaic.SUN | solar PV | TRUE | 60281 | Altus Power America Management, LLC | 58259 | Kalaeloa Solar Two | HI | Honolulu | KAS2 | Solar Photovoltaic | PV |  | S | 5 |  | 5 | 5 |  | N |  |  | N | IPP Non-CHP | 2 | X | SUN
Natural Gas Fired Combined Cycle.NG | natural gas combined cycle | TRUE | 19876 | Virginia Electric & Power Co | 58260 | Brunswick County Power Station | VA | Brunswick | CT01 | Natural Gas Fired Combined Cycle | CT | BC01 | S | 297.5 | 0.85 | 263.9 | 283.3 | 138 | N |  |  | N | Electric Utility | 1 | X | NG
Natural Gas Fired Combined Cycle.NG | natural gas combined cycle | TRUE | 19876 | Virginia Electric & Power Co | 58260 | Brunswick County Power Station | VA | Brunswick | CT02 | Natural Gas Fired Combined Cycle | CT | BC01 | S | 297.5 | 0.85 | 263.9 | 283.3 | 138 | N |  |  | N | Electric Utility | 1 | X | NG
Natural Gas Fired Combined Cycle.NG | natural gas combined cycle | TRUE | 19876 | Virginia Electric & Power Co | 58260 | Brunswick County Power Station | VA | Brunswick | CT03 | Natural Gas Fired Combined Cycle | CT | BC01 | S | 297.5 | 0.85 | 263.9 | 283.3 | 138 | N |  |  | N | Electric Utility | 1 | X | NG
Natural Gas Fired Combined Cycle.NG | natural gas combined cycle | TRUE | 19876 | Virginia Electric & Power Co | 58260 | Brunswick County Power Station | VA | Brunswick | ST01 | Natural Gas Fired Combined Cycle | CA | BC01 | S | 579.7 | 0.85 | 579.4 | 616.3 | 281 | N |  |  | N | Electric Utility | 1 | X | NG
Solar Photovoltaic.SUN | solar PV | TRUE | 58238 | Enfinity NorCal 1 FAA LLC | 58261 | FAA NorCal TRACON | CA | Sacramento | 1 | Solar Photovoltaic | PV |  | S | 1 |  | 1 | 1 |  | N |  |  | N | IPP Non-CHP | 2 | X | SUN
Solar Photovoltaic.SUN | solar PV | TRUE | 58239 | Desert Sky Solar LLC | 58262 | Badger 1 | AZ | Maricopa | 1 | Solar Photovoltaic | PV |  | S | 14.8 |  | 14.8 | 14.8 |  | N |  |  | N | IPP Non-CHP | 2 | X | SUN
Landfill Gas.LFG | natural gas peaker | TRUE | 58240 | COT/Division of Water Reclamation | 58263 | Bay View Cogeneration Facility | OH | Lucas | GTG | Landfill Gas | GT |  | S | 5.5 | 0.85 | 4.4 | 5 | 0.5 | N |  |  | Y | Electric Utility | 1 | T | LFG | OBG | NG
Landfill Gas.LFG | natural gas peaker | TRUE | 58240 | COT/Division of Water Reclamation | 58263 | Bay View Cogeneration Facility | OH | Lucas | STG | Landfill Gas | ST |  | S | 6.5 | 0.85 | 4 | 5 | 0.5 | N |  |  | Y | Electric Utility | 1 | T | LFG | OBG | NG
Petroleum Liquids.DFO | petroleum | FALSE | 58247 | National Centers for Animal Health | 58265 | NCAH Central Utility Plant | IA | Story | C-3 | Petroleum Liquids | IC |  | W | 0.2 | 0.8 | 0.2 | 0.2 | 0.1 | N |  |  | N | Commercial CHP | 5 | X | DFO
Petroleum Liquids.DFO | petroleum | FALSE | 58247 | National Centers for Animal Health | 58265 | NCAH Central Utility Plant | IA | Story | EP-6 | Petroleum Liquids | IC |  | W | 0.8 | 0.8 | 0.8 | 0.8 | 0.2 | N |  |  | N | Commercial CHP | 5 | X | DFO
Petroleum Liquids.DFO | petroleum | FALSE | 58247 | National Centers for Animal Health | 58265 | NCAH Central Utility Plant | IA | Story | FRZRF | Petroleum Liquids | IC |  | W | 0.2 | 0.8 | 0.2 | 0.2 | 0.1 | N |  |  | N | Commercial CHP | 5 | X | DFO
Petroleum Liquids.DFO | petroleum | FALSE | 58247 | National Centers for Animal Health | 58265 | NCAH Central Utility Plant | IA | Story | MBGEN | Petroleum Liquids | IC |  | W | 0.5 | 0.8 | 0.5 | 0.5 | 0.2 | N |  |  | N | Commercial CHP | 5 | X | DFO
Petroleum Liquids.DFO | petroleum | FALSE | 58247 | National Centers for Animal Health | 58265 | NCAH Central Utility Plant | IA | Story | S-13 | Petroleum Liquids | IC |  | W | 2.1 | 0.8 | 2.1 | 2.1 | 0.5 | N |  |  | N | Commercial CHP | 5 | X | DFO
Petroleum Liquids.DFO | petroleum | FALSE | 58247 | National Centers for Animal Health | 58265 | NCAH Central Utility Plant | IA | Story | S-14 | Petroleum Liquids | IC |  | W | 2.1 | 0.8 | 2.1 | 2.1 | 0.5 | N |  |  | N | Commercial CHP | 5 | X | DFO
Natural Gas Fired Combustion Turbine.NG | natural gas peaker | FALSE | 58247 | National Centers for Animal Health | 58265 | NCAH Central Utility Plant | IA | Story | S-16 | Natural Gas Fired Combustion Turbine | GT |  | W | 3 | 0.9 | 3 | 3 | 0.5 | N |  |  | Y | Commercial CHP | 5 | T | NG
Petroleum Liquids.DFO | petroleum | FALSE | 58247 | National Centers for Animal Health | 58265 | NCAH Central Utility Plant | IA | Story | S-17 | Petroleum Liquids | IC |  | W | 2 | 0.8 | 2 | 2 | 0.5 | N |  |  | N | Commercial CHP | 5 | X | DFO
Petroleum Liquids.DFO | petroleum | FALSE | 58247 | National Centers for Animal Health | 58265 | NCAH Central Utility Plant | IA | Story | S-18 | Petroleum Liquids | IC |  | W | 2 | 0.8 | 2 | 2 | 0.5 | N |  |  | N | Commercial CHP | 5 | X | DFO
Petroleum Liquids.DFO | petroleum | FALSE | 58247 | National Centers for Animal Health | 58265 | NCAH Central Utility Plant | IA | Story | S-19 | Petroleum Liquids | IC |  | W | 2 | 0.8 | 2 | 2 | 0.5 | N |  |  | N | Commercial CHP | 5 | X | DFO
Natural Gas Internal Combustion Engine.NG | natural gas peaker | TRUE | 15248 | Portland General Electric Co | 58266 | Port Westward Unit 2 | OR | Columbia | 1 | Natural Gas Internal Combustion Engine | IC |  | S | 18.8 | 0.8 | 18.7 | 18.7 | 5.6 | N |  |  | N | Electric Utility | 1 | X | NG
Natural Gas Internal Combustion Engine.NG | natural gas peaker | TRUE | 15248 | Portland General Electric Co | 58266 | Port Westward Unit 2 | OR | Columbia | 10 | Natural Gas Internal Combustion Engine | IC |  | S | 18.8 | 0.8 | 18.7 | 18.7 | 5.6 | N |  |  | N | Electric Utility | 1 | X | NG
Natural Gas Internal Combustion Engine.NG | natural gas peaker | TRUE | 15248 | Portland General Electric Co | 58266 | Port Westward Unit 2 | OR | Columbia | 11 | Natural Gas Internal Combustion Engine | IC |  | S | 18.8 | 0.8 | 18.7 | 18.7 | 5.6 | N |  |  | N | Electric Utility | 1 | X | NG
Natural Gas Internal Combustion Engine.NG | natural gas peaker | TRUE | 15248 | Portland General Electric Co | 58266 | Port Westward Unit 2 | OR | Columbia | 12 | Natural Gas Internal Combustion Engine | IC |  | S | 18.8 | 0.8 | 18.7 | 18.7 | 5.6 | N |  |  | N | Electric Utility | 1 | X | NG
Natural Gas Internal Combustion Engine.NG | natural gas peaker | TRUE | 15248 | Portland General Electric Co | 58266 | Port Westward Unit 2 | OR | Columbia | 2 | Natural Gas Internal Combustion Engine | IC |  | S | 18.8 | 0.8 | 18.7 | 18.7 | 5.6 | N |  |  | N | Electric Utility | 1 | X | NG
Natural Gas Internal Combustion Engine.NG | natural gas peaker | TRUE | 15248 | Portland General Electric Co | 58266 | Port Westward Unit 2 | OR | Columbia | 3 | Natural Gas Internal Combustion Engine | IC |  | S | 18.8 | 0.8 | 18.7 | 18.7 | 5.6 | N |  |  | N | Electric Utility | 1 | X | NG
Natural Gas Internal Combustion Engine.NG | natural gas peaker | TRUE | 15248 | Portland General Electric Co | 58266 | Port Westward Unit 2 | OR | Columbia | 4 | Natural Gas Internal Combustion Engine | IC |  | S | 18.8 | 0.8 | 18.7 | 18.7 | 5.6 | N |  |  | N | Electric Utility | 1 | X | NG
Natural Gas Internal Combustion Engine.NG | natural gas peaker | TRUE | 15248 | Portland General Electric Co | 58266 | Port Westward Unit 2 | OR | Columbia | 5 | Natural Gas Internal Combustion Engine | IC |  | S | 18.8 | 0.8 | 18.7 | 18.7 | 5.6 | N |  |  | N | Electric Utility | 1 | X | NG
Natural Gas Internal Combustion Engine.NG | natural gas peaker | TRUE | 15248 | Portland General Electric Co | 58266 | Port Westward Unit 2 | OR | Columbia | 6 | Natural Gas Internal Combustion Engine | IC |  | S | 18.8 | 0.8 | 18.7 | 18.7 | 5.6 | N |  |  | N | Electric Utility | 1 | X | NG
Natural Gas Internal Combustion Engine.NG | natural gas peaker | TRUE | 15248 | Portland General Electric Co | 58266 | Port Westward Unit 2 | OR | Columbia | 7 | Natural Gas Internal Combustion Engine | IC |  | S | 18.8 | 0.8 | 18.7 | 18.7 | 5.6 | N |  |  | N | Electric Utility | 1 | X | NG
Natural Gas Internal Combustion Engine.NG | natural gas peaker | TRUE | 15248 | Portland General Electric Co | 58266 | Port Westward Unit 2 | OR | Columbia | 8 | Natural Gas Internal Combustion Engine | IC |  | S | 18.8 | 0.8 | 18.7 | 18.7 | 5.6 | N |  |  | N | Electric Utility | 1 | X | NG
Natural Gas Internal Combustion Engine.NG | natural gas peaker | TRUE | 15248 | Portland General Electric Co | 58266 | Port Westward Unit 2 | OR | Columbia | 9 | Natural Gas Internal Combustion Engine | IC |  | S | 18.8 | 0.8 | 18.7 | 18.7 | 5.6 | N |  |  | N | Electric Utility | 1 | X | NG
Petroleum Liquids.DFO | petroleum | TRUE | 58240 | COT/Division of Water Reclamation | 58269 | Bay View Backup Power Facility | OH | Lucas | G1 | Petroleum Liquids | IC |  | S | 2 | 0.8 | 2 | 2 | 0.8 | N |  |  | N | Electric Utility | 1 | X | DFO
Natural Gas Internal Combustion Engine.NG | natural gas peaker | TRUE | 58240 | COT/Division of Water Reclamation | 58269 | Bay View Backup Power Facility | OH | Lucas | G2 | Natural Gas Internal Combustion Engine | IC |  | S | 2 | 0.8 | 2 | 2 | 0.8 | N |  |  | N | Electric Utility | 1 | X | NG
Natural Gas Internal Combustion Engine.NG | natural gas peaker | TRUE | 58240 | COT/Division of Water Reclamation | 58269 | Bay View Backup Power Facility | OH | Lucas | G3 | Natural Gas Internal Combustion Engine | IC |  | S | 2 | 0.8 | 2 | 2 | 0.8 | N |  |  | N | Electric Utility | 1 | X | NG
Natural Gas Internal Combustion Engine.NG | natural gas peaker | TRUE | 58240 | COT/Division of Water Reclamation | 58269 | Bay View Backup Power Facility | OH | Lucas | G4 | Natural Gas Internal Combustion Engine | IC |  | S | 2 | 0.8 | 2 | 2 | 0.8 | N |  |  | N | Electric Utility | 1 | X | NG
Natural Gas Internal Combustion Engine.NG | natural gas peaker | TRUE | 58240 | COT/Division of Water Reclamation | 58269 | Bay View Backup Power Facility | OH | Lucas | G5 | Natural Gas Internal Combustion Engine | IC |  | S | 2 | 0.8 | 2 | 2 | 0.8 | N |  |  | N | Electric Utility | 1 | X | NG | OBG
Natural Gas Internal Combustion Engine.NG | natural gas peaker | TRUE | 58240 | COT/Division of Water Reclamation | 58269 | Bay View Backup Power Facility | OH | Lucas | G6 | Natural Gas Internal Combustion Engine | IC |  | S | 2 | 0.8 | 2 | 2 | 0.8 | N |  |  | N | Electric Utility | 1 | X | NG | OBG
Solar Photovoltaic.SUN | solar PV | TRUE | 65164 | CleanCapital Holdings | 58270 | Acushnet AD Makepeace | MA | Plymouth | 1 | Solar Photovoltaic | PV |  | W | 4.1 |  | 4.7 | 4.7 |  | N |  |  | N | IPP Non-CHP | 2 | X | SUN
Solar Photovoltaic.SUN | solar PV | TRUE | 65164 | CleanCapital Holdings | 58271 | Acushnet Hawes Reed Road | MA | Bristol | 1 | Solar Photovoltaic | PV |  | W | 1 |  | 1 | 1 |  | N |  |  | N | IPP Non-CHP | 2 | X | SUN
Solar Photovoltaic.SUN | solar PV | TRUE | 65164 | CleanCapital Holdings | 58272 | Easthampton Landfill-City of Easthampton | MA | Hampshire | 1 | Solar Photovoltaic | PV |  | W | 1.9 |  | 1.9 | 1.9 |  | N |  |  | N | IPP Non-CHP | 2 | X | SUN
Solar Photovoltaic.SUN | solar PV | TRUE | 63233 | USF Surry, LLC | 58273 | South Robeson Farm | NC | Robeson | SROB | Solar Photovoltaic | PV |  | S | 5 |  | 4.9 | 4.9 |  | N |  |  | N | IPP Non-CHP | 2 | X | SUN
Solar Photovoltaic.SUN | solar PV | TRUE | 61119 | SRE Utility Solar 1, LLC | 58274 | Raeford Farm | NC | Hoke | RAEF | Solar Photovoltaic | PV |  | S | 5 |  | 4.9 | 4.9 |  | N |  |  | N | IPP Non-CHP | 2 | X | SUN
Solar Photovoltaic.SUN | solar PV | TRUE | 59155 | Evergreen Wind, LLC | 58275 | Mass Midstate Solar 3 | MA | Worcester | 1 | Solar Photovoltaic | PV |  | S | 4 |  | 4 | 4 |  | N |  |  | N | IPP Non-CHP | 2 | X | SUN
Solar Photovoltaic.SUN | solar PV | TRUE | 59155 | Evergreen Wind, LLC | 58276 | Mass Midstate Solar 2 | MA | Worcester | 1 | Solar Photovoltaic | PV |  | S | 5 |  | 5 | 5 |  | N |  |  | N | IPP Non-CHP | 2 | X | SUN
Conventional Hydroelectric.WAT | hydro | FALSE | 62818 | Mahi Pono LLC | 58277 | Paia Hydroelectric Plant | HI | Maui | PAH1 | Conventional Hydroelectric | HY |  | S | 1.3 | 0.8 | 1.3 | 1.3 | 0.2 | N |  |  | N | Industrial Non-CHP | 6 | X | WAT
Petroleum Liquids.DFO | petroleum | TRUE | 57494 | TDX North Slope Generating Inc. | 58278 | TNSG North Plant | AK | North Slope | 13 | Petroleum Liquids | IC |  | S | 0.3 | 0.8 | 0.3 | 0.3 | 0 | N |  |  | N | Electric Utility | 1 | X | DFO
Natural Gas Fired Combustion Turbine.NG | natural gas peaker | TRUE | 57494 | TDX North Slope Generating Inc. | 58278 | TNSG North Plant | AK | North Slope | CT1 | Natural Gas Fired Combustion Turbine | GT |  | S | 5.2 | 0.8 | 4.5 | 5.8 | 0 | N |  |  | N | Electric Utility | 1 | X | NG
Natural Gas Fired Combustion Turbine.NG | natural gas peaker | TRUE | 57494 | TDX North Slope Generating Inc. | 58278 | TNSG North Plant | AK | North Slope | CT2 | Natural Gas Fired Combustion Turbine | GT |  | S | 5.2 | 0.8 | 4.5 | 5.8 | 0 | N |  |  | N | Electric Utility | 1 | X | NG
Natural Gas Fired Combustion Turbine.NG | natural gas peaker | TRUE | 57494 | TDX North Slope Generating Inc. | 58278 | TNSG North Plant | AK | North Slope | CT3 | Natural Gas Fired Combustion Turbine | GT |  | S | 7.5 | 0.8 | 6.9 | 8 | 0 | N |  |  | N | Electric Utility | 1 | X | NG
Natural Gas Fired Combustion Turbine.NG | natural gas peaker | TRUE | 57494 | TDX North Slope Generating Inc. | 58278 | TNSG North Plant | AK | North Slope | CT4 | Natural Gas Fired Combustion Turbine | GT |  | S | 7.5 | 0.8 | 6.9 | 8 | 0 | N |  |  | N | Electric Utility | 1 | X | NG
Solar Photovoltaic.SUN | solar PV | TRUE | 59155 | Evergreen Wind, LLC | 58279 | Mass Midstate Solar 1 | MA | Worcester | 1 | Solar Photovoltaic | PV |  | S | 5 |  | 5 | 5 |  | N |  |  | N | IPP Non-CHP | 2 | X | SUN
Solar Photovoltaic.SUN | solar PV | TRUE | 59155 | Evergreen Wind, LLC | 58280 | Millbury Solar | MA | Worcester | 1 | Solar Photovoltaic | PV |  | S | 3 |  | 3 | 3 |  | N |  |  | N | IPP Non-CHP | 2 | X | SUN
Solar Photovoltaic.SUN | solar PV | TRUE | 60987 | Lanikuhana Solar LLC | 58281 | Lanikuhana Solar LLC | HI | Honolulu | 1 | Solar Photovoltaic | PV |  | S | 14.7 |  | 14.7 | 14.7 |  | N |  |  | N | IPP Non-CHP | 2 | X | SUN
Solar Photovoltaic.SUN | solar PV | TRUE | 65432 | CVI CleanCapital Solar 1 LLC | 58282 | Leicester One MA Solar LLC | MA | Worcester | 1 | Solar Photovoltaic | PV |  | J | 4.8 |  | 4.8 | 4.8 |  | N |  |  | N | IPP Non-CHP | 2 | X | SUN
Solar Photovoltaic.SUN | solar PV | TRUE | 58598 | Mass Solar, LLC | 58283 | Freetown Solar | MA | Bristol | 1 | Solar Photovoltaic | PV |  | S | 4.5 |  | 4.5 | 4.5 | 0 | N |  |  | N | IPP Non-CHP | 2 | X | SUN
Natural Gas Fired Combustion Turbine.NG | natural gas peaker | TRUE | 15473 | Public Service Co of NM | 58284 | La Luz Energy Center | NM | Valencia | 0001 | Natural Gas Fired Combustion Turbine | GT |  | S | 42.3 | 0.85 | 40 | 41 | 10 | N |  |  | N | Electric Utility | 1 | X | NG
Solar Photovoltaic.SUN | solar PV | TRUE | 59455 | Venable Solar, LLC | 58289 | Venable Solar 1 | CA | Riverside | VNPV | Solar Photovoltaic | PV |  | S | 1.5 |  | 1.5 | 1.1 |  | N |  |  | N | IPP Non-CHP | 2 | X | SUN
Solar Photovoltaic.SUN | solar PV | TRUE | 59455 | Venable Solar, LLC | 58290 | Venable Solar 2 | CA | Riverside | VSPV | Solar Photovoltaic | PV |  | S | 1.5 |  | 1.5 | 1.1 |  | N |  |  | N | IPP Non-CHP | 2 | X | SUN
Solar Photovoltaic.SUN | solar PV | TRUE | 61012 | AES Distributed Energy | 58292 | Jewish Community Center PV | AZ | Maricopa | JCC | Solar Photovoltaic | PV |  | S | 1.1 |  | 1.2 | 1.2 |  | N |  |  | N | IPP Non-CHP | 2 | X | SUN
Solar Photovoltaic.SUN | solar PV | TRUE | 61012 | AES Distributed Energy | 58293 | Paradise Valley H.S. PV | AZ | Maricopa | PVH | Solar Photovoltaic | PV |  | S | 1.3 |  | 1.4 | 1.4 |  | N |  |  | N | IPP Non-CHP | 2 | X | SUN
Other Natural Gas.NG | natural gas peaker | TRUE | 57128 | Bloom Energy | 58296 | Roll Delano 2 | CA | Kern | ROL6 | Other Natural Gas | FC |  | W | 1.6 |  | 1.6 | 1.6 | 0 | N |  |  | N | IPP Non-CHP | 2 | X | NG
Other Natural Gas.NG | natural gas peaker | TRUE | 57128 | Bloom Energy | 58297 | Roll Delano | CA | Kern | ROL4 | Other Natural Gas | FC |  | W | 1.2 |  | 1.2 | 1.2 | 0 | N |  |  | N | IPP Non-CHP | 2 | X | NG
Other Natural Gas.NG | natural gas peaker | TRUE | 57128 | Bloom Energy | 58298 | Roll Lost Hills | CA | Kern | ROL3 | Other Natural Gas | FC |  | W | 1.1 |  | 1 | 1 | 0 | N |  |  | N | IPP Non-CHP | 2 | X | NG
Other Natural Gas.NG | natural gas peaker | TRUE | 57128 | Bloom Energy | 58299 | Xilinx San Jose | CA | Santa Clara | XLX01 | Other Natural Gas | FC |  | S | 1 |  | 1 | 1 | 1 |  |  |  | N | IPP Non-CHP | 2 | X | NG
Other Natural Gas.NG | natural gas peaker | TRUE | 57128 | Bloom Energy | 58300 | Honda Torrance | CA | Los Angeles | HON | Other Natural Gas | FC |  | W | 1.1 |  | 1 | 1 | 0 | N |  |  | N | IPP Non-CHP | 2 | X | NG
Other Natural Gas.NG | natural gas peaker | TRUE | 57128 | Bloom Energy | 58301 | Juniper Networks Sunnyvale | CA | Santa Clara | JPR | Other Natural Gas | FC |  | W | 1.1 |  | 1 | 1 | 0 | N |  |  | N | IPP Non-CHP | 2 | X | NG
Other Natural Gas.NG | natural gas peaker | TRUE | 57128 | Bloom Energy | 58302 | Life Technologies Carlsbad | CA | San Diego | LFT | Other Natural Gas | FC |  | W | 1.1 |  | 1 | 1 | 0 | N |  |  | N | IPP Non-CHP | 2 | X | NG
Other Natural Gas.NG | natural gas peaker | TRUE | 57128 | Bloom Energy | 58303 | Taylor Farms Salinas | CA | Monterey | TLR | Other Natural Gas | FC |  | W | 1.1 |  | 1 | 1 | 0 | N |  |  | N | IPP Non-CHP | 2 | X | NG
Solar Photovoltaic.SUN | solar PV | TRUE | 60281 | Altus Power America Management, LLC | 58304 | Kingsburg Solar | CA | Tulare | 1 | Solar Photovoltaic | PV |  | S | 1.5 |  | 1.5 | 1.5 |  | N |  |  | N | IPP Non-CHP | 2 | X | SUN
Solar Photovoltaic.SUN | solar PV | TRUE | 60281 | Altus Power America Management, LLC | 58304 | Kingsburg Solar | CA | Tulare | 2 | Solar Photovoltaic | PV |  | S | 1.5 |  | 1.5 | 1.5 |  | N |  |  | N | IPP Non-CHP | 2 | X | SUN
Solar Photovoltaic.SUN | solar PV | TRUE | 60281 | Altus Power America Management, LLC | 58304 | Kingsburg Solar | CA | Tulare | 3 | Solar Photovoltaic | PV |  | S | 0.7 |  | 0.7 | 0.7 |  | N |  |  | N | IPP Non-CHP | 2 | X | SUN
Solar Photovoltaic.SUN | solar PV | TRUE | 60025 | Greenbacker Renewable Energy Corporation | 58305 | PCIP Solar | NC | Person | PCIP | Solar Photovoltaic | PV |  | S | 1 |  | 1 | 1 |  | N |  |  | N | IPP Non-CHP | 2 | X | SUN
Solar Photovoltaic.SUN | solar PV | TRUE | 60281 | Altus Power America Management, LLC | 58306 | Exeter Solar | CA | Tulare | 1 | Solar Photovoltaic | PV |  | S | 1 |  | 1 | 1 |  | N |  |  | N | IPP Non-CHP | 2 | X | SUN
Solar Photovoltaic.SUN | solar PV | TRUE | 60281 | Altus Power America Management, LLC | 58306 | Exeter Solar | CA | Tulare | 2 | Solar Photovoltaic | PV |  | S | 1 |  | 1 | 1 |  | N |  |  | N | IPP Non-CHP | 2 | X | SUN
Solar Photovoltaic.SUN | solar PV | TRUE | 60281 | Altus Power America Management, LLC | 58306 | Exeter Solar | CA | Tulare | 3 | Solar Photovoltaic | PV |  | S | 1.5 |  | 1.5 | 1.5 |  | N |  |  | N | IPP Non-CHP | 2 | X | SUN
Solar Photovoltaic.SUN | solar PV | TRUE | 60281 | Altus Power America Management, LLC | 58307 | Ivanhoe Solar | CA | Tulare | 1 | Solar Photovoltaic | PV |  | S | 1.5 |  | 1.5 | 1.5 |  | N |  |  | N | IPP Non-CHP | 2 | X | SUN
Solar Photovoltaic.SUN | solar PV | TRUE | 60281 | Altus Power America Management, LLC | 58307 | Ivanhoe Solar | CA | Tulare | 2 | Solar Photovoltaic | PV |  | S | 0.5 |  | 0.5 | 0.5 |  | N |  |  | N | IPP Non-CHP | 2 | X | SUN
Solar Photovoltaic.SUN | solar PV | TRUE | 60281 | Altus Power America Management, LLC | 58307 | Ivanhoe Solar | CA | Tulare | 3 | Solar Photovoltaic | PV |  | S | 1.5 |  | 1.5 | 1.5 |  | N |  |  | N | IPP Non-CHP | 2 | X | SUN
Solar Photovoltaic.SUN | solar PV | TRUE | 60281 | Altus Power America Management, LLC | 58308 | Lindsay Solar | CA | Tulare | 1 | Solar Photovoltaic | PV |  | S | 1.5 |  | 1.5 | 1.5 |  | N |  |  | N | IPP Non-CHP | 2 | X | SUN
Solar Photovoltaic.SUN | solar PV | TRUE | 60281 | Altus Power America Management, LLC | 58308 | Lindsay Solar | CA | Tulare | 3 | Solar Photovoltaic | PV |  | S | 1.5 |  | 1.5 | 1.5 |  | N |  |  | N | IPP Non-CHP | 2 | X | SUN
Solar Photovoltaic.SUN | solar PV | TRUE | 60281 | Altus Power America Management, LLC | 58308 | Lindsay Solar | CA | Tulare | 4 | Solar Photovoltaic | PV |  | S | 1 |  | 1 | 1 |  | N |  |  | N | IPP Non-CHP | 2 | X | SUN
Solar Photovoltaic.SUN | solar PV | TRUE | 60281 | Altus Power America Management, LLC | 58309 | Porterville Solar | CA | Tulare | 1 | Solar Photovoltaic | PV |  | S | 1 |  | 1 | 1 |  | N |  |  | N | IPP Non-CHP | 2 | X | SUN
Solar Photovoltaic.SUN | solar PV | TRUE | 60281 | Altus Power America Management, LLC | 58309 | Porterville Solar | CA | Tulare | 2 | Solar Photovoltaic | PV |  | S | 1 |  | 1 | 1 |  | N |  |  | N | IPP Non-CHP | 2 | X | SUN
Solar Photovoltaic.SUN | solar PV | TRUE | 60281 | Altus Power America Management, LLC | 58309 | Porterville Solar | CA | Tulare | 5 | Solar Photovoltaic | PV |  | S | 1.5 |  | 1.5 | 1.5 |  | N |  |  | N | IPP Non-CHP | 2 | X | SUN
All Other.WH | other | FALSE | 58287 | Rain CII Carbon LLC | 58310 | Lake Charles Plant | LA | Calcasieu | G-1 | All Other | ST |  | S | 36.4 | 0.85 | 28 | 28 | 8 | N |  |  | N | Industrial Non-CHP | 6 | X | WH
Solar Photovoltaic.SUN | solar PV | TRUE | 64778 | Strata Manager, LLC | 58311 | Chadbourn Farm | NC | Columbus | 1 | Solar Photovoltaic | PV |  | W | 5 |  | 5 | 5 |  | N |  |  | N | IPP Non-CHP | 2 | X | SUN
Solar Photovoltaic.SUN | solar PV | TRUE | 63248 | Palmetto Power Management LLC | 58312 | Warrenton Farm | NC | Warren | 1 | Solar Photovoltaic | PV |  | W | 4 |  | 4 | 4 |  | N |  |  | N | IPP Non-CHP | 2 | X | SUN
Solar Photovoltaic.SUN | solar PV | TRUE | 64778 | Strata Manager, LLC | 58313 | Mocksville Farm | NC | Davie | 1 | Solar Photovoltaic | PV |  | W | 5 |  | 5 | 5 |  | N |  |  | N | IPP Non-CHP | 2 | X | SUN
Solar Photovoltaic.SUN | solar PV | TRUE | 63248 | Palmetto Power Management LLC | 58314 | Belwood Farm | NC | Cleveland | 1 | Solar Photovoltaic | PV |  | W | 4 |  | 4 | 4 |  | N |  |  | N | IPP Non-CHP | 2 | X | SUN
Solar Photovoltaic.SUN | solar PV | TRUE | 64778 | Strata Manager, LLC | 58315 | Arndt Farm | NC | Catawba | 1 | Solar Photovoltaic | PV |  | W | 5 |  | 5 | 5 |  | N |  |  | N | IPP Non-CHP | 2 | X | SUN
Solar Photovoltaic.SUN | solar PV | TRUE | 63248 | Palmetto Power Management LLC | 58316 | Railroad Farm | NC | Robeson | 1 | Solar Photovoltaic | PV |  | W | 5 |  | 5 | 5 |  | N |  |  | N | IPP Non-CHP | 2 | X | SUN
Solar Photovoltaic.SUN | solar PV | TRUE | 63248 | Palmetto Power Management LLC | 58317 | Watts Farm | NC | Robeson | 1 | Solar Photovoltaic | PV |  | W | 5 |  | 5 | 5 |  | N |  |  | N | IPP Non-CHP | 2 | X | SUN
Solar Photovoltaic.SUN | solar PV | TRUE | 64778 | Strata Manager, LLC | 58318 | Farrington Farm | NC | Chatham | 1 | Solar Photovoltaic | PV |  | W | 1 |  | 1 | 1 |  | N |  |  | N | IPP Non-CHP | 2 | X | SUN
Geothermal.GEO | geothermal | TRUE | 58245 | Patua Acquisition Company, LLC | 58319 | Patua Acquisition Project, LLC | NV | Churchill | 1 | Geothermal | BT |  | S | 16 | 0.9 | 10 | 10 | 0 | N |  |  | N | IPP Non-CHP | 2 | X | GEO
Geothermal.GEO | geothermal | TRUE | 58245 | Patua Acquisition Company, LLC | 58319 | Patua Acquisition Project, LLC | NV | Churchill | 3 | Geothermal | BT |  | S | 16 | 0.9 | 10 | 10 | 0 | N |  |  | N | IPP Non-CHP | 2 | X | GEO
Geothermal.GEO | geothermal | TRUE | 58245 | Patua Acquisition Company, LLC | 58319 | Patua Acquisition Project, LLC | NV | Churchill | 5 | Geothermal | BT |  | S | 16 | 0.9 | 10 | 10 | 0 | N |  |  | N | IPP Non-CHP | 2 | X | GEO
Solar Photovoltaic.SUN | solar PV | TRUE | 58245 | Patua Acquisition Company, LLC | 58319 | Patua Acquisition Project, LLC | NV | Churchill | PV-01 | Solar Photovoltaic | PV |  | S | 10.6 |  | 10.6 | 10.6 |  | N |  |  | N | IPP Non-CHP | 2 | X | SUN
Landfill Gas.LFG | natural gas peaker | TRUE | 56440 | G2 Energy LLC | 58320 | G2 Energy Hay Rd | CA | Solano | 362 | Landfill Gas | IC |  | S | 1.6 | 1 | 1.5 | 1.5 | 0.1 | N |  |  | N | IPP Non-CHP | 2 | X | LFG
Onshore Wind Turbine.WND | onshore wind | TRUE | 49893 | Invenergy Services LLC | 58321 | Goldthwaite Wind Energy Facility | TX | Mills | 1 | Onshore Wind Turbine | WT |  | S | 150 |  | 150 | 150 | 0 | N |  |  | N | IPP Non-CHP | 2 | X | WND
Onshore Wind Turbine.WND | onshore wind | TRUE | 59139 | SunEdison LLC | 58322 | Prairie Breeze | NE | Antelope | 1 | Onshore Wind Turbine | WT |  | S | 206.5 |  | 200.6 | 200.6 | 0 | N |  |  | N | IPP Non-CHP | 2 | X | WND
Solar Photovoltaic.SUN | solar PV | TRUE | 64778 | Strata Manager, LLC | 58323 | Shannon Farm | NC | Robeson | 1 | Solar Photovoltaic | PV |  | W | 5 |  | 5 | 5 |  | N |  |  | N | IPP Non-CHP | 2 | X | SUN
Onshore Wind Turbine.WND | onshore wind | TRUE | 58298 | FPL Energy Stateline II Inc | 58324 | Vansycle II Wind Energy Center | OR | Umatilla | SIE23 | Onshore Wind Turbine | WT |  | S | 102.3 |  | 102.3 | 102.3 | 4.9 | N |  |  | N | IPP Non-CHP | 2 | X | WND
Natural Gas Fired Combustion Turbine.NG | natural gas peaker | TRUE | 14077 | Oklahoma Municipal Power Authority | 58325 | Charles D. Lamb Energy Center | OK | Kay | 1 | Natural Gas Fired Combustion Turbine | GT |  | S | 122 | 0.85 | 122 | 122 | 33 | N |  |  | N | Electric Utility | 1 | X | NG
Other Waste Biomass.OBG | biomass | TRUE | 56205 | Philadelphia Water Department | 58326 | PWD Northeast WPCP Biogas Cogen Plant | PA | Philadelphia | NBG1 | Other Waste Biomass | IC |  | W | 1.4 | 1 | 1.4 | 1.4 | 0.7 | N |  |  | Y | Commercial CHP | 5 | T | OBG | NG
Other Waste Biomass.OBG | biomass | TRUE | 56205 | Philadelphia Water Department | 58326 | PWD Northeast WPCP Biogas Cogen Plant | PA | Philadelphia | NBG2 | Other Waste Biomass | IC |  | W | 1.4 | 1 | 1.4 | 1.4 | 0.7 | N |  |  | Y | Commercial CHP | 5 | T | OBG | NG
Other Waste Biomass.OBG | biomass | TRUE | 56205 | Philadelphia Water Department | 58326 | PWD Northeast WPCP Biogas Cogen Plant | PA | Philadelphia | NBG3 | Other Waste Biomass | IC |  | W | 1.4 | 1 | 1.4 | 1.4 | 0.7 | N |  |  | Y | Commercial CHP | 5 | T | OBG | NG
Other Waste Biomass.OBG | biomass | TRUE | 56205 | Philadelphia Water Department | 58326 | PWD Northeast WPCP Biogas Cogen Plant | PA | Philadelphia | NBG4 | Other Waste Biomass | IC |  | W | 1.4 | 1 | 1.4 | 1.4 | 0.7 | N |  |  | Y | Commercial CHP | 5 | T | OBG | NG
Natural Gas Internal Combustion Engine.NG | natural gas peaker | FALSE | 58300 | Ameresco Select Inc | 58327 | Bradley Energy Center | CT | Hartford | UNIT1 | Natural Gas Internal Combustion Engine | IC |  | W | 1.5 | 0.8 | 1.5 | 1.5 | 0.6 | N |  |  | Y | Commercial CHP | 5 | T | NG
Natural Gas Internal Combustion Engine.NG | natural gas peaker | FALSE | 58300 | Ameresco Select Inc | 58327 | Bradley Energy Center | CT | Hartford | UNIT2 | Natural Gas Internal Combustion Engine | IC |  | W | 1.2 | 0.8 | 1.2 | 1.2 | 0.5 | N |  |  | Y | Commercial CHP | 5 | T | NG
Natural Gas Internal Combustion Engine.NG | natural gas peaker | FALSE | 58300 | Ameresco Select Inc | 58327 | Bradley Energy Center | CT | Hartford | UNIT3 | Natural Gas Internal Combustion Engine | IC |  | W | 1.2 | 0.8 | 1.2 | 1.2 | 0.5 | N |  |  | Y | Commercial CHP | 5 | T | NG
Natural Gas Internal Combustion Engine.NG | natural gas peaker | FALSE | 58300 | Ameresco Select Inc | 58327 | Bradley Energy Center | CT | Hartford | UNIT4 | Natural Gas Internal Combustion Engine | IC |  | W | 1.9 | 0.8 | 1.9 | 1.9 | 0.9 | N |  |  | Y | Commercial CHP | 5 | T | NG
Natural Gas Fired Combustion Turbine.NG | natural gas peaker | FALSE | 58303 | Energy Systems Group LLC | 58328 | North Chicago Energy Center | IL | Lake | GT1 | Natural Gas Fired Combustion Turbine | GT |  | W | 5.2 | 0.8 | 5.2 | 5 | 2.5 | N |  |  | Y | Commercial CHP | 5 | T | NG
Natural Gas Fired Combustion Turbine.NG | natural gas peaker | FALSE | 58303 | Energy Systems Group LLC | 58328 | North Chicago Energy Center | IL | Lake | GT2 | Natural Gas Fired Combustion Turbine | GT |  | W | 7.2 | 0.8 | 7.1 | 6.5 | 3.5 | N |  |  | Y | Commercial CHP | 5 | T | NG
Solar Photovoltaic.SUN | solar PV | TRUE | 58304 | Luminace Solar Maryland II, LLC | 58329 | UMMS at Pocomoke | MD | Somerset | PV1 | Solar Photovoltaic | PV |  | S | 2.8 |  | 2.8 | 2.8 |  | N |  |  | N | IPP Non-CHP | 2 | X | SUN
Natural Gas Steam Turbine.NG | natural gas steam turbine | FALSE | 58313 | The Andersons Albion Ethanol LLC | 58330 | The Andersons Albion Ethanol LLC | MI | Calhoun | 9611 | Natural Gas Steam Turbine | ST |  | S | 2 | 0.9 | 1.2 | 1.2 | 0.1 | N |  |  | Y | Industrial CHP | 7 | T | NG
Natural Gas Fired Combustion Turbine.NG | natural gas peaker | FALSE | 58313 | The Andersons Albion Ethanol LLC | 58330 | The Andersons Albion Ethanol LLC | MI | Calhoun | CHP-1 | Natural Gas Fired Combustion Turbine | GT |  | S | 8.1 | 0.9 | 6 | 8 | 0.1 | N |  |  | Y | Industrial CHP | 7 | T | NG
Solar Photovoltaic.SUN | solar PV | TRUE | 64778 | Strata Manager, LLC | 58331 | Fuquay Farm | NC | Wake | FUQUA | Solar Photovoltaic | PV |  | W | 5 |  | 5 | 5 |  | N |  |  | N | IPP Non-CHP | 2 | X | SUN
Solar Photovoltaic.SUN | solar PV | TRUE | 64778 | Strata Manager, LLC | 58332 | Haynes Farm | NC | Lincoln | 1 | Solar Photovoltaic | PV |  | W | 5 |  | 5 | 5 |  | N |  |  | N | IPP Non-CHP | 2 | X | SUN
Solar Photovoltaic.SUN | solar PV | TRUE | 64778 | Strata Manager, LLC | 58333 | Lenoir Farm | NC | Lenoir | 1 | Solar Photovoltaic | PV |  | W | 5 |  | 5 | 5 |  | N |  |  | N | IPP Non-CHP | 2 | X | SUN
Solar Photovoltaic.SUN | solar PV | TRUE | 64778 | Strata Manager, LLC | 58334 | Lenoir Farm 2 | NC | Lenoir | 1 | Solar Photovoltaic | PV |  | W | 5 |  | 5 | 5 |  | N |  |  | N | IPP Non-CHP | 2 | X | SUN
Solar Photovoltaic.SUN | solar PV | TRUE | 64778 | Strata Manager, LLC | 58335 | Marshville Farm | NC | Union | 1 | Solar Photovoltaic | PV |  | W | 5 |  | 5 | 5 |  | N |  |  | N | IPP Non-CHP | 2 | X | SUN
Solar Photovoltaic.SUN | solar PV | TRUE | 63248 | Palmetto Power Management LLC | 58336 | Mile Farm | NC | Durham | 1 | Solar Photovoltaic | PV |  | W | 5 |  | 5 | 5 |  | N |  |  | N | IPP Non-CHP | 2 | X | SUN
Solar Photovoltaic.SUN | solar PV | TRUE | 64778 | Strata Manager, LLC | 58337 | Moore Solar Farm | NC | Rockingham | 1 | Solar Photovoltaic | PV |  | W | 5 |  | 5 | 5 |  | N |  |  | N | IPP Non-CHP | 2 | X | SUN
Solar Photovoltaic.SUN | solar PV | TRUE | 64778 | Strata Manager, LLC | 58338 | Moorings Farm | NC | Wayne | 1 | Solar Photovoltaic | PV |  | W | 5 |  | 5 | 5 |  | N |  |  | N | IPP Non-CHP | 2 | X | SUN
Solar Photovoltaic.SUN | solar PV | TRUE | 64778 | Strata Manager, LLC | 58339 | New Bern Farm | NC | Craven | 1 | Solar Photovoltaic | PV |  | W | 5 |  | 5 | 5 |  | N |  |  | N | IPP Non-CHP | 2 | X | SUN
Solar Photovoltaic.SUN | solar PV | TRUE | 64778 | Strata Manager, LLC | 58340 | Roxboro Farm | NC | Person | 1 | Solar Photovoltaic | PV |  | W | 5 |  | 5 | 5 |  | N |  |  | N | IPP Non-CHP | 2 | X | SUN
Solar Photovoltaic.SUN | solar PV | TRUE | 64778 | Strata Manager, LLC | 58341 | White Cross Farm | NC | Orange | 1 | Solar Photovoltaic | PV |  | W | 5 |  | 5 | 5 |  | N |  |  | N | IPP Non-CHP | 2 | X | SUN
Solar Photovoltaic.SUN | solar PV | TRUE | 64778 | Strata Manager, LLC | 58342 | Wilson Farm 1 | NC | Wilson | 1 | Solar Photovoltaic | PV |  | W | 5 |  | 5 | 5 |  | N |  |  | N | IPP Non-CHP | 2 | X | SUN
Solar Photovoltaic.SUN | solar PV | TRUE | 63248 | Palmetto Power Management LLC | 58343 | Yanceyville Farm | NC | Caswell | 1 | Solar Photovoltaic | PV |  | W | 5 |  | 5 | 5 |  | N |  |  | N | IPP Non-CHP | 2 | X | SUN
Solar Photovoltaic.SUN | solar PV | TRUE | 64778 | Strata Manager, LLC | 58344 | AM Best Farm | NC | Wayne | 1 | Solar Photovoltaic | PV |  | W | 5 |  | 5 | 5 |  | N |  |  | N | IPP Non-CHP | 2 | X | SUN
Solar Photovoltaic.SUN | solar PV | TRUE | 64778 | Strata Manager, LLC | 58345 | Mt Olive Farm 2 | NC | Wayne | 1 | Solar Photovoltaic | PV |  | W | 5 |  | 5 | 5 |  | N |  |  | N | IPP Non-CHP | 2 | X | SUN
Solar Photovoltaic.SUN | solar PV | TRUE | 64778 | Strata Manager, LLC | 58346 | Dibrell Farm | NC | Rockingham | 1 | Solar Photovoltaic | PV |  | W | 5 |  | 5 | 5 |  | N |  |  | N | IPP Non-CHP | 2 | X | SUN
Solar Photovoltaic.SUN | solar PV | TRUE | 64778 | Strata Manager, LLC | 58347 | Rock Farm | NC | Richmond | 1 | Solar Photovoltaic | PV |  | W | 5 |  | 5 | 5 |  | N |  |  | N | IPP Non-CHP | 2 | X | SUN
Solar Photovoltaic.SUN | solar PV | TRUE | 64778 | Strata Manager, LLC | 58348 | Two Lines Farm | NC | Catawba | 1 | Solar Photovoltaic | PV |  | W | 5 |  | 5 | 5 |  | N |  |  | N | IPP Non-CHP | 2 | X | SUN
Solar Photovoltaic.SUN | solar PV | TRUE | 64778 | Strata Manager, LLC | 58349 | Bolton Farm | NC | Warren | 1 | Solar Photovoltaic | PV |  | W | 5 |  | 5 | 5 |  | N |  |  | N | IPP Non-CHP | 2 | X | SUN
Solar Photovoltaic.SUN | solar PV | TRUE | 64778 | Strata Manager, LLC | 58350 | McCallum Farm | NC | Robeson | 1 | Solar Photovoltaic | PV |  | W | 5 |  | 5 | 5 |  | N |  |  | N | IPP Non-CHP | 2 | X | SUN
Onshore Wind Turbine.WND | onshore wind | TRUE | 58340 | Tuscola Bay Wind LLC | 58351 | Tuscola Bay Wind | MI | Tuscola | GE16 | Onshore Wind Turbine | WT |  | S | 120 |  | 120 | 120 | 6 | N |  |  | N | IPP Non-CHP | 2 | X | WND
Wood/Wood Waste Biomass.WDS | biomass | TRUE | 58341 | McKinley Paper Co. - Washington Mill | 58352 | McKinley Paper Co. - Washington Mill | WA | Clallam | G-11A | Wood/Wood Waste Biomass | ST |  | S | 12.6 | 0.95 | 12 | 12 | 1 | N |  |  | N | Industrial Non-CHP | 6 | X | WDS | DFO
Solar Photovoltaic.SUN | solar PV | TRUE | 60025 | Greenbacker Renewable Energy Corporation | 58354 | Radiance Solar 4 | CA | Los Angeles | 1 | Solar Photovoltaic | PV |  | S | 1.5 |  | 1.5 | 1.5 |  | N |  |  | N | IPP Non-CHP | 2 | X | SUN
Solar Photovoltaic.SUN | solar PV | TRUE | 60025 | Greenbacker Renewable Energy Corporation | 58355 | Radiance Solar 5 | CA | Los Angeles | 1 | Solar Photovoltaic | PV |  | S | 1.5 |  | 1.5 | 1.5 |  | N |  |  | N | IPP Non-CHP | 2 | X | SUN
Solar Photovoltaic.SUN | solar PV | TRUE | 63068 | CVI CleanCapital Solar 4 LLC | 58356 | The Lawrenceville School Solar Facility | NJ | Mercer | TLS | Solar Photovoltaic | PV |  | W | 5.2 |  | 5.2 | 5.2 |  | N |  |  | N | IPP Non-CHP | 2 | X | SUN
Solar Photovoltaic.SUN | solar PV | FALSE | 63068 | CVI CleanCapital Solar 4 LLC | 58357 | Amazon | NJ | Middlesex | WR | Solar Photovoltaic | PV |  | W | 4.2 |  | 4.2 | 4.2 |  | N |  |  | N | Commercial Non-CHP | 4 | X | SUN
Solar Photovoltaic.SUN | solar PV | FALSE | 63068 | CVI CleanCapital Solar 4 LLC | 58358 | North Jersey Media Group Solar Facility | NJ | Morris | NJMG | Solar Photovoltaic | PV |  | W | 4.1 |  | 4.1 | 4.1 |  | N |  |  | N | Commercial Non-CHP | 4 | X | SUN
Solar Photovoltaic.SUN | solar PV | FALSE | 63068 | CVI CleanCapital Solar 4 LLC | 58359 | Corning Pharmaceutical Glass | NJ | Cumberland | GG | Solar Photovoltaic | PV |  | W | 2.3 |  | 2.3 | 2.3 |  | N |  |  | N | Commercial Non-CHP | 4 | X | SUN
Solar Photovoltaic.SUN | solar PV | FALSE | 63068 | CVI CleanCapital Solar 4 LLC | 58360 | Atlantic Coast Freezers Solar Facility | NJ | Cumberland | ACF | Solar Photovoltaic | PV |  | W | 2 |  | 2 | 2 |  | N |  |  | N | Commercial Non-CHP | 4 | X | SUN
Solar Photovoltaic.SUN | solar PV | FALSE | 63068 | CVI CleanCapital Solar 4 LLC | 58361 | Williams-Sonoma Solar Facility | NJ | Middlesex | WS | Solar Photovoltaic | PV |  | W | 3 |  | 3 | 3 |  | N |  |  | N | Commercial Non-CHP | 4 | X | SUN
Solar Photovoltaic.SUN | solar PV | TRUE | 57365 | Consolidated Edison Solutions Inc. | 58362 | Quittacas Pond Solar | MA | Plymouth | QPMA | Solar Photovoltaic | PV |  | S | 3.5 |  | 3.5 | 3.5 |  | N |  |  | N | IPP Non-CHP | 2 | X | SUN
Onshore Wind Turbine.WND | onshore wind | TRUE | 58353 | NextEra Energy Majestic Wind | 58363 | Majestic II Wind | TX | Carson | WND1 | Onshore Wind Turbine | WT |  | S | 79.6 |  | 79.6 | 79.6 | 4 | N |  |  | N | IPP Non-CHP | 2 | X | WND
Solar Photovoltaic.SUN | solar PV | TRUE | 61944 | MN8 Energy LLC | 58364 | Tissington Solar | NJ | Sussex | MC | Solar Photovoltaic | PV |  | S | 3 |  | 3 | 3 |  | N |  |  | N | IPP Non-CHP | 2 | X | SUN
Other Natural Gas.NG | natural gas peaker | FALSE | 58300 | Ameresco Select Inc | 58365 | CJTS Energy Center | CT | Middlesex | UNIT7 | Other Natural Gas | FC |  | S | 0.4 |  | 0.4 | 0.4 | 0.1 | N |  |  | N | Commercial Non-CHP | 4 | X | NG
Solar Photovoltaic.SUN | solar PV | TRUE | 58355 | SPS Atwell Island LLC | 58366 | Atwell Island | CA | Tulare | 1 | Solar Photovoltaic | PV |  | W | 20.2 |  | 20.2 | 20.2 |  | N |  |  | N | IPP Non-CHP | 2 | X | SUN
Solar Photovoltaic.SUN | solar PV | TRUE | 60281 | Altus Power America Management, LLC | 58370 | Gridley Main | CA | Butte | GEN1 | Solar Photovoltaic | PV |  | S | 1 |  | 1 | 1 |  | N |  |  | N | IPP Non-CHP | 2 | X | SUN
Solar Photovoltaic.SUN | solar PV | TRUE | 60281 | Altus Power America Management, LLC | 58371 | Gridley Main Two | CA | Butte | GEN1 | Solar Photovoltaic | PV |  | S | 2.5 |  | 2.5 | 2.5 |  | N |  |  | N | IPP Non-CHP | 2 | X | SUN
Onshore Wind Turbine.WND | onshore wind | TRUE | 58360 | Blue Summit Wind LLC | 58372 | Blue Summit Wind LLC | TX | Wilbarger | GEN1 | Onshore Wind Turbine | WT |  | S | 135.4 |  | 135.4 | 135.4 | 6.8 | N |  |  | N | IPP Non-CHP | 2 | X | WND
Solar Photovoltaic.SUN | solar PV | TRUE | 56769 | Consolidated Edison Development Inc. | 58373 | White River Solar | CA | Tulare | WRCA | Solar Photovoltaic | PV |  | S | 20 |  | 20 | 20 |  | N |  |  | N | IPP Non-CHP | 2 | X | SUN
Solar Photovoltaic.SUN | solar PV | TRUE | 56769 | Consolidated Edison Development Inc. | 58374 | Corcoran Solar | CA | Kings | CSCA | Solar Photovoltaic | PV |  | S | 20 |  | 20 | 20 |  | N |  |  | N | IPP Non-CHP | 2 | X | SUN
Natural Gas Internal Combustion Engine.NG | natural gas peaker | FALSE | 58361 | Triton College | 58375 | Triton East and West Cogen | IL | Cook | 1 | Natural Gas Internal Combustion Engine | IC |  | S | 0.8 | 0.8 | 0.8 | 0.8 | 0.2 | N |  |  | Y | Commercial CHP | 5 | T | NG
Natural Gas Internal Combustion Engine.NG | natural gas peaker | FALSE | 58361 | Triton College | 58375 | Triton East and West Cogen | IL | Cook | 2 | Natural Gas Internal Combustion Engine | IC |  | S | 0.8 | 0.8 | 0.8 | 0.8 | 0.2 | N |  |  | Y | Commercial CHP | 5 | T | NG
Natural Gas Internal Combustion Engine.NG | natural gas peaker | FALSE | 58361 | Triton College | 58375 | Triton East and West Cogen | IL | Cook | 3 | Natural Gas Internal Combustion Engine | IC |  | S | 0.8 | 0.8 | 0.8 | 0.8 | 0.2 | N |  |  | N | Commercial CHP | 5 | X | NG
Natural Gas Internal Combustion Engine.NG | natural gas peaker | FALSE | 58361 | Triton College | 58375 | Triton East and West Cogen | IL | Cook | 4 | Natural Gas Internal Combustion Engine | IC |  | S | 0.8 | 0.8 | 0.8 | 0.8 | 0.2 | N |  |  | N | Commercial CHP | 5 | X | NG
Natural Gas Internal Combustion Engine.NG | natural gas peaker | FALSE | 58361 | Triton College | 58375 | Triton East and West Cogen | IL | Cook | 5 | Natural Gas Internal Combustion Engine | IC |  | S | 0.4 | 0.8 | 0.4 | 0.3 | 0.1 | N |  |  | N | Commercial CHP | 5 | X | NG
Solar Photovoltaic.SUN | solar PV | TRUE | 58363 | Oakley Solar Project LLC | 58376 | Oakley Solar Project | CA | Contra Costa | 1 | Solar Photovoltaic | PV |  | S | 1.5 |  | 1.5 | 1.5 |  | N |  |  | N | IPP Non-CHP | 2 | X | SUN
Landfill Gas.LFG | natural gas peaker | TRUE | 63199 | Frontier Operation Services | 58377 | Rochelle Energy Center | IL | Ogle | REC1 | Landfill Gas | IC |  | S | 1.6 | 0.8 | 1.6 | 1.6 | 0.8 | N |  |  | N | IPP Non-CHP | 2 | X | LFG
Landfill Gas.LFG | natural gas peaker | TRUE | 63199 | Frontier Operation Services | 58377 | Rochelle Energy Center | IL | Ogle | REC2 | Landfill Gas | IC |  | S | 1.6 | 0.8 | 1.6 | 1.6 | 0.8 | N |  |  | N | IPP Non-CHP | 2 | X | LFG
Landfill Gas.LFG | natural gas peaker | TRUE | 63199 | Frontier Operation Services | 58377 | Rochelle Energy Center | IL | Ogle | REC3 | Landfill Gas | IC |  | S | 1.6 | 0.8 | 1.6 | 1.6 | 0.8 | N |  |  | N | IPP Non-CHP | 2 | X | LFG
Natural Gas Fired Combustion Turbine.NG | natural gas peaker | TRUE | 58365 | Petra Nova Power I LLC | 58378 | W.A. Parish Carbon Capture Plant | TX | Fort Bend | GT2 | Natural Gas Fired Combustion Turbine | GT |  | S | 82.2 | 0.8 | 74 | 81 | 74 | N |  |  | Y | IPP CHP | 3 | T | NG
Landfill Gas.LFG | natural gas peaker | TRUE | 58366 | Toro Energy of California SLO | 58379 | Cold Canyon 1 | CA | San Luis Obispo | W3998 | Landfill Gas | IC |  | S | 1.5 | 1 | 1.5 | 1.5 | 1 | N |  |  | N | IPP Non-CHP | 2 | X | LFG
Landfill Gas.LFG | natural gas peaker | FALSE | 58368 | Doyon Utilities, LLC | 58380 | JBER Landfill Gas Power Plant | AK | Anchorage | 1 | Landfill Gas | IC |  | S | 2.3 | 0.8 | 1.4 | 1.4 | 1 | N |  |  | N | Commercial Non-CHP | 4 | X | LFG | NG
Landfill Gas.LFG | natural gas peaker | FALSE | 58368 | Doyon Utilities, LLC | 58380 | JBER Landfill Gas Power Plant | AK | Anchorage | 2 | Landfill Gas | IC |  | S | 2.3 | 0.8 | 1.4 | 1.4 | 1 | N |  |  | N | Commercial Non-CHP | 4 | X | LFG | NG
Landfill Gas.LFG | natural gas peaker | FALSE | 58368 | Doyon Utilities, LLC | 58380 | JBER Landfill Gas Power Plant | AK | Anchorage | 3 | Landfill Gas | IC |  | S | 2.3 | 0.8 | 1.4 | 1.4 | 1 | N |  |  | N | Commercial Non-CHP | 4 | X | LFG | NG
Landfill Gas.LFG | natural gas peaker | FALSE | 58368 | Doyon Utilities, LLC | 58380 | JBER Landfill Gas Power Plant | AK | Anchorage | 4 | Landfill Gas | IC |  | S | 2.3 | 0.8 | 1.4 | 1.4 | 1 | N |  |  | N | Commercial Non-CHP | 4 | X | LFG | NG
Landfill Gas.LFG | natural gas peaker | FALSE | 58368 | Doyon Utilities, LLC | 58380 | JBER Landfill Gas Power Plant | AK | Anchorage | 5 | Landfill Gas | IC |  | S | 2.3 | 0.8 | 1.4 | 1.4 | 1 | N |  |  | N | Commercial Non-CHP | 4 | X | LFG | NG
Solar Photovoltaic.SUN | solar PV | TRUE | 2439 | City of Bryan - (OH) | 58381 | Bryan Solar Field | OH | Williams | 1 | Solar Photovoltaic | PV |  | S | 2.1 |  | 1.8 | 1.4 |  | N |  |  | N | Electric Utility | 1 | X | SUN
Natural Gas Internal Combustion Engine.NG | natural gas peaker | TRUE | 58370 | TMF Biofuels, LLC | 58382 | Threemile Digester | OR | Morrow | GEN1 | Natural Gas Internal Combustion Engine | IC |  | S | 1.6 | 0.9 | 1.6 | 1.6 | 0.8 | N |  |  | Y | IPP CHP | 3 | T | NG
Natural Gas Internal Combustion Engine.NG | natural gas peaker | TRUE | 58370 | TMF Biofuels, LLC | 58382 | Threemile Digester | OR | Morrow | GEN2 | Natural Gas Internal Combustion Engine | IC |  | S | 1.6 | 0.9 | 1.6 | 1.6 | 0.8 | N |  |  | Y | IPP CHP | 3 | T | NG
Natural Gas Internal Combustion Engine.NG | natural gas peaker | TRUE | 58370 | TMF Biofuels, LLC | 58382 | Threemile Digester | OR | Morrow | GEN3 | Natural Gas Internal Combustion Engine | IC |  | S | 1.6 | 0.9 | 1.6 | 1.6 | 0.8 | N |  |  | Y | IPP CHP | 3 | T | NG
Solar Photovoltaic.SUN | solar PV | TRUE | 803 | Arizona Public Service Co | 58383 | Hyder II Hybrid | AZ | Yuma | PV1 | Solar Photovoltaic | PV |  | S | 14 |  | 14 | 14 |  | N |  |  | N | Electric Utility | 1 | X | SUN
Conventional Hydroelectric.WAT | hydro | TRUE | 58372 | Riverside Investments LLC | 58384 | Fargo Drop | ID | Canyon | GEN1 | Conventional Hydroelectric | HY |  | S | 1.1 | 1 | 1.1 |  | 0.1 | N |  |  | N | IPP Non-CHP | 2 | X | WAT
Solar Photovoltaic.SUN | solar PV | TRUE | 56769 | Consolidated Edison Development Inc. | 58385 | Northbridge Solar | MA | Worcester | NSMA | Solar Photovoltaic | PV |  | S | 1.9 |  | 1.9 | 1.9 |  | N |  |  | N | IPP Non-CHP | 2 | X | SUN
Solar Photovoltaic.SUN | solar PV | TRUE | 58373 | CU Solar LLC | 58386 | CU Solar Plant | OH | Greene | CU | Solar Photovoltaic | PV |  | S | 1.8 |  | 1.8 | 1.8 |  | N |  |  | N | IPP Non-CHP | 2 | X | SUN
Solar Photovoltaic.SUN | solar PV | TRUE | 59139 | SunEdison LLC | 58387 | CES Sterling LLC | MA | Worcester | 1 | Solar Photovoltaic | PV |  | S | 2 |  | 2 | 2 |  | N |  |  | N | IPP Non-CHP | 2 | X | SUN
Solar Photovoltaic.SUN | solar PV | TRUE | 59873 | Solar Star California XIX, LLC | 58388 | Solar Star 1 | CA | Kern | AVS1 | Solar Photovoltaic | PV |  | S | 39 |  | 38 | 38 |  | N |  |  | N | IPP Non-CHP | 2 | X | SUN
Solar Photovoltaic.SUN | solar PV | TRUE | 59873 | Solar Star California XIX, LLC | 58388 | Solar Star 1 | CA | Kern | SS11 | Solar Photovoltaic | PV |  | S | 54 |  | 52.6 | 52.6 |  | N |  |  | N | IPP Non-CHP | 2 | X | SUN
Solar Photovoltaic.SUN | solar PV | TRUE | 59873 | Solar Star California XIX, LLC | 58388 | Solar Star 1 | CA | Kern | SS12 | Solar Photovoltaic | PV |  | S | 54 |  | 52.6 | 52.6 |  | N |  |  | N | IPP Non-CHP | 2 | X | SUN
Solar Photovoltaic.SUN | solar PV | TRUE | 59873 | Solar Star California XIX, LLC | 58388 | Solar Star 1 | CA | Kern | SS13 | Solar Photovoltaic | PV |  | S | 58.5 |  | 57 | 57 |  | N |  |  | N | IPP Non-CHP | 2 | X | SUN
Solar Photovoltaic.SUN | solar PV | TRUE | 59873 | Solar Star California XIX, LLC | 58388 | Solar Star 1 | CA | Kern | SS14 | Solar Photovoltaic | PV |  | S | 33 |  | 32.2 | 32.2 |  | N |  |  | N | IPP Non-CHP | 2 | X | SUN
Solar Photovoltaic.SUN | solar PV | TRUE | 59873 | Solar Star California XIX, LLC | 58388 | Solar Star 1 | CA | Kern | SS15 | Solar Photovoltaic | PV |  | S | 15 |  | 14.6 | 14.6 |  | N |  |  | N | IPP Non-CHP | 2 | X | SUN
Solar Photovoltaic.SUN | solar PV | TRUE | 59873 | Solar Star California XIX, LLC | 58388 | Solar Star 1 | CA | Kern | SS16 | Solar Photovoltaic | PV |  | S | 64.5 |  | 62.9 | 62.9 |  | N |  |  | N | IPP Non-CHP | 2 | X | SUN
Solar Photovoltaic.SUN | solar PV | TRUE | 59872 | Solar Star California XX, LLC | 58389 | Solar Star 2 | CA | Kern | AVS2 | Solar Photovoltaic | PV |  | S | 19.5 |  | 19 | 19 |  | N |  |  | N | IPP Non-CHP | 2 | X | SUN
Solar Photovoltaic.SUN | solar PV | TRUE | 59872 | Solar Star California XX, LLC | 58389 | Solar Star 2 | CA | Kern | SS21 | Solar Photovoltaic | PV |  | S | 60 |  | 59 | 59 |  | N |  |  | N | IPP Non-CHP | 2 | X | SUN
Solar Photovoltaic.SUN | solar PV | TRUE | 59872 | Solar Star California XX, LLC | 58389 | Solar Star 2 | CA | Kern | SS22 | Solar Photovoltaic | PV |  | S | 55.5 |  | 55 | 55 |  | N |  |  | N | IPP Non-CHP | 2 | X | SUN
Solar Photovoltaic.SUN | solar PV | TRUE | 59872 | Solar Star California XX, LLC | 58389 | Solar Star 2 | CA | Kern | SS23 | Solar Photovoltaic | PV |  | S | 48 |  | 47 | 47 |  | N |  |  | N | IPP Non-CHP | 2 | X | SUN
Solar Photovoltaic.SUN | solar PV | TRUE | 59872 | Solar Star California XX, LLC | 58389 | Solar Star 2 | CA | Kern | SS24 | Solar Photovoltaic | PV |  | S | 43.5 |  | 43 | 43 |  | N |  |  | N | IPP Non-CHP | 2 | X | SUN
Solar Photovoltaic.SUN | solar PV | TRUE | 59872 | Solar Star California XX, LLC | 58389 | Solar Star 2 | CA | Kern | SS25 | Solar Photovoltaic | PV |  | S | 52.5 |  | 52 | 52 |  | N |  |  | N | IPP Non-CHP | 2 | X | SUN
Conventional Hydroelectric.WAT | hydro | TRUE | 58378 | Jordan Hydroelectric LTD PTP | 58390 | Jordan Hydroelectric Project | NC | Chatham | EMOD | Conventional Hydroelectric | HY |  | S | 2.2 | 0.9 | 2.2 | 2.2 | 0.2 | N |  |  | N | IPP Non-CHP | 2 | X | WAT
Conventional Hydroelectric.WAT | hydro | TRUE | 58378 | Jordan Hydroelectric LTD PTP | 58390 | Jordan Hydroelectric Project | NC | Chatham | WMOD | Conventional Hydroelectric | HY |  | S | 2.2 | 0.9 | 2.2 | 2.2 | 0.2 | N |  |  | N | IPP Non-CHP | 2 | X | WAT
Solar Photovoltaic.SUN | solar PV | TRUE | 63249 | Terraform Arcadia | 58391 | IND Community Solar Farm 1st Phase | IN | Marion | 1 | Solar Photovoltaic | PV |  | S | 10 |  | 10 | 10 |  | N |  |  | N | IPP Non-CHP | 2 | X | SUN
Conventional Hydroelectric.WAT | hydro | TRUE | 9370 | Hydrodynamics Inc | 58392 | Flint Creek Hydroelectric LLC | MT | Granite | GEN1 | Conventional Hydroelectric | HY |  | S | 2 | 0.95 | 2 | 2 | 0.1 | N |  |  | N | IPP Non-CHP | 2 | X | WAT
Onshore Wind Turbine.WND | onshore wind | TRUE | 58379 | Alta Wind X, LLC | 58394 | Alta Wind X | CA | Kern | AW10 | Onshore Wind Turbine | WT |  | W | 138 |  | 138 | 138 | 0 | N |  |  | N | IPP Non-CHP | 2 | X | WND
Onshore Wind Turbine.WND | onshore wind | TRUE | 58380 | Alta Wind XI, LLC | 58395 | Alta Wind XI | CA | Kern | AW11 | Onshore Wind Turbine | WT |  | W | 90 |  | 90 | 90 | 0 | N |  |  | N | IPP Non-CHP | 2 | X | WND
Landfill Gas.LFG | natural gas peaker | TRUE | 58382 | Ameresco Johnson Canyon LLC | 58397 | Ameresco Johnson Canyon | CA | Monterey | ENG1 | Landfill Gas | IC |  | S | 1.4 | 1 | 1.4 | 1.4 | 0.7 | N |  |  | N | IPP Non-CHP | 2 | X | LFG
Solar Photovoltaic.SUN | solar PV | TRUE | 60898 | Axium US Solar Holdings LLC | 58398 | Heber Solar | CA | Imperial | 1 | Solar Photovoltaic | PV |  | S | 10.9 |  | 10 | 8.2 |  | N |  |  | N | IPP Non-CHP | 2 | X | SUN
Other Waste Biomass.OBG | biomass | TRUE | 58383 | CH4 Biogas LLC | 58399 | Synergy Biogas | NY | Wyoming | 1 | Other Waste Biomass | IC |  | W | 1.4 | 0.9 | 1.2 | 1.2 | 0.8 | N |  |  | N | Commercial Non-CHP | 4 | X | OBG
Natural Gas Fired Combustion Turbine.NG | natural gas peaker | FALSE | 58384 | Clemson University - Main Campus | 58400 | Central Energy Facility | SC | Pickens | GT01 | Natural Gas Fired Combustion Turbine | GT |  | S | 5.5 | 0.86 | 4.7 | 5.2 | 0.3 | N |  |  | N | Commercial Non-CHP | 4 | X | NG
Solar Photovoltaic.SUN | solar PV | TRUE | 58385 | SR Enterprise South, LLC | 58401 | Volkswagen Solar System | TN | Hamilton | 1 | Solar Photovoltaic | PV |  | S | 9.6 |  | 7.6 | 7.6 |  | N |  |  | N | IPP Non-CHP | 2 | X | SUN
Solar Photovoltaic.SUN | solar PV | TRUE | 58387 | Solar Star New Jersey VI LLC | 58402 | Solar Star New Jersey NJ LLC | NJ | Somerset | 1 | Solar Photovoltaic | PV |  | S | 1.5 |  | 1.5 | 1.5 |  | N |  |  | N | IPP Non-CHP | 2 | X | SUN
Solar Photovoltaic.SUN | solar PV | TRUE | 63249 | Terraform Arcadia | 58403 | Bellingham PV | MA | Worcester | SO032 | Solar Photovoltaic | PV |  | S | 3 |  | 3 | 3 |  | N |  |  | N | IPP Non-CHP | 2 | X | SUN
Onshore Wind Turbine.WND | onshore wind | FALSE | 58388 | Pantex (NNSA) | 58404 | Pantex | TX | Carson | 1 | Onshore Wind Turbine | WT |  | S | 11.5 |  | 11.5 | 11.5 | 0 | N |  |  | N | Commercial Non-CHP | 4 | X | WND
Batteries.MWH | battery storage | 0 | 10433 | Kodiak Electric Assn Inc | 58405 | ESS Battery Microgrid | AK | Kodiak Island | 1 | Batteries | BA |  | S | 3 |  | 3 | 3 | 0 | N |  |  | N | Electric Utility | 1 | X | MWH
Onshore Wind Turbine.WND | onshore wind | TRUE | 58389 | Luther College Wind Energy Project LLC | 58407 | Luther College Wind Project | IA | Winneshiek | WTG01 | Onshore Wind Turbine | WT |  | S | 1.6 |  | 1.6 | 1.6 | 1 | N |  |  | N | IPP Non-CHP | 2 | X | WND
Solar Photovoltaic.SUN | solar PV | TRUE | 61230 | Arevon Energy, Inc. | 58408 | Maryland Solar | MD | Washington | MSH1 | Solar Photovoltaic | PV |  | W | 27 |  | 20.9 | 20.9 |  | N |  |  | N | IPP Non-CHP | 2 | X | SUN
Solar Photovoltaic.SUN | solar PV | TRUE | 63249 | Terraform Arcadia | 58410 | Marshfield PV | MA | Plymouth | SO032 | Solar Photovoltaic | PV |  | S | 3 |  | 3 | 3 |  | N |  |  | N | IPP Non-CHP | 2 | X | SUN
Solar Photovoltaic.SUN | solar PV | TRUE | 63249 | Terraform Arcadia | 58411 | Orange PV | MA | Franklin | SO023 | Solar Photovoltaic | PV |  | S | 2 |  | 2 | 2 |  | N |  |  | N | IPP Non-CHP | 2 | X | SUN
Solar Photovoltaic.SUN | solar PV | TRUE | 63249 | Terraform Arcadia | 58412 | Maynard PV | MA | Middlesex | SO026 | Solar Photovoltaic | PV |  | S | 1 |  | 1 | 1 |  | N |  |  | N | IPP Non-CHP | 2 | X | SUN
Onshore Wind Turbine.WND | onshore wind | TRUE | 13468 | New London Municipal Utilities | 58414 | NLMU Wind | IA | Henry | NLMU | Onshore Wind Turbine | WT |  | S | 1.5 |  | 1.5 | 1.5 | 0.1 | N |  |  | N | Electric Utility | 1 | X | WND
Onshore Wind Turbine.WND | onshore wind | TRUE | 58412 | Headwaters Wind Farm LLC | 58416 | Headwaters Wind Farm LLC | IN | Randolph | 1 | Onshore Wind Turbine | WT |  | S | 200 |  | 200 | 200 | 0 | N |  |  | N | IPP Non-CHP | 2 | X | WND
Solar Photovoltaic.SUN | solar PV | TRUE | 58413 | Lone Valley Solar Park I LLC | 58417 | Lone Valley Solar Park I LLC | CA | San Bernardino | CP1 | Solar Photovoltaic | PV |  | S | 10 |  | 10 | 10 |  | N |  |  | N | IPP Non-CHP | 2 | X | SUN
Solar Photovoltaic.SUN | solar PV | TRUE | 61012 | AES Distributed Energy | 58418 | Victor Dry Farm Ranch A | CA | San Bernardino | 1 | Solar Photovoltaic | PV |  | W | 5 |  | 5 | 4 |  | N |  |  | N | IPP Non-CHP | 2 | X | SUN
Solar Photovoltaic.SUN | solar PV | TRUE | 61012 | AES Distributed Energy | 58419 | Victor Dry Farm Ranch B | CA | San Bernardino | 1 | Solar Photovoltaic | PV |  | W | 5 |  | 5 | 4 |  | N |  |  | N | IPP Non-CHP | 2 | X | SUN
Natural Gas Fired Combined Cycle.NG | natural gas combined cycle | TRUE | 58417 | Hamilton Liberty O&M LLC | 58420 | Hamilton Liberty | PA | Bradford | GEN1 | Natural Gas Fired Combined Cycle | CS |  | S | 435 | 0.9 | 382.5 | 425 | 240 | N |  |  | N | IPP Non-CHP | 2 | X | NG
Natural Gas Fired Combined Cycle.NG | natural gas combined cycle | TRUE | 58417 | Hamilton Liberty O&M LLC | 58420 | Hamilton Liberty | PA | Bradford | GEN2 | Natural Gas Fired Combined Cycle | CS |  | S | 435 | 0.9 | 382.5 | 425 | 240 | N |  |  | N | IPP Non-CHP | 2 | X | NG
Solar Photovoltaic.SUN | solar PV | FALSE | 58416 | California State University, Northridge | 58422 | CSU Northridge Plant | CA | Los Angeles | B2PV | Solar Photovoltaic | PV |  | S | 0.4 |  | 0.3 | 0.2 |  | N |  |  | N | Commercial Non-CHP | 4 | X | SUN
Solar Photovoltaic.SUN | solar PV | FALSE | 58416 | California State University, Northridge | 58422 | CSU Northridge Plant | CA | Los Angeles | E6PV | Solar Photovoltaic | PV |  | S | 0.2 |  | 0.1 | 0.1 |  | N |  |  | N | Commercial Non-CHP | 4 | X | SUN
Solar Photovoltaic.SUN | solar PV | TRUE | 63249 | Terraform Arcadia | 58423 | Southbridge PV | MA | Worcester | SO022 | Solar Photovoltaic | PV |  | S | 3 |  | 3 | 3 |  | N |  |  | N | IPP Non-CHP | 2 | X | SUN
Onshore Wind Turbine.WND | onshore wind | TRUE | 58422 | Fire Island Wind LLC | 58425 | Fire Island Wind | AK | Anchorage | WT1 | Onshore Wind Turbine | WT |  | W | 18 |  | 18 | 18 | 0 | N |  |  | N | IPP Non-CHP | 2 | X | WND
Natural Gas Fired Combined Cycle.NG | natural gas combined cycle | TRUE | 64025 | Hamilton Patriot Operating Services, LLC | 58426 | Hamilton Patriot Generation Plant | PA | Lycoming | GEN1 | Natural Gas Fired Combined Cycle | CS |  | W | 435 | 0.9 | 412.5 | 455 | 250 | N |  |  | N | IPP Non-CHP | 2 | X | NG
Natural Gas Fired Combined Cycle.NG | natural gas combined cycle | TRUE | 64025 | Hamilton Patriot Operating Services, LLC | 58426 | Hamilton Patriot Generation Plant | PA | Lycoming | GEN2 | Natural Gas Fired Combined Cycle | CS |  | W | 435 | 0.9 | 382.5 | 425 | 250 | N |  |  | N | IPP Non-CHP | 2 | X | NG
Natural Gas Fired Combined Cycle.NG | natural gas combined cycle | TRUE | 56155 | Lansing Board of Water and Light | 58427 | Lansing BWL REO Town Plant | MI | Ingham | CTG1 | Natural Gas Fired Combined Cycle | CT | CC1 | S | 42 | 0.85 | 31 | 43.6 | 5 | N |  |  | N | Electric Utility | 1 | X | NG
Natural Gas Fired Combined Cycle.NG | natural gas combined cycle | TRUE | 56155 | Lansing Board of Water and Light | 58427 | Lansing BWL REO Town Plant | MI | Ingham | CTG2 | Natural Gas Fired Combined Cycle | CT | CC1 | S | 42 | 0.85 | 31 | 43.6 | 5 | N |  |  | N | Electric Utility | 1 | X | NG
Natural Gas Fired Combined Cycle.NG | natural gas combined cycle | TRUE | 56155 | Lansing Board of Water and Light | 58427 | Lansing BWL REO Town Plant | MI | Ingham | ST | Natural Gas Fired Combined Cycle | CA | CC1 | S | 14 | 1 | 12.9 | 13 | 1.5 | N |  |  | Y | Electric Utility | 1 | T | NG
Natural Gas Fired Combustion Turbine.NG | natural gas peaker | FALSE | 58425 | LSU and A&M College | 58428 | LSU Cogen | LA | East Baton Rouge | 1-02 | Natural Gas Fired Combustion Turbine | GT |  | S | 19.6 | 0.85 | 20.6 | 20.6 | 2 | N |  |  | Y | Commercial CHP | 5 | T | NG
Landfill Gas.LFG | natural gas peaker | TRUE | 58426 | Sunshine Gas Producers LLC | 58429 | Sunshine Gas Producers | CA | Los Angeles | 1 | Landfill Gas | GT |  | S | 4.6 | 0.8 | 4 | 4 | 1.1 | N |  |  | N | IPP Non-CHP | 2 | X | LFG
Landfill Gas.LFG | natural gas peaker | TRUE | 58426 | Sunshine Gas Producers LLC | 58429 | Sunshine Gas Producers | CA | Los Angeles | 2 | Landfill Gas | GT |  | S | 4.6 | 0.8 | 4 | 4 | 1.1 | N |  |  | N | IPP Non-CHP | 2 | X | LFG
Landfill Gas.LFG | natural gas peaker | TRUE | 58426 | Sunshine Gas Producers LLC | 58429 | Sunshine Gas Producers | CA | Los Angeles | 3 | Landfill Gas | GT |  | S | 4.6 | 0.8 | 4 | 4 | 1.1 | N |  |  | N | IPP Non-CHP | 2 | X | LFG
Landfill Gas.LFG | natural gas peaker | TRUE | 58426 | Sunshine Gas Producers LLC | 58429 | Sunshine Gas Producers | CA | Los Angeles | 4 | Landfill Gas | GT |  | S | 4.6 | 0.8 | 4 | 4 | 1.1 | N |  |  | N | IPP Non-CHP | 2 | X | LFG
Landfill Gas.LFG | natural gas peaker | TRUE | 58426 | Sunshine Gas Producers LLC | 58429 | Sunshine Gas Producers | CA | Los Angeles | 5 | Landfill Gas | GT |  | S | 4.6 | 0.8 | 4 | 4 | 1.1 | N |  |  | N | IPP Non-CHP | 2 | X | LFG
Solar Photovoltaic.SUN | solar PV | TRUE | 61230 | Arevon Energy, Inc. | 58430 | Centinela Solar Energy | CA | Imperial | CSE1 | Solar Photovoltaic | PV |  | S | 34.2 |  | 33.4 | 33.4 |  | N |  |  | N | IPP Non-CHP | 2 | X | SUN
Solar Photovoltaic.SUN | solar PV | TRUE | 61230 | Arevon Energy, Inc. | 58430 | Centinela Solar Energy | CA | Imperial | CSE2 | Solar Photovoltaic | PV |  | S | 26.6 |  | 25.6 | 25.6 |  | N |  |  | N | IPP Non-CHP | 2 | X | SUN
Solar Photovoltaic.SUN | solar PV | TRUE | 61230 | Arevon Energy, Inc. | 58430 | Centinela Solar Energy | CA | Imperial | CSE3 | Solar Photovoltaic | PV |  | S | 34.2 |  | 33.4 | 33.4 |  | N |  |  | N | IPP Non-CHP | 2 | X | SUN
Solar Photovoltaic.SUN | solar PV | TRUE | 61230 | Arevon Energy, Inc. | 58430 | Centinela Solar Energy | CA | Imperial | CSE4 | Solar Photovoltaic | PV |  | S | 34.2 |  | 33.4 | 33.4 |  | N |  |  | N | IPP Non-CHP | 2 | X | SUN
Solar Photovoltaic.SUN | solar PV | TRUE | 61230 | Arevon Energy, Inc. | 58430 | Centinela Solar Energy | CA | Imperial | CSE5 | Solar Photovoltaic | PV |  | S | 19 |  | 18.6 | 18.6 |  | N |  |  | N | IPP Non-CHP | 2 | X | SUN
Solar Photovoltaic.SUN | solar PV | TRUE | 61230 | Arevon Energy, Inc. | 58430 | Centinela Solar Energy | CA | Imperial | CSE6 | Solar Photovoltaic | PV |  | S | 26.6 |  | 25.6 | 25.6 |  | N |  |  | N | IPP Non-CHP | 2 | X | SUN
Solar Photovoltaic.SUN | solar PV | TRUE | 58428 | UT West Tennessee Solar Farm | 58431 | West Tennessee Solar Farm | TN | Haywood | SNVA | Solar Photovoltaic | PV |  | S | 4.2 |  | 4.2 | 4.2 |  | N |  |  | N | IPP Non-CHP | 2 | X | SUN
Natural Gas Internal Combustion Engine.NG | natural gas peaker | TRUE | 64570 | Glass House Camarillo Cultivation | 58432 | Glass House Camarillo Cultivation | CA | Ventura | COG1 | Natural Gas Internal Combustion Engine | IC |  | S | 4.4 | 0.8 | 4.4 | 4.4 | 3.5 | N |  |  | Y | IPP CHP | 3 | T | NG
Natural Gas Internal Combustion Engine.NG | natural gas peaker | TRUE | 64570 | Glass House Camarillo Cultivation | 58432 | Glass House Camarillo Cultivation | CA | Ventura | COG2 | Natural Gas Internal Combustion Engine | IC |  | S | 4.4 | 0.8 | 4.4 | 4.4 | 3.5 | N |  |  | Y | IPP CHP | 3 | T | NG
Natural Gas Internal Combustion Engine.NG | natural gas peaker | TRUE | 64570 | Glass House Camarillo Cultivation | 58432 | Glass House Camarillo Cultivation | CA | Ventura | COG3 | Natural Gas Internal Combustion Engine | IC |  | S | 4.4 | 0.8 | 4.4 | 4.4 | 3.5 | N |  |  | Y | IPP CHP | 3 | T | NG
Other Natural Gas.NG | natural gas peaker | TRUE | 57485 | Diamond State Generation Partners, LLC | 58433 | Red Lion Energy Center | DE | New Castle | RED1 | Other Natural Gas | FC |  | S | 5.9 |  | 5.9 | 5.9 | 2.4 | N |  |  | N | IPP Non-CHP | 2 | X | NG
Other Natural Gas.NG | natural gas peaker | TRUE | 57485 | Diamond State Generation Partners, LLC | 58433 | Red Lion Energy Center | DE | New Castle | RED2 | Other Natural Gas | FC |  | S | 5.3 |  | 5.3 | 5.3 | 2.1 | N |  |  | N | IPP Non-CHP | 2 | X | NG
Other Natural Gas.NG | natural gas peaker | TRUE | 57485 | Diamond State Generation Partners, LLC | 58433 | Red Lion Energy Center | DE | New Castle | RED3 | Other Natural Gas | FC |  | S | 3.5 |  | 3.5 | 3.5 | 1.4 | N |  |  | N | IPP Non-CHP | 2 | X | NG
Other Natural Gas.NG | natural gas peaker | TRUE | 57485 | Diamond State Generation Partners, LLC | 58433 | Red Lion Energy Center | DE | New Castle | RED4 | Other Natural Gas | FC |  | S | 3.6 |  | 3.6 | 3.6 | 1.4 | N |  |  | N | IPP Non-CHP | 2 | X | NG
Other Natural Gas.NG | natural gas peaker | TRUE | 57485 | Diamond State Generation Partners, LLC | 58433 | Red Lion Energy Center | DE | New Castle | RED5 | Other Natural Gas | FC |  | S | 3.4 |  | 3.4 | 3.4 | 1.4 | N |  |  | N | IPP Non-CHP | 2 | X | NG
Other Natural Gas.NG | natural gas peaker | TRUE | 57485 | Diamond State Generation Partners, LLC | 58433 | Red Lion Energy Center | DE | New Castle | RED6 | Other Natural Gas | FC |  | S | 3.2 |  | 3.2 | 3.2 | 1.3 | N |  |  | N | IPP Non-CHP | 2 | X | NG
Conventional Hydroelectric.WAT | hydro | TRUE | 20421 | Western Minnesota Mun Pwr Agny | 58434 | Red Rock Hydro Plant | IA | Marion | 1 | Conventional Hydroelectric | HY |  | S | 27.6 | 0.95 | 27.5 | 27.5 | 6.2 | N |  |  | N | Electric Utility | 1 | X | WAT
Conventional Hydroelectric.WAT | hydro | TRUE | 20421 | Western Minnesota Mun Pwr Agny | 58434 | Red Rock Hydro Plant | IA | Marion | 2 | Conventional Hydroelectric | HY |  | S | 27.6 | 0.95 | 27.5 | 27.5 | 6.2 | N |  |  | N | Electric Utility | 1 | X | WAT
Landfill Gas.LFG | natural gas peaker | TRUE | 58431 | Ameresco Vasco Road, LLC | 58435 | Ameresco Vasco Road | CA | Alameda | ENG1 | Landfill Gas | IC |  | S | 2.2 | 1 | 2.1 | 2.1 | 0.5 | N |  |  | N | IPP Non-CHP | 2 | X | LFG
Landfill Gas.LFG | natural gas peaker | TRUE | 58431 | Ameresco Vasco Road, LLC | 58435 | Ameresco Vasco Road | CA | Alameda | ENG2 | Landfill Gas | IC |  | S | 2.2 | 1 | 2.1 | 2.1 | 0.5 | N |  |  | N | IPP Non-CHP | 2 | X | LFG
Landfill Gas.LFG | natural gas peaker | TRUE | 58432 | Ameresco San Joaquin, LLC | 58436 | Ameresco San Joaquin | CA | San Joaquin | ENG1 | Landfill Gas | IC |  | S | 2.2 | 1 | 2.1 | 2.1 | 0.5 | N |  |  | N | IPP Non-CHP | 2 | X | LFG
Landfill Gas.LFG | natural gas peaker | TRUE | 58432 | Ameresco San Joaquin, LLC | 58436 | Ameresco San Joaquin | CA | San Joaquin | ENG2 | Landfill Gas | IC |  | S | 2.2 | 1 | 2.1 | 2.1 | 0.5 | N |  |  | N | IPP Non-CHP | 2 | X | LFG
Landfill Gas.LFG | natural gas peaker | TRUE | 58433 | Ameresco Forward, LLC | 58437 | Ameresco Forward | CA | San Joaquin | ENG1 | Landfill Gas | IC |  | S | 2.2 | 1 | 2.1 | 2.1 | 0.5 | N |  |  | N | IPP Non-CHP | 2 | X | LFG
Landfill Gas.LFG | natural gas peaker | TRUE | 58433 | Ameresco Forward, LLC | 58437 | Ameresco Forward | CA | San Joaquin | ENG2 | Landfill Gas | IC |  | S | 2.2 | 1 | 2.1 | 2.1 | 0.5 | N |  |  | N | IPP Non-CHP | 2 | X | LFG
Conventional Hydroelectric.WAT | hydro | TRUE | 58434 | City of Spearfish | 58438 | Spearfish Hydro | SD | Lawrence | TURB1 | Conventional Hydroelectric | HY |  | S | 2 | 0.95 | 2 | 1.5 | 0.3 | N |  |  | N | Electric Utility | 1 | X | WAT
Conventional Hydroelectric.WAT | hydro | TRUE | 58434 | City of Spearfish | 58438 | Spearfish Hydro | SD | Lawrence | TURB2 | Conventional Hydroelectric | HY |  | S | 2 | 0.95 | 2 | 1.5 | 0.3 | N |  |  | N | Electric Utility | 1 | X | WAT
Other Waste Biomass.OBG | biomass | TRUE | 58435 | Collinwood BioEnergy | 58439 | Collinwood BioEnergy Facility | OH | Cuyahoga | CBE01 | Other Waste Biomass | IC |  | S | 1 | 1 | 1 | 1 | 0.2 | N | 5 | 2025 | N | Industrial Non-CHP | 6 | X | OBG
Other Natural Gas.NG | natural gas peaker | FALSE | 59413 | Crestmark Bank | 58440 | CBS Studio Center | CA | Los Angeles | 9560 | Other Natural Gas | FC |  | S | 0.4 |  | 0.4 | 0.4 | 0 | N |  |  | N | Commercial Non-CHP | 4 | X | NG
Other Natural Gas.NG | natural gas peaker | FALSE | 59413 | Crestmark Bank | 58440 | CBS Studio Center | CA | Los Angeles | 9580 | Other Natural Gas | FC |  | S | 0.4 |  | 0.4 | 0.4 | 0 | N |  |  | N | Commercial Non-CHP | 4 | X | NG
Other Natural Gas.NG | natural gas peaker | FALSE | 59413 | Crestmark Bank | 58440 | CBS Studio Center | CA | Los Angeles | 9581 | Other Natural Gas | FC |  | S | 0.4 |  | 0.4 | 0.4 | 0 | N |  |  | N | Commercial Non-CHP | 4 | X | NG
Other Natural Gas.NG | natural gas peaker | FALSE | 59413 | Crestmark Bank | 58440 | CBS Studio Center | CA | Los Angeles | 9583 | Other Natural Gas | FC |  | S | 0.4 |  | 0.4 | 0.4 | 0 | N |  |  | N | Commercial Non-CHP | 4 | X | NG
Other Natural Gas.NG | natural gas peaker | FALSE | 59413 | Crestmark Bank | 58440 | CBS Studio Center | CA | Los Angeles | 9585 | Other Natural Gas | FC |  | S | 0.4 |  | 0.4 | 0.4 | 0 | N |  |  | N | Commercial Non-CHP | 4 | X | NG
Other Natural Gas.NG | natural gas peaker | FALSE | 59413 | Crestmark Bank | 58440 | CBS Studio Center | CA | Los Angeles | 9587 | Other Natural Gas | FC |  | S | 0.4 |  | 0.4 | 0.4 | 0 | N |  |  | N | Commercial Non-CHP | 4 | X | NG
Onshore Wind Turbine.WND | onshore wind | TRUE | 58430 | Gamesa Wind US LLC | 58441 | Swauk Wind LLC | WA | Kittitas | SW | Onshore Wind Turbine | WT |  | S | 4.3 |  | 4.3 | 4.3 | 0 | N |  |  | N | IPP Non-CHP | 2 | X | WND
Solar Photovoltaic.SUN | solar PV | TRUE | 58438 | Sunstream Energy LLC | 58443 | Martin Limestone Solar Array | PA | Lancaster | GEN1 | Solar Photovoltaic | PV |  | S | 1 | 1 | 1 | 1 | 0.1 | N |  |  | N | IPP Non-CHP | 2 | X | SUN
Onshore Wind Turbine.WND | onshore wind | TRUE | 58439 | Junction Hilltop Management LLC | 58444 | Junction Hilltop Wind Farm | IA | Greene | JHW | Onshore Wind Turbine | WT |  | S | 8 |  | 8 | 8 | 0.1 | N |  |  | N | IPP Non-CHP | 2 | X | WND
Solar Photovoltaic.SUN | solar PV | TRUE | 58440 | CD US Solar MT 2 LLC | 58445 | Arrache 4006 | CA | Los Angeles | 1 | Solar Photovoltaic | PV |  | W | 1 |  | 1 | 1 |  | N |  |  | N | IPP Non-CHP | 2 | X | SUN
Solar Photovoltaic.SUN | solar PV | TRUE | 58440 | CD US Solar MT 2 LLC | 58445 | Arrache 4006 | CA | Los Angeles | 2 | Solar Photovoltaic | PV |  | W | 1 |  | 1 | 1 |  | N |  |  | N | IPP Non-CHP | 2 | X | SUN
Solar Photovoltaic.SUN | solar PV | TRUE | 58440 | CD US Solar MT 2 LLC | 58446 | Arrache 4013 | CA | Los Angeles | 1 | Solar Photovoltaic | PV |  | W | 1.5 |  | 1.5 | 1.5 |  | N |  |  | N | IPP Non-CHP | 2 | X | SUN
Solar Photovoltaic.SUN | solar PV | TRUE | 58440 | CD US Solar MT 2 LLC | 58447 | Arrache 8083 | CA | Los Angeles | 1 | Solar Photovoltaic | PV |  | W | 1.5 |  | 1.5 | 1.5 |  | N |  |  | N | IPP Non-CHP | 2 | X | SUN
Solar Photovoltaic.SUN | solar PV | TRUE | 58440 | CD US Solar MT 2 LLC | 58447 | Arrache 8083 | CA | Los Angeles | 2 | Solar Photovoltaic | PV |  | W | 1.5 |  | 1.5 | 1.5 |  | N |  |  | N | IPP Non-CHP | 2 | X | SUN
Solar Photovoltaic.SUN | solar PV | TRUE | 58440 | CD US Solar MT 2 LLC | 58447 | Arrache 8083 | CA | Los Angeles | 3 | Solar Photovoltaic | PV |  | W | 1 |  | 1 | 1 |  | N |  |  | N | IPP Non-CHP | 2 | X | SUN
Solar Photovoltaic.SUN | solar PV | TRUE | 58440 | CD US Solar MT 2 LLC | 58448 | Nunn | CA | San Bernardino | 1 | Solar Photovoltaic | PV |  | W | 1 |  | 1 | 1 |  | N |  |  | N | IPP Non-CHP | 2 | X | SUN
Solar Photovoltaic.SUN | solar PV | TRUE | 58440 | CD US Solar MT 2 LLC | 58449 | Rutan | CA | Los Angeles | 1 | Solar Photovoltaic | PV |  | W | 1.5 |  | 1.5 | 1.5 |  | N |  |  | N | IPP Non-CHP | 2 | X | SUN
Solar Photovoltaic.SUN | solar PV | TRUE | 58440 | CD US Solar MT 2 LLC | 58449 | Rutan | CA | Los Angeles | 2 | Solar Photovoltaic | PV |  | W | 1.5 |  | 1.5 | 1.5 |  | N |  |  | N | IPP Non-CHP | 2 | X | SUN
Solar Photovoltaic.SUN | solar PV | TRUE | 58440 | CD US Solar MT 2 LLC | 58449 | Rutan | CA | Los Angeles | 3 | Solar Photovoltaic | PV |  | W | 1 |  | 1 | 1 |  | N |  |  | N | IPP Non-CHP | 2 | X | SUN
Solar Photovoltaic.SUN | solar PV | TRUE | 58440 | CD US Solar MT 2 LLC | 58450 | Vinam | CA | Los Angeles | 1 | Solar Photovoltaic | PV |  | W | 1.5 |  | 1.5 | 1.5 |  | N |  |  | N | IPP Non-CHP | 2 | X | SUN
Solar Photovoltaic.SUN | solar PV | TRUE | 58440 | CD US Solar MT 2 LLC | 58451 | Ma | CA | Los Angeles | 1 | Solar Photovoltaic | PV |  | W | 1.5 |  | 1.5 | 1.5 |  | N |  |  | N | IPP Non-CHP | 2 | X | SUN
Solar Photovoltaic.SUN | solar PV | TRUE | 58440 | CD US Solar MT 2 LLC | 58452 | Horn | CA | Los Angeles | 1 | Solar Photovoltaic | PV |  | W | 1.5 |  | 1.5 | 1.5 |  | N |  |  | N | IPP Non-CHP | 2 | X | SUN
Solar Photovoltaic.SUN | solar PV | TRUE | 63248 | Palmetto Power Management LLC | 58453 | Dixon Dairy Road Solar | NC | Cleveland | 1 | Solar Photovoltaic | PV |  | S | 4 |  | 4 | 4 |  | N |  |  | N | IPP Non-CHP | 2 | X | SUN
Solar Photovoltaic.SUN | solar PV | TRUE | 58440 | CD US Solar MT 2 LLC | 58454 | Watts 3115 | CA | San Bernardino | 1 | Solar Photovoltaic | PV |  | W | 1.5 |  | 1.5 | 1.5 |  | N |  |  | N | IPP Non-CHP | 2 | X | SUN
Solar Photovoltaic.SUN | solar PV | TRUE | 58440 | CD US Solar MT 2 LLC | 58454 | Watts 3115 | CA | San Bernardino | 2 | Solar Photovoltaic | PV |  | W | 0.5 |  | 0.5 | 0.5 |  | N |  |  | N | IPP Non-CHP | 2 | X | SUN
Conventional Hydroelectric.WAT | hydro | TRUE | 58443 | EBD Hydro LLC | 58455 | 45 Mile Hydroelectric Project | OR | Jefferson | 0001 | Conventional Hydroelectric | HY |  | S | 1 | 0.8 | 1 | 1 | 0.9 | N |  |  | N | IPP Non-CHP | 2 | X | WAT
Conventional Hydroelectric.WAT | hydro | TRUE | 58443 | EBD Hydro LLC | 58455 | 45 Mile Hydroelectric Project | OR | Jefferson | 0002 | Conventional Hydroelectric | HY |  | S | 1 | 0.8 | 1 | 1 | 0.9 | N |  |  | N | IPP Non-CHP | 2 | X | WAT
Conventional Hydroelectric.WAT | hydro | TRUE | 58443 | EBD Hydro LLC | 58455 | 45 Mile Hydroelectric Project | OR | Jefferson | 0003 | Conventional Hydroelectric | HY |  | S | 1 | 0.8 | 1 | 1 | 0.9 | N |  |  | N | IPP Non-CHP | 2 | X | WAT
Onshore Wind Turbine.WND | onshore wind | TRUE | 58444 | Cumberland Rose Wind Energy, LLC | 58456 | Cumberland Rose | IA | Adair | 1 | Onshore Wind Turbine | WT |  | S | 1.6 |  | 1.6 | 1.6 | 0 | N |  |  | N | IPP Non-CHP | 2 | X | WND
Onshore Wind Turbine.WND | onshore wind | TRUE | 58445 | Forward Fontanelle Power, LLC | 58457 | Fontanelle | IA | Adair | 1 | Onshore Wind Turbine | WT |  | S | 1.6 |  | 1.6 | 1.6 | 0 | N |  |  | N | IPP Non-CHP | 2 | X | WND
Onshore Wind Turbine.WND | onshore wind | TRUE | 58446 | Greenfield Wind Power, LLC | 58458 | Greenfield Wind | IA | Adair | 1 | Onshore Wind Turbine | WT |  | S | 1.6 |  | 1.6 | 1.6 | 0 | N |  |  | N | IPP Non-CHP | 2 | X | WND
Onshore Wind Turbine.WND | onshore wind | TRUE | 58447 | Meadow Ridge Wind Energy, LLC | 58459 | Meadow Ridge | IA | Adair | 1 | Onshore Wind Turbine | WT |  | S | 1.6 |  | 1.6 | 1.6 | 0 | N |  |  | N | IPP Non-CHP | 2 | X | WND
Onshore Wind Turbine.WND | onshore wind | TRUE | 58448 | Sky Volt, LLC | 58460 | Sky Volt | IA | Adair | 1 | Onshore Wind Turbine | WT |  | S | 1.6 |  | 1.6 | 1.6 | 0 | N |  |  | N | IPP Non-CHP | 2 | X | WND
Onshore Wind Turbine.WND | onshore wind | TRUE | 58449 | Wiota Wind Energy, LLC #1 | 58461 | Wiota | IA | Cass | 1 | Onshore Wind Turbine | WT |  | S | 1.6 |  | 1.6 | 1.6 | 0 | N |  |  | N | IPP Non-CHP | 2 | X | WND
Solar Photovoltaic.SUN | solar PV | TRUE | 58451 | McCoy Solar, LLC | 58462 | McCoy Solar Energy Project Hybrid | CA | Riverside | 1 | Solar Photovoltaic | PV |  | S | 41.9 |  | 41.9 | 41.9 |  | N |  |  | N | IPP Non-CHP | 2 | X | SUN
Solar Photovoltaic.SUN | solar PV | TRUE | 58451 | McCoy Solar, LLC | 58462 | McCoy Solar Energy Project Hybrid | CA | Riverside | BLK2 | Solar Photovoltaic | PV |  | S | 21 |  | 21 | 21 |  | N |  |  | N | IPP Non-CHP | 2 | X | SUN
Solar Photovoltaic.SUN | solar PV | TRUE | 58451 | McCoy Solar, LLC | 58462 | McCoy Solar Energy Project Hybrid | CA | Riverside | BLK3 | Solar Photovoltaic | PV |  | S | 39.6 |  | 39.6 | 39.6 |  | N |  |  | N | IPP Non-CHP | 2 | X | SUN
Solar Photovoltaic.SUN | solar PV | TRUE | 58451 | McCoy Solar, LLC | 58462 | McCoy Solar Energy Project Hybrid | CA | Riverside | BLK4 | Solar Photovoltaic | PV |  | S | 31.4 |  | 31.4 | 31.4 |  | N |  |  | N | IPP Non-CHP | 2 | X | SUN
Solar Photovoltaic.SUN | solar PV | TRUE | 58451 | McCoy Solar, LLC | 58462 | McCoy Solar Energy Project Hybrid | CA | Riverside | BLK5 | Solar Photovoltaic | PV |  | S | 31.4 |  | 31.4 | 31.4 |  | N |  |  | N | IPP Non-CHP | 2 | X | SUN
Solar Photovoltaic.SUN | solar PV | TRUE | 58451 | McCoy Solar, LLC | 58462 | McCoy Solar Energy Project Hybrid | CA | Riverside | BLK6 | Solar Photovoltaic | PV |  | S | 26.9 |  | 26.9 | 26.9 |  | N |  |  | N | IPP Non-CHP | 2 | X | SUN
Solar Photovoltaic.SUN | solar PV | TRUE | 58451 | McCoy Solar, LLC | 58462 | McCoy Solar Energy Project Hybrid | CA | Riverside | BLK7 | Solar Photovoltaic | PV |  | S | 41.9 |  | 41.9 | 41.9 |  | N |  |  | N | IPP Non-CHP | 2 | X | SUN
Solar Photovoltaic.SUN | solar PV | TRUE | 58451 | McCoy Solar, LLC | 58462 | McCoy Solar Energy Project Hybrid | CA | Riverside | BLK8 | Solar Photovoltaic | PV |  | S | 36.5 |  | 36.5 | 36.5 |  | N |  |  | N | IPP Non-CHP | 2 | X | SUN
Batteries.MWH | battery storage | 0 | 58451 | McCoy Solar, LLC | 58462 | McCoy Solar Energy Project Hybrid | CA | Riverside | MCST1 | Batteries | BA |  | S | 230 |  | 230 | 230 | 0 | N |  |  | N | IPP Non-CHP | 2 | X | MWH
Solar Photovoltaic.SUN | solar PV | TRUE | 58452 | SMECO Solar LLC | 58463 | Herbert Farm Solar | MD | Charles | 1 | Solar Photovoltaic | PV |  | S | 5.5 |  | 5.5 | 5.5 | 0 | N |  |  | N | Electric Utility | 1 | X | SUN
Onshore Wind Turbine.WND | onshore wind | TRUE | 57421 | Chopin Wind, LLC | 58464 | Broadview Energy Prime LLC | NM | Curry | 0001 | Onshore Wind Turbine | WT |  | W | 9.9 |  | 9.9 | 9.9 | 0 | N |  |  | N | IPP Non-CHP | 2 | X | WND
Onshore Wind Turbine.WND | onshore wind | TRUE | 57421 | Chopin Wind, LLC | 58465 | Broadview Energy Prime 2 LLC | NM | Curry | 0002 | Onshore Wind Turbine | WT |  | W | 9.9 |  | 9.9 | 9.9 | 0 | N |  |  | N | IPP Non-CHP | 2 | X | WND
Solar Photovoltaic.SUN | solar PV | TRUE | 17650 | Southern Power Co | 58467 | Campo Verde Solar | CA | Imperial | CVS1 | Solar Photovoltaic | PV |  | W | 147.4 |  | 139 | 139 |  | N |  |  | N | IPP Non-CHP | 2 | X | SUN
Other Waste Biomass.OBL | biomass | TRUE | 19547 | Hawaiian Electric Co Inc | 58469 | HNL Emergency Power Facility | HI | Honolulu | AP1 | Other Waste Biomass | IC |  | W | 2.5 | 1 | 2.5 | 2.5 | 1 | N |  |  | N | Electric Utility | 1 | X | OBL | DFO
Other Waste Biomass.OBL | biomass | TRUE | 19547 | Hawaiian Electric Co Inc | 58469 | HNL Emergency Power Facility | HI | Honolulu | AP2 | Other Waste Biomass | IC |  | W | 2.5 | 1 | 2.5 | 2.5 | 1 | N |  |  | N | Electric Utility | 1 | X | OBL | DFO
Other Waste Biomass.OBL | biomass | TRUE | 19547 | Hawaiian Electric Co Inc | 58469 | HNL Emergency Power Facility | HI | Honolulu | AP3 | Other Waste Biomass | IC |  | W | 2.5 | 1 | 2.5 | 2.5 | 1 | N |  |  | N | Electric Utility | 1 | X | OBL | DFO
Other Waste Biomass.OBL | biomass | TRUE | 19547 | Hawaiian Electric Co Inc | 58469 | HNL Emergency Power Facility | HI | Honolulu | AP4 | Other Waste Biomass | IC |  | W | 2.5 | 1 | 2.5 | 2.5 | 1 | N |  |  | N | Electric Utility | 1 | X | OBL | DFO
Conventional Hydroelectric.WAT | hydro | TRUE | 58459 | C-Drop | 58470 | C-Drop Hydro | OR | Klamath | GEN1 | Conventional Hydroelectric | HY |  | S | 1.1 | 0.9 | 1.1 |  | 0.3 | N |  |  | N | IPP Non-CHP | 2 | X | WAT
Natural Gas Fired Combustion Turbine.NG | natural gas peaker | TRUE | 65431 | Ector County Generation, LLC | 58471 | Ector County Energy Center | TX | Ector | CTG1 | Natural Gas Fired Combustion Turbine | GT |  | S | 179.4 | 0.85 | 150 | 168 | 75 | N |  |  | N | IPP Non-CHP | 2 | X | NG
Natural Gas Fired Combustion Turbine.NG | natural gas peaker | TRUE | 65431 | Ector County Generation, LLC | 58471 | Ector County Energy Center | TX | Ector | CTG2 | Natural Gas Fired Combustion Turbine | GT |  | S | 179.4 | 0.85 | 150 | 168 | 75 | N |  |  | N | IPP Non-CHP | 2 | X | NG
Solar Photovoltaic.SUN | solar PV | TRUE | 5070 | Delaware Electric Cooperative | 58473 | Bruce A Henry Solar Farm | DE | Sussex | BHSF | Solar Photovoltaic | PV |  | S | 4 |  | 3.9 | 3 |  | N |  |  | N | Electric Utility | 1 | X | SUN
Onshore Wind Turbine.WND | onshore wind | TRUE | 58461 | Buffalo Dunes Wind Project LLC | 58474 | Buffalo Dunes Wind Project | KS | Haskell | GE1 | Onshore Wind Turbine | WT |  | S | 249.8 |  | 249.8 | 249.8 | 0.1 | N |  |  | N | IPP Non-CHP | 2 | X | WND
Batteries.MWH | battery storage | 0 | 58462 | Battery Utility of Ohio LLC | 58475 | Battery Utility of Ohio | OH | Delaware | BOU | Batteries | BA |  | S | 4 |  | 4 | 4 | 0 | N |  |  | N | IPP Non-CHP | 2 | X | MWH
Landfill Gas.LFG | natural gas peaker | FALSE | 58463 | Dart Container Corp | 58476 | Dart Container Corp | PA | Lancaster | LFGT1 | Landfill Gas | GT |  | S | 5.6 | 0.9 | 4.6 | 5.2 | 0.3 | N |  |  | Y | Industrial CHP | 7 | T | LFG
Landfill Gas.LFG | natural gas peaker | FALSE | 58463 | Dart Container Corp | 58476 | Dart Container Corp | PA | Lancaster | LFGT2 | Landfill Gas | GT |  | S | 5.6 | 0.9 | 4.6 | 5.2 | 0.3 | N |  |  | Y | Industrial CHP | 7 | T | LFG
Solar Photovoltaic.SUN | solar PV | TRUE | 58464 | City of Las Vegas | 58477 | Las Vegas WPCF Solar Plant | NV | Clark | 1 | Solar Photovoltaic | PV |  | S | 3.3 |  | 3.3 | 3.3 |  | N |  |  | N | IPP Non-CHP | 2 | X | SUN
Natural Gas Fired Combined Cycle.NG | natural gas combined cycle | TRUE | 26253 | Louisiana Energy & Power Authority | 58478 | LEPA Unit No. 1 | LA | St Mary | LEPA1 | Natural Gas Fired Combined Cycle | CT | LEPA | S | 57 | 0.85 | 49.3 | 52 | 22.6 | N |  |  | N | Electric Utility | 1 | X | NG
Natural Gas Fired Combined Cycle.NG | natural gas combined cycle | TRUE | 26253 | Louisiana Energy & Power Authority | 58478 | LEPA Unit No. 1 | LA | St Mary | LEPA2 | Natural Gas Fired Combined Cycle | CA | LEPA | S | 17.1 | 0.85 | 14.7 | 15 | 8.2 | N |  |  | N | Electric Utility | 1 | X | NG
Solar Photovoltaic.SUN | solar PV | TRUE | 60281 | Altus Power America Management, LLC | 58479 | SEV NM Phase 2 | NM | Chaves | NMP2 | Solar Photovoltaic | PV |  | S | 2 |  | 1.4 | 1.1 |  | N |  |  | N | IPP Non-CHP | 2 | X | SUN
Solar Photovoltaic.SUN | solar PV | TRUE | 58466 | SunEnergy1 | 58480 | Plymouth Solar LLC | NC | Washington | 1 | Solar Photovoltaic | PV |  | S | 5 |  | 5 | 5 |  | N |  |  | N | IPP Non-CHP | 2 | X | SUN
Solar Photovoltaic.SUN | solar PV | FALSE | 65242 | Scale Sustainable I, LLC | 58481 | CSU Pueblo | CO | Pueblo | CSU1 | Solar Photovoltaic | PV |  | S | 1 |  | 1 | 0.8 |  | N |  |  | N | Commercial Non-CHP | 4 | X | SUN
Solar Photovoltaic.SUN | solar PV | TRUE | 60453 | Onward Energy | 58482 | Azalea Solar, LLC | GA | Washington | 1 | Solar Photovoltaic | PV |  | S | 7.7 |  | 7.7 | 7.7 |  | N |  |  | N | IPP Non-CHP | 2 | X | SUN
Solar Photovoltaic.SUN | solar PV | TRUE | 58469 | Tinton Falls Solar | 58483 | Tinton Falls Solar Farm | NJ | Monmouth | UNIT1 | Solar Photovoltaic | PV |  | S | 16 |  | 16 | 16 |  | N |  |  | N | IPP Non-CHP | 2 | X | SUN
Natural Gas Internal Combustion Engine.NG | natural gas peaker | FALSE | 61038 | Cube District Energy, LLC | 58484 | MAS ASB Cogen Plant | GA | Fulton | 1 | Natural Gas Internal Combustion Engine | IC |  | S | 2.2 | 1 | 2.2 | 2.2 | 0.1 | N |  |  | Y | Industrial CHP | 7 | T | NG | LFG
Natural Gas Internal Combustion Engine.NG | natural gas peaker | FALSE | 61038 | Cube District Energy, LLC | 58484 | MAS ASB Cogen Plant | GA | Fulton | 2 | Natural Gas Internal Combustion Engine | IC |  | S | 2.2 | 1 | 2.2 | 2.2 | 0.1 | N |  |  | Y | Industrial CHP | 7 | T | NG | LFG
Natural Gas Internal Combustion Engine.NG | natural gas peaker | FALSE | 61038 | Cube District Energy, LLC | 58484 | MAS ASB Cogen Plant | GA | Fulton | 3 | Natural Gas Internal Combustion Engine | IC |  | S | 2.2 | 1 | 2.2 | 2.2 | 0.1 | N |  |  | Y | Industrial CHP | 7 | T | NG | LFG
Solar Photovoltaic.SUN | solar PV | TRUE | 60898 | Axium US Solar Holdings LLC | 58485 | Upson Rocky Creek Solar Plant | GA | Upson | PV1 | Solar Photovoltaic | PV |  | S | 0.8 |  | 1 | 1 |  | N |  |  | N | IPP Non-CHP | 2 | X | SUN
Solar Photovoltaic.SUN | solar PV | TRUE | 61944 | MN8 Energy LLC | 58486 | Picture Rocks Solar, LLC | AZ | Pima | 1 | Solar Photovoltaic | PV |  | W | 20 |  | 20 | 20 |  | N |  |  | N | IPP Non-CHP | 2 | X | SUN
Solar Photovoltaic.SUN | solar PV | TRUE | 17650 | Southern Power Co | 58487 | Granville Solar PV Power Project | NC | Granville | 1 | Solar Photovoltaic | PV |  | W | 2.5 |  | 2.5 | 2.5 |  | N |  |  | N | IPP Non-CHP | 2 | X | SUN
Solar Photovoltaic.SUN | solar PV | TRUE | 61944 | MN8 Energy LLC | 58488 | Bryan Solar, LLC | TX | Presidio | 1 | Solar Photovoltaic | PV |  | W | 10 |  | 10 | 10 |  | N |  |  | N | IPP Non-CHP | 2 | X | SUN
Solar Photovoltaic.SUN | solar PV | TRUE | 17650 | Southern Power Co | 58489 | Apex Solar PV Power Project | NV | Clark | 1 | Solar Photovoltaic | PV |  | W | 20 |  | 20 | 20 |  | N |  |  | N | IPP Non-CHP | 2 | X | SUN
Solar Photovoltaic.SUN | solar PV | TRUE | 17650 | Southern Power Co | 58490 | Spectrum Solar PV Power Project | NV | Clark | 1 | Solar Photovoltaic | PV |  | W | 30.2 |  | 30 | 30 |  | N |  |  | N | IPP Non-CHP | 2 | X | SUN
Solar Photovoltaic.SUN | solar PV | TRUE | 63026 | Oppidum Renewables USA, LLC | 58491 | Sandy Cross Solar, LLC | NC | Nash | SANDY | Solar Photovoltaic | PV |  | S | 1.2 |  | 1.2 | 1.2 |  | N |  |  | N | IPP Non-CHP | 2 | X | SUN
Solar Photovoltaic.SUN | solar PV | TRUE | 63026 | Oppidum Renewables USA, LLC | 58492 | Ararat Rock Solar, LLC | NC | Surry | ARARR | Solar Photovoltaic | PV |  | S | 3.5 |  | 3.5 | 3.5 |  | N |  |  | N | IPP Non-CHP | 2 | X | SUN
Solar Photovoltaic.SUN | solar PV | TRUE | 63026 | Oppidum Renewables USA, LLC | 58493 | Progress Solar 1, LLC | NC | Franklin | PRO1 | Solar Photovoltaic | PV |  | S | 4 |  | 4 | 4 |  | N |  |  | N | IPP Non-CHP | 2 | X | SUN
Solar Photovoltaic.SUN | solar PV | TRUE | 63026 | Oppidum Renewables USA, LLC | 58494 | Progress Solar II, LLC | NC | Robeson | PROG2 | Solar Photovoltaic | PV |  | S | 3.5 |  | 3.5 | 3.5 |  | N |  |  | N | IPP Non-CHP | 2 | X | SUN
Solar Photovoltaic.SUN | solar PV | TRUE | 63026 | Oppidum Renewables USA, LLC | 58495 | Progress Solar III, LLC | NC | Robeson | PROG3 | Solar Photovoltaic | PV |  | S | 3.5 |  | 3.5 | 3.5 |  | N |  |  | N | IPP Non-CHP | 2 | X | SUN
Solar Photovoltaic.SUN | solar PV | TRUE | 58135 | Ecos Energy LLC | 58496 | Lincoln Solar | IN | Lake | PV2 | Solar Photovoltaic | PV |  | S | 1.5 |  | 1.5 | 1.5 |  | N |  |  | N | IPP Non-CHP | 2 | X | SUN
Landfill Gas.LFG | natural gas peaker | TRUE | 55858 | EDL Inc | 58497 | L&S Sweetners | PA | Lancaster | GEN1 | Landfill Gas | IC |  | S | 1.6 | 1 | 1.6 | 1.6 | 1.2 | N |  |  | N | IPP Non-CHP | 2 | X | LFG
Landfill Gas.LFG | natural gas peaker | TRUE | 55858 | EDL Inc | 58497 | L&S Sweetners | PA | Lancaster | GEN2 | Landfill Gas | IC |  | S | 1.6 | 1 | 1.6 | 1.6 | 1.2 | N |  |  | N | IPP Non-CHP | 2 | X | LFG
Solar Photovoltaic.SUN | solar PV | TRUE | 61944 | MN8 Energy LLC | 58498 | RE Rosamond One LLC | CA | Kern | RONE | Solar Photovoltaic | PV |  | S | 20 |  | 20 | 20 |  | N |  |  | N | IPP Non-CHP | 2 | X | SUN
Solar Photovoltaic.SUN | solar PV | TRUE | 61944 | MN8 Energy LLC | 58499 | RE Rosamond Two LLC | CA | Kern | RTWO | Solar Photovoltaic | PV |  | S | 20 |  | 20 | 20 |  | N |  |  | N | IPP Non-CHP | 2 | X | SUN
Solar Photovoltaic.SUN | solar PV | TRUE | 61944 | MN8 Energy LLC | 58500 | RE Rio Grande Solar LLC | CA | Kern | RIO | Solar Photovoltaic | PV |  | S | 5 |  | 5 | 5 |  | N |  |  | N | IPP Non-CHP | 2 | X | SUN
Solar Photovoltaic.SUN | solar PV | TRUE | 61944 | MN8 Energy LLC | 58501 | RE Gillespie 1 LLC | AZ | Maricopa | GILL1 | Solar Photovoltaic | PV |  | S | 15 |  | 15 | 15 |  | N |  |  | N | IPP Non-CHP | 2 | X | SUN
Solar Photovoltaic.SUN | solar PV | TRUE | 61944 | MN8 Energy LLC | 58502 | RE Columbia 3 LLC | CA | Kern | COL3 | Solar Photovoltaic | PV |  | S | 10 |  | 10 | 10 |  | N |  |  | N | IPP Non-CHP | 2 | X | SUN
Natural Gas Fired Combined Cycle.NG | natural gas combined cycle | TRUE | 15248 | Portland General Electric Co | 58503 | Carty Generating Station | OR | Morrow | GEN1 | Natural Gas Fired Combined Cycle | CT | CCG1 | S | 300 | 0.9 | 248.1 | 280.6 | 101.6 | N |  |  | N | Electric Utility | 1 | X | NG
Natural Gas Fired Combined Cycle.NG | natural gas combined cycle | TRUE | 15248 | Portland General Electric Co | 58503 | Carty Generating Station | OR | Morrow | GEN2 | Natural Gas Fired Combined Cycle | CA | CCG1 | S | 200 | 0.9 | 168.2 | 189.9 | 66.4 | N |  |  | N | Electric Utility | 1 | X | NG
Solar Photovoltaic.SUN | solar PV | FALSE | 58485 | Rutgers, The State University of NJ | 58504 | Livingston Solar Farm | NJ | Middlesex | LVSF | Solar Photovoltaic | PV |  | S | 1.2 |  | 1.2 | 1 |  | N |  |  | N | Commercial Non-CHP | 4 | X | SUN
Solar Photovoltaic.SUN | solar PV | FALSE | 58485 | Rutgers, The State University of NJ | 58505 | Livingston Solar Canopies | NJ | Middlesex | LVSC | Solar Photovoltaic | PV |  | W | 6.6 |  | 6.4 | 3.2 |  | N |  |  | N | Commercial Non-CHP | 4 | X | SUN
Solar Photovoltaic.SUN | solar PV | TRUE | 60281 | Altus Power America Management, LLC | 58506 | Chuckawalla Solar | CA | Riverside | 0937 | Solar Photovoltaic | PV |  | S | 4 |  | 4 | 4 |  | N |  |  | N | IPP Non-CHP | 2 | X | SUN
Petroleum Liquids.DFO | petroleum | FALSE | 58487 | Montefiore Medical Center Moses Division | 58507 | Montefieor Medical Center Moses Division | NY | Bronx | EMG01 | Petroleum Liquids | IC |  | S | 1 | 0.8 | 1 | 1 | 0.1 | N |  |  | N | Commercial CHP | 5 | X | DFO
Petroleum Liquids.DFO | petroleum | FALSE | 58487 | Montefiore Medical Center Moses Division | 58507 | Montefieor Medical Center Moses Division | NY | Bronx | EMG02 | Petroleum Liquids | IC |  | S | 0.6 | 0.8 | 0.6 | 0.6 | 0.1 | N |  |  | N | Commercial CHP | 5 | X | DFO
Petroleum Liquids.DFO | petroleum | FALSE | 58487 | Montefiore Medical Center Moses Division | 58507 | Montefieor Medical Center Moses Division | NY | Bronx | EMG03 | Petroleum Liquids | IC |  | S | 0.6 | 0.8 | 0.6 | 0.6 | 0.1 | N |  |  | N | Commercial CHP | 5 | X | DFO
Petroleum Liquids.DFO | petroleum | FALSE | 58487 | Montefiore Medical Center Moses Division | 58507 | Montefieor Medical Center Moses Division | NY | Bronx | EMG04 | Petroleum Liquids | IC |  | S | 0.5 | 0.8 | 0.5 | 0.5 | 0.1 | N |  |  | N | Commercial CHP | 5 | X | DFO
Petroleum Liquids.DFO | petroleum | FALSE | 58487 | Montefiore Medical Center Moses Division | 58507 | Montefieor Medical Center Moses Division | NY | Bronx | EMG05 | Petroleum Liquids | IC |  | S | 0.5 | 0.8 | 0.5 | 0.5 | 0.1 | N |  |  | N | Commercial CHP | 5 | X | DFO
Petroleum Liquids.DFO | petroleum | FALSE | 58487 | Montefiore Medical Center Moses Division | 58507 | Montefieor Medical Center Moses Division | NY | Bronx | EMG06 | Petroleum Liquids | IC |  | S | 0.3 | 0.8 | 0.3 | 0.3 | 0.1 | N |  |  | N | Commercial CHP | 5 | X | DFO
Petroleum Liquids.DFO | petroleum | FALSE | 58487 | Montefiore Medical Center Moses Division | 58507 | Montefieor Medical Center Moses Division | NY | Bronx | EMG07 | Petroleum Liquids | IC |  | S | 0.2 | 0.8 | 0.2 | 0.2 | 0.1 | N |  |  | N | Commercial CHP | 5 | X | DFO
Petroleum Liquids.DFO | petroleum | FALSE | 58487 | Montefiore Medical Center Moses Division | 58507 | Montefieor Medical Center Moses Division | NY | Bronx | EMG08 | Petroleum Liquids | IC |  | S | 0.2 | 0.8 | 0.2 | 0.2 | 0.1 | N |  |  | N | Commercial CHP | 5 | X | DFO
Petroleum Liquids.DFO | petroleum | FALSE | 58487 | Montefiore Medical Center Moses Division | 58507 | Montefieor Medical Center Moses Division | NY | Bronx | EMG09 | Petroleum Liquids | IC |  | S | 2 | 0.8 | 2 | 2 | 0.1 | N |  |  | N | Commercial CHP | 5 | X | DFO
Petroleum Liquids.DFO | petroleum | FALSE | 58487 | Montefiore Medical Center Moses Division | 58507 | Montefieor Medical Center Moses Division | NY | Bronx | EMG10 | Petroleum Liquids | IC |  | S | 2 | 0.8 | 2 | 2 | 0.1 | N |  |  | N | Commercial CHP | 5 | X | DFO
Natural Gas Fired Combustion Turbine.NG | natural gas peaker | FALSE | 58487 | Montefiore Medical Center Moses Division | 58507 | Montefieor Medical Center Moses Division | NY | Bronx | ES006 | Natural Gas Fired Combustion Turbine | GT |  | S | 5.3 | 0.8 | 4.8 | 4.8 | 3.5 | N |  |  | N | Commercial CHP | 5 | X | NG | DFO
Natural Gas Fired Combustion Turbine.NG | natural gas peaker | FALSE | 58487 | Montefiore Medical Center Moses Division | 58507 | Montefieor Medical Center Moses Division | NY | Bronx | ES007 | Natural Gas Fired Combustion Turbine | GT |  | S | 3.5 | 1 | 3.5 | 3.5 | 3.5 | N |  |  | N | Commercial CHP | 5 | X | NG | DFO
Natural Gas Internal Combustion Engine.NG | natural gas peaker | FALSE | 58487 | Montefiore Medical Center Moses Division | 58507 | Montefieor Medical Center Moses Division | NY | Bronx | S0001 | Natural Gas Internal Combustion Engine | IC |  | S | 1.6 | 1 | 1.2 | 1.2 | 1.2 | N |  |  | Y | Commercial CHP | 5 | T | NG | DFO
Natural Gas Internal Combustion Engine.NG | natural gas peaker | FALSE | 58487 | Montefiore Medical Center Moses Division | 58507 | Montefieor Medical Center Moses Division | NY | Bronx | S0002 | Natural Gas Internal Combustion Engine | IC |  | S | 1.6 | 1 | 1.2 | 1.2 | 1.2 | N |  |  | Y | Commercial CHP | 5 | T | NG | DFO
Natural Gas Internal Combustion Engine.NG | natural gas peaker | FALSE | 58487 | Montefiore Medical Center Moses Division | 58507 | Montefieor Medical Center Moses Division | NY | Bronx | S0003 | Natural Gas Internal Combustion Engine | IC |  | S | 1.6 | 1 | 1.2 | 1.2 | 1.2 | N |  |  | Y | Commercial CHP | 5 | T | NG | DFO
Solar Photovoltaic.SUN | solar PV | TRUE | 58135 | Ecos Energy LLC | 58508 | Bear Creek Solar | CA | San Joaquin | PV3 | Solar Photovoltaic | PV |  | S | 1.5 |  | 1.5 | 1.5 |  | N |  |  | N | IPP Non-CHP | 2 | X | SUN
Solar Photovoltaic.SUN | solar PV | TRUE | 58135 | Ecos Energy LLC | 58509 | Vintner Solar | CA | San Luis Obispo | PV4 | Solar Photovoltaic | PV |  | S | 1.5 |  | 1.5 | 1.5 |  | N |  |  | N | IPP Non-CHP | 2 | X | SUN
Solar Photovoltaic.SUN | solar PV | TRUE | 58135 | Ecos Energy LLC | 58510 | Kettleman Solar Project | CA | San Joaquin | PV5 | Solar Photovoltaic | PV |  | S | 1 |  | 1 | 1 |  | N |  |  | N | IPP Non-CHP | 2 | X | SUN
Onshore Wind Turbine.WND | onshore wind | TRUE | 58488 | Alaska Environmental Power | 58511 | Delta Wind Farm | AK | Southeast Fairbanks | EWT1 | Onshore Wind Turbine | WT |  | S | 0.9 |  | 0.9 | 0.9 | 0 | N |  |  | N | IPP Non-CHP | 2 | X | WND
Onshore Wind Turbine.WND | onshore wind | TRUE | 58488 | Alaska Environmental Power | 58511 | Delta Wind Farm | AK | Southeast Fairbanks | EWT2 | Onshore Wind Turbine | WT |  | S | 0.9 |  | 0.9 | 0.9 | 0 | N |  |  | N | IPP Non-CHP | 2 | X | WND
Onshore Wind Turbine.WND | onshore wind | TRUE | 58488 | Alaska Environmental Power | 58511 | Delta Wind Farm | AK | Southeast Fairbanks | NW1 | Onshore Wind Turbine | WT |  | S | 0.1 |  | 0.1 | 0.1 | 0 | N |  |  | N | IPP Non-CHP | 2 | X | WND
Solar Photovoltaic.SUN | solar PV | TRUE | 60281 | Altus Power America Management, LLC | 58512 | Cornerstone Power Vineland I LLC | NJ | Cumberland | PV1 | Solar Photovoltaic | PV |  | S | 3.1 |  | 3.1 | 3.1 |  | N |  |  | N | IPP Non-CHP | 2 | X | SUN
Solar Photovoltaic.SUN | solar PV | TRUE | 60281 | Altus Power America Management, LLC | 58513 | Ironwood Solar LLC | CA | Riverside | 0937 | Solar Photovoltaic | PV |  | S | 4 |  | 4 | 4 |  | N |  |  | N | IPP Non-CHP | 2 | X | SUN
Solar Photovoltaic.SUN | solar PV | TRUE | 57365 | Consolidated Edison Solutions Inc. | 58514 | Desert Hot Springs Solar | CA | Riverside | DHCA | Solar Photovoltaic | PV |  | S | 2.3 |  | 2.2 | 2.2 |  | N |  |  | N | IPP Non-CHP | 2 | X | SUN
Solar Photovoltaic.SUN | solar PV | FALSE | 58492 | Chattanooga Metropolitan Airport | 58515 | Chattanooga Metropolitan Airport Solar | TN | Hamilton | GEN1 | Solar Photovoltaic | PV |  | S | 1 |  | 0.7 | 0.3 |  | N |  |  | N | Commercial Non-CHP | 4 | X | SUN
Solar Photovoltaic.SUN | solar PV | FALSE | 58492 | Chattanooga Metropolitan Airport | 58515 | Chattanooga Metropolitan Airport Solar | TN | Hamilton | GEN2 | Solar Photovoltaic | PV |  | S | 1.1 |  | 0.8 | 0.3 |  | N |  |  | N | Commercial Non-CHP | 4 | X | SUN
Solar Photovoltaic.SUN | solar PV | FALSE | 58492 | Chattanooga Metropolitan Airport | 58515 | Chattanooga Metropolitan Airport Solar | TN | Hamilton | GEN3 | Solar Photovoltaic | PV |  | S | 0.6 |  | 0.4 | 0.2 |  | N |  |  | N | Commercial Non-CHP | 4 | X | SUN
Solar Photovoltaic.SUN | solar PV | TRUE | 58491 | Luminace Solar Holding, LLC | 58516 | Union HS at Casa Grande | AZ | Pinal | PV1 | Solar Photovoltaic | PV |  | S | 1.6 |  | 1.6 | 1.6 |  | N |  |  | N | IPP Non-CHP | 2 | X | SUN
Solar Photovoltaic.SUN | solar PV | TRUE | 58491 | Luminace Solar Holding, LLC | 58517 | Vista Grande HS at Casa Grande | AZ | Pinal | PV1 | Solar Photovoltaic | PV |  | S | 1.4 |  | 1.4 | 1.4 |  | N |  |  | N | IPP Non-CHP | 2 | X | SUN
Solar Photovoltaic.SUN | solar PV | TRUE | 58495 | Syncarpha Alethea I, LLC | 58519 | Alethea I | NJ | Burlington | 1 | Solar Photovoltaic | PV |  | W | 2.8 |  | 2.8 | 2.8 |  | N |  |  | N | IPP Non-CHP | 2 | X | SUN
Solar Photovoltaic.SUN | solar PV | TRUE | 59300 | PNM Resources | 58520 | Otero Solar | NM | Otero | OTE1 | Solar Photovoltaic | PV |  | W | 8 |  | 8 | 8 |  | N |  |  | N | Electric Utility | 1 | X | SUN
Solar Photovoltaic.SUN | solar PV | TRUE | 59300 | PNM Resources | 58521 | Manzano Solar | NM | Valencia | MAN1 | Solar Photovoltaic | PV |  | W | 8.4 |  | 8.4 | 8.4 |  | N |  |  | N | Electric Utility | 1 | X | SUN
Solar Photovoltaic.SUN | solar PV | TRUE | 65164 | CleanCapital Holdings | 58522 | Madera Community Hospital | CA | Madera | 1 | Solar Photovoltaic | PV |  | W | 1 |  | 1 | 1 |  | N |  |  | N | IPP Non-CHP | 2 | X | SUN
Wood/Wood Waste Biomass.WDS | biomass | TRUE | 58498 | F H Stoltze Land & Lumber Co | 58523 | Stoltze CoGen1 | MT | Flathead | STL2 | Wood/Wood Waste Biomass | ST |  | S | 2.8 | 0.75 | 3 | 3 | 0.1 | N |  |  | Y | Industrial CHP | 7 | B | WDS
Solar Photovoltaic.SUN | solar PV | TRUE | 65242 | Scale Sustainable I, LLC | 58524 | Neuse River Solar Farm | NC | Wake | 1 | Solar Photovoltaic | PV |  | S | 1.1 |  | 1.1 | 1 |  | N |  |  | N | IPP Non-CHP | 2 | X | SUN
Solar Photovoltaic.SUN | solar PV | TRUE | 58500 | City of Hayward | 58525 | City of Hayward WWTP | CA | Alameda | 1 | Solar Photovoltaic | PV |  | S | 1.6 |  | 1.6 | 1.6 |  | N |  |  | N | IPP CHP | 3 | X | SUN
Other Waste Biomass.OBG | biomass | TRUE | 58500 | City of Hayward | 58525 | City of Hayward WWTP | CA | Alameda | COGEN | Other Waste Biomass | IC |  | S | 1.1 | 0.8 | 1.1 | 1.1 | 0.8 | N |  |  | Y | IPP CHP | 3 | T | OBG | NG
Landfill Gas.LFG | natural gas peaker | TRUE | 58502 | Uwharrie Mountain Renewable Energy, LLC | 58526 | Uwharrie Mountain Renewable | NC | Montgomery | 1 | Landfill Gas | IC |  | S | 1.6 | 0.8 | 1.6 | 1.6 | 1.1 | N |  |  | N | IPP Non-CHP | 2 | X | LFG
Landfill Gas.LFG | natural gas peaker | TRUE | 58502 | Uwharrie Mountain Renewable Energy, LLC | 58526 | Uwharrie Mountain Renewable | NC | Montgomery | 2 | Landfill Gas | IC |  | S | 1.6 | 0.8 | 1.6 | 1.6 | 1.1 | N |  |  | N | IPP Non-CHP | 2 | X | LFG
Landfill Gas.LFG | natural gas peaker | TRUE | 58502 | Uwharrie Mountain Renewable Energy, LLC | 58526 | Uwharrie Mountain Renewable | NC | Montgomery | 3 | Landfill Gas | IC |  | S | 1.6 | 0.8 | 1.6 | 1.6 | 1.1 | N |  |  | N | IPP Non-CHP | 2 | X | LFG
Landfill Gas.LFG | natural gas peaker | TRUE | 58502 | Uwharrie Mountain Renewable Energy, LLC | 58526 | Uwharrie Mountain Renewable | NC | Montgomery | 4 | Landfill Gas | IC |  | S | 1.6 | 0.8 | 1.6 | 1.6 | 1.1 | N |  |  | N | IPP Non-CHP | 2 | X | LFG
Landfill Gas.LFG | natural gas peaker | TRUE | 58502 | Uwharrie Mountain Renewable Energy, LLC | 58526 | Uwharrie Mountain Renewable | NC | Montgomery | 5 | Landfill Gas | IC |  | S | 1.6 | 0.8 | 1.6 | 1.6 | 1.1 | N |  |  | N | IPP Non-CHP | 2 | X | LFG
Landfill Gas.LFG | natural gas peaker | TRUE | 58502 | Uwharrie Mountain Renewable Energy, LLC | 58526 | Uwharrie Mountain Renewable | NC | Montgomery | 6 | Landfill Gas | IC |  | S | 1.6 | 0.8 | 1.6 | 1.6 | 1.1 | N |  |  | N | IPP Non-CHP | 2 | X | LFG
Solar Photovoltaic.SUN | solar PV | FALSE | 58501 | Five Crowns Inc | 58527 | Crown Cooling Facility | CA | Imperial | 1 | Solar Photovoltaic | PV |  | S | 1 |  | 1 | 1 |  | N |  |  | N | Industrial Non-CHP | 6 | X | SUN
Solar Photovoltaic.SUN | solar PV | TRUE | 58503 | Garnet Solar Generation Station I LLC | 58528 | Garnet Solar Generation Station I LLC | CA | Riverside | WDT44 | Solar Photovoltaic | PV |  | J | 4 |  | 4 | 4 |  | N |  |  | N | IPP Non-CHP | 2 | X | SUN
Solar Photovoltaic.SUN | solar PV | TRUE | 63233 | USF Surry, LLC | 58529 | Progress Manis I | NC | Scotland | P11A | Solar Photovoltaic | PV |  | S | 2 |  | 2 | 2 |  | N |  |  | N | IPP Non-CHP | 2 | X | SUN
Solar Photovoltaic.SUN | solar PV | TRUE | 63233 | USF Surry, LLC | 58531 | North Carolina Solar Bethea I | NC | Scotland | P22A | Solar Photovoltaic | PV |  | S | 2 |  | 2 | 2 |  | N |  |  | N | IPP Non-CHP | 2 | X | SUN
Geothermal.GEO | geothermal | TRUE | 60230 | ORNI 47, LLC | 58533 | Don A Campbell 1 Geothermal | NV | Mineral | 1 | Geothermal | BT |  | S | 22.5 | 0.8 | 14.8 | 22.5 | 11.5 | N |  |  | N | IPP Non-CHP | 2 | X | GEO
Solar Photovoltaic.SUN | solar PV | TRUE | 61944 | MN8 Energy LLC | 58534 | Westford Solar Park | MA | Middlesex | 1 | Solar Photovoltaic | PV |  | S | 4 |  | 4 | 4 |  | N |  |  | N | IPP Non-CHP | 2 | X | SUN
Solar Photovoltaic.SUN | solar PV | TRUE | 56645 | Aqua America Inc | 58535 | Pickering Solar | PA | Chester | 1 | Solar Photovoltaic | PV |  | S | 1.5 |  | 1.4 | 1 |  | N |  |  | N | IPP Non-CHP | 2 | X | SUN
Solar Photovoltaic.SUN | solar PV | TRUE | 58489 | OCI Solar Power | 58536 | Cornerstone Power Holmdel LLC | NJ | Monmouth | 1 | Solar Photovoltaic | PV |  | S | 3 |  | 3 | 3 |  | N |  |  | N | IPP Non-CHP | 2 | X | SUN
Solar Photovoltaic.SUN | solar PV | TRUE | 58489 | OCI Solar Power | 58537 | OCI Alamo Solar I Hybrid | TX | Bexar | 1 | Solar Photovoltaic | PV |  | S | 40.7 |  | 40.7 | 40.7 |  | N |  |  | N | IPP Non-CHP | 2 | X | SUN
Solar Photovoltaic.SUN | solar PV | TRUE | 58508 | Carolina Solar Energy LLC | 58538 | PCSP3 Airport | NC | Person | 3 | Solar Photovoltaic | PV |  | W | 2.5 |  | 2.5 | 2.5 |  | N |  |  | N | IPP Non-CHP | 2 | X | SUN
Solar Photovoltaic.SUN | solar PV | TRUE | 61944 | MN8 Energy LLC | 58539 | Lake Pleasant WTP | AZ | Maricopa | 1 | Solar Photovoltaic | PV |  | W | 6.5 |  | 6 | 4.1 |  | N |  |  | N | IPP Non-CHP | 2 | X | SUN
Solar Photovoltaic.SUN | solar PV | TRUE | 58509 | Affordable Solar Silver City, LLC | 58540 | Silver City WWTP PV Project | NM | Grant | PV-1 | Solar Photovoltaic | PV |  | S | 1 |  | 1 | 1 |  | N |  |  | N | IPP Non-CHP | 2 | X | SUN
Solar Photovoltaic.SUN | solar PV | TRUE | 58511 | SunGen Sharon 1 LLC | 58541 | SunGen Sharon 1 LLC | VT | Windsor | 1 | Solar Photovoltaic | PV |  | S | 1.8 |  | 1.8 | 1.8 |  | N |  |  | N | IPP Non-CHP | 2 | X | SUN
Solar Photovoltaic.SUN | solar PV | TRUE | 58290 | NextEra Energy Desert Sunlight 250, LLC | 58542 | Desert Sunlight 250, LLC | CA | Riverside | DSL12 | Solar Photovoltaic | PV |  | J | 39.1 |  | 39.1 | 39.1 |  | N |  |  | N | IPP Non-CHP | 2 | X | SUN
Solar Photovoltaic.SUN | solar PV | TRUE | 58290 | NextEra Energy Desert Sunlight 250, LLC | 58542 | Desert Sunlight 250, LLC | CA | Riverside | DSL13 | Solar Photovoltaic | PV |  | J | 39.1 |  | 39.1 | 39.1 |  | N |  |  | N | IPP Non-CHP | 2 | X | SUN
Solar Photovoltaic.SUN | solar PV | TRUE | 58290 | NextEra Energy Desert Sunlight 250, LLC | 58542 | Desert Sunlight 250, LLC | CA | Riverside | DSL14 | Solar Photovoltaic | PV |  | J | 26.5 |  | 26.5 | 26.5 |  | N |  |  | N | IPP Non-CHP | 2 | X | SUN
Solar Photovoltaic.SUN | solar PV | TRUE | 58290 | NextEra Energy Desert Sunlight 250, LLC | 58542 | Desert Sunlight 250, LLC | CA | Riverside | DSL15 | Solar Photovoltaic | PV |  | J | 13.9 |  | 13.9 | 13.9 |  | N |  |  | N | IPP Non-CHP | 2 | X | SUN
Solar Photovoltaic.SUN | solar PV | TRUE | 58290 | NextEra Energy Desert Sunlight 250, LLC | 58542 | Desert Sunlight 250, LLC | CA | Riverside | DSL16 | Solar Photovoltaic | PV |  | J | 22.7 |  | 22.7 | 22.7 |  | N |  |  | N | IPP Non-CHP | 2 | X | SUN
Solar Photovoltaic.SUN | solar PV | TRUE | 58290 | NextEra Energy Desert Sunlight 250, LLC | 58542 | Desert Sunlight 250, LLC | CA | Riverside | DSL17 | Solar Photovoltaic | PV |  | J | 29 |  | 29 | 29 |  | N |  |  | N | IPP Non-CHP | 2 | X | SUN
Solar Photovoltaic.SUN | solar PV | TRUE | 58290 | NextEra Energy Desert Sunlight 250, LLC | 58542 | Desert Sunlight 250, LLC | CA | Riverside | DSL18 | Solar Photovoltaic | PV |  | J | 29 |  | 29 | 29 |  | N |  |  | N | IPP Non-CHP | 2 | X | SUN
Solar Photovoltaic.SUN | solar PV | TRUE | 58290 | NextEra Energy Desert Sunlight 250, LLC | 58542 | Desert Sunlight 250, LLC | CA | Riverside | DSL19 | Solar Photovoltaic | PV |  | J | 25.2 |  | 25.2 | 25.2 |  | N |  |  | N | IPP Non-CHP | 2 | X | SUN
Solar Photovoltaic.SUN | solar PV | TRUE | 58290 | NextEra Energy Desert Sunlight 250, LLC | 58542 | Desert Sunlight 250, LLC | CA | Riverside | DSL20 | Solar Photovoltaic | PV |  | J | 25.2 |  | 25.2 | 25.2 |  | N |  |  | N | IPP Non-CHP | 2 | X | SUN
Solar Photovoltaic.SUN | solar PV | TRUE | 58514 | Gilbert Solar Facility I, LLC | 58543 | Gilbert Solar Facility I, LLC | AZ | Maricopa | 1 | Solar Photovoltaic | PV |  | S | 2 |  | 2.5 | 2.5 |  | N |  |  | N | IPP Non-CHP | 2 | X | SUN
Solar Photovoltaic.SUN | solar PV | TRUE | 58515 | NextEra Energy Mountain View Solar | 58544 | Mountain View Solar | NV | Clark | 1 | Solar Photovoltaic | PV |  | W | 20 |  | 20 | 20 |  | N |  |  | N | IPP Non-CHP | 2 | X | SUN
Solar Photovoltaic.SUN | solar PV | TRUE | 64635 | Community Solar I | 58545 | Community Solar 1 | CA | Imperial | 1 | Solar Photovoltaic | PV |  | S | 5.7 |  | 5.7 | 5.7 |  | N |  |  | N | IPP Non-CHP | 2 | X | SUN
Landfill Gas.LFG | natural gas peaker | TRUE | 55858 | EDL Inc | 58546 | Watervliet | MI | Berrien | GEN1 | Landfill Gas | IC |  | S | 1.6 | 1 | 1.6 | 1.6 | 1.2 | N |  |  | N | IPP Non-CHP | 2 | X | LFG
Landfill Gas.LFG | natural gas peaker | TRUE | 55858 | EDL Inc | 58546 | Watervliet | MI | Berrien | GEN2 | Landfill Gas | IC |  | S | 1.6 | 1 | 1.6 | 1.6 | 1.2 | N |  |  | N | IPP Non-CHP | 2 | X | LFG
Landfill Gas.LFG | natural gas peaker | TRUE | 55858 | EDL Inc | 58546 | Watervliet | MI | Berrien | GEN3 | Landfill Gas | IC |  | S | 0.8 | 0.8 | 0.8 | 0.8 | 0.4 | N |  |  | N | IPP Non-CHP | 2 | X | LFG
Solar Photovoltaic.SUN | solar PV | TRUE | 16622 | San Miguel Power Assn, Inc | 58547 | SMPA Solar 1 Community Solar | CO | Montrose | 1 | Solar Photovoltaic | PV |  | S | 1 |  | 1 | 1 |  | N |  |  | N | Electric Utility | 1 | X | SUN
Onshore Wind Turbine.WND | onshore wind | TRUE | 58520 | Huerfano River Wind, LLC | 58548 | Huerfano River Wind | CO | Huerfano | WTG1 | Onshore Wind Turbine | WT |  | S | 2 |  | 2 | 2 | 1 | N |  |  | N | IPP Non-CHP | 2 | X | WND
Onshore Wind Turbine.WND | onshore wind | TRUE | 58520 | Huerfano River Wind, LLC | 58548 | Huerfano River Wind | CO | Huerfano | WTG2 | Onshore Wind Turbine | WT |  | S | 2 |  | 2 | 2 | 1 | N |  |  | N | IPP Non-CHP | 2 | X | WND
Onshore Wind Turbine.WND | onshore wind | TRUE | 58520 | Huerfano River Wind, LLC | 58548 | Huerfano River Wind | CO | Huerfano | WTG3 | Onshore Wind Turbine | WT |  | S | 2 |  | 2 | 2 | 1 | N |  |  | N | IPP Non-CHP | 2 | X | WND
Onshore Wind Turbine.WND | onshore wind | TRUE | 58520 | Huerfano River Wind, LLC | 58548 | Huerfano River Wind | CO | Huerfano | WTG4 | Onshore Wind Turbine | WT |  | S | 2 |  | 2 | 2 | 1 | N |  |  | N | IPP Non-CHP | 2 | X | WND
Solar Photovoltaic.SUN | solar PV | TRUE | 63727 | Kaieie Waho Company LLC | 58549 | Port Allen Solar | HI | Kauai | 1 | Solar Photovoltaic | PV |  | S | 6 |  | 6 | 6 |  | N |  |  | N | IPP Non-CHP | 2 | X | SUN
Solar Photovoltaic.SUN | solar PV | TRUE | 58491 | Luminace Solar Holding, LLC | 58550 | Owens Corning at Bethlehem | NY | Albany | PV1 | Solar Photovoltaic | PV |  | S | 2 |  | 2 | 2 |  | N |  |  | N | IPP Non-CHP | 2 | X | SUN
Other Natural Gas.NG | natural gas peaker | TRUE | 63130 | Bridgeport Fuel Cell, LLC | 58551 | Bridgeport Fuel Cell, LLC | CT | Fairfield | 1 | Other Natural Gas | FC |  | S | 16.6 |  | 13.7 | 14.9 | 0.6 | N |  |  | N | IPP Non-CHP | 2 | X | NG
Solar Photovoltaic.SUN | solar PV | TRUE | 60453 | Onward Energy | 58552 | Indy Solar I, LLC | IN | Marion | 1 | Solar Photovoltaic | PV |  | S | 10 |  | 10 | 10 |  | N |  |  | N | IPP Non-CHP | 2 | X | SUN
Solar Photovoltaic.SUN | solar PV | TRUE | 60453 | Onward Energy | 58553 | Indy Solar III, LLC | IN | Marion | 1 | Solar Photovoltaic | PV |  | S | 8.6 |  | 8.6 | 8.6 |  | N |  |  | N | IPP Non-CHP | 2 | X | SUN
Solar Photovoltaic.SUN | solar PV | TRUE | 60453 | Onward Energy | 58554 | Somers Solar Center, LLC | CT | Tolland | 1 | Solar Photovoltaic | PV |  | S | 5 |  | 5 | 5 |  | N |  |  | N | IPP Non-CHP | 2 | X | SUN
Solar Photovoltaic.SUN | solar PV | TRUE | 60453 | Onward Energy | 58556 | Indy Solar II, LLC | IN | Marion | 1 | Solar Photovoltaic | PV |  | S | 10.1 |  | 10 | 10 |  | N |  |  | N | IPP Non-CHP | 2 | X | SUN
Natural Gas Fired Combined Cycle.NG | natural gas combined cycle | TRUE | 16572 | Salt River Project | 58557 | Mesquite Generating Station Block 1 | AZ | Maricopa | GT1 | Natural Gas Fired Combined Cycle | CT | BLK1 | S | 185.3 | 0.85 | 160 | 170 | 50 | N |  |  | N | Electric Utility | 1 | X | NG
Natural Gas Fired Combined Cycle.NG | natural gas combined cycle | TRUE | 16572 | Salt River Project | 58557 | Mesquite Generating Station Block 1 | AZ | Maricopa | GT2 | Natural Gas Fired Combined Cycle | CT | BLK1 | S | 185.3 | 0.85 | 160 | 170 | 50 | N |  |  | N | Electric Utility | 1 | X | NG
Natural Gas Fired Combined Cycle.NG | natural gas combined cycle | TRUE | 16572 | Salt River Project | 58557 | Mesquite Generating Station Block 1 | AZ | Maricopa | ST1 | Natural Gas Fired Combined Cycle | CA | BLK1 | S | 321 | 0.85 | 300 | 300 | 90 | N |  |  | N | Electric Utility | 1 | X | NG
Landfill Gas.LFG | natural gas peaker | TRUE | 61038 | Cube District Energy, LLC | 58558 | Onslow Power Producers | NC | Onslow | GEN1 | Landfill Gas | IC |  | S | 2 | 0.9 | 1.9 | 1.9 | 1.8 | N |  |  | N | IPP Non-CHP | 2 | X | LFG
Landfill Gas.LFG | natural gas peaker | TRUE | 61038 | Cube District Energy, LLC | 58559 | Bi-County Gas Producers | TN | Montgomery | GEN1 | Landfill Gas | IC |  | S | 1 | 0.9 | 0.9 | 0.9 | 0.8 | N |  |  | N | IPP Non-CHP | 2 | X | LFG
Landfill Gas.LFG | natural gas peaker | TRUE | 61038 | Cube District Energy, LLC | 58559 | Bi-County Gas Producers | TN | Montgomery | GEN2 | Landfill Gas | IC |  | S | 2 | 0.9 | 1.9 | 1.9 | 1.8 | N |  |  | N | IPP Non-CHP | 2 | X | LFG
Wood/Wood Waste Biomass.WDS | biomass | TRUE | 58524 | South Boston Energy LLC | 58560 | Halifax County Biomass | VA | Halifax | STG1 | Wood/Wood Waste Biomass | ST |  | W | 49.9 | 0.85 | 45.4 | 45.4 | 25 | N |  |  | N | IPP Non-CHP | 2 | X | WDS
Solar Photovoltaic.SUN | solar PV | TRUE | 56769 | Consolidated Edison Development Inc. | 58561 | Merrimac Solar | MA | Essex | MSMA | Solar Photovoltaic | PV |  | S | 1.5 |  | 1.5 | 1.5 |  | N |  |  | N | IPP Non-CHP | 2 | X | SUN
Natural Gas Fired Combustion Turbine.NG | natural gas peaker | TRUE | 5701 | El Paso Electric Co | 58562 | Montana Power Station | TX | El Paso | GT-1 | Natural Gas Fired Combustion Turbine | GT |  | S | 131.8 | 0.85 | 88 | 93 | 18.2 | N |  |  | N | Electric Utility | 1 | X | NG | DFO
Natural Gas Fired Combustion Turbine.NG | natural gas peaker | TRUE | 5701 | El Paso Electric Co | 58562 | Montana Power Station | TX | El Paso | GT-2 | Natural Gas Fired Combustion Turbine | GT |  | S | 131.8 | 0.85 | 88 | 93 | 18.2 | N |  |  | N | Electric Utility | 1 | X | NG | DFO
Natural Gas Fired Combustion Turbine.NG | natural gas peaker | TRUE | 5701 | El Paso Electric Co | 58562 | Montana Power Station | TX | El Paso | GT-3 | Natural Gas Fired Combustion Turbine | GT |  | S | 131.8 | 0.85 | 88 | 93 | 19.2 | N |  |  | N | Electric Utility | 1 | X | NG | DFO
Natural Gas Fired Combustion Turbine.NG | natural gas peaker | TRUE | 5701 | El Paso Electric Co | 58562 | Montana Power Station | TX | El Paso | GT-4 | Natural Gas Fired Combustion Turbine | GT |  | S | 131.8 | 0.85 | 88 | 93 | 19.2 | N |  |  | N | Electric Utility | 1 | X | NG | DFO
Other Waste Biomass.OBG | biomass | TRUE | 58526 | Hometown Bio Energy LLC | 58563 | Hometown Bio Energy LLC | MN | Le Sueur | HTBE | Other Waste Biomass | IC |  | S | 8 | 0.8 | 7.6 | 7.6 | 1.5 | N |  |  | Y | IPP CHP | 3 | T | OBG
Solar Photovoltaic.SUN | solar PV | TRUE | 56769 | Consolidated Edison Development Inc. | 58564 | Frenchtown III Solar | NJ | Hunterdon | F3NJ | Solar Photovoltaic | PV |  | S | 7.9 |  | 7.9 | 7.9 |  | N |  |  | N | IPP Non-CHP | 2 | X | SUN
Other Waste Biomass.OBS | biomass | TRUE | 58527 | Gettysburg Energy and Nutrient Rec Facility LLC | 58565 | Gettysburg Energy & Nutrient Rec Facility | PA | Adams | GENRF | Other Waste Biomass | ST |  | S | 3.3 | 0.9 | 2.5 | 2.7 | 0.1 | N |  |  | Y | IPP CHP | 3 | B | OBS
Solar Photovoltaic.SUN | solar PV | TRUE | 56999 | Western Massachusetts Electric Company | 58568 | Cottage Street Solar Facility | MA | Hampden | PV-3 | Solar Photovoltaic | PV |  | S | 3.2 |  | 3.2 | 3.2 |  | N |  |  | N | Electric Utility | 1 | X | SUN
Solar Photovoltaic.SUN | solar PV | TRUE | 60842 | Paradise Solar Urban Renewal, LLC | 58569 | Paradise Solar Energy Center | NJ | Gloucester | 1 | Solar Photovoltaic | PV |  | S | 5 |  | 5 | 5 |  | N |  |  | N | IPP Non-CHP | 2 | X | SUN
Geothermal.GEO | geothermal | TRUE | 56381 | Enel Cove Fort LLC | 58570 | Enel Cove Fort | UT | Beaver | 1-G1A | Geothermal | BT |  | S | 12.5 | 1 | 12.5 | 12.5 | 0.1 | N |  |  | N | IPP Non-CHP | 2 | X | GEO
Geothermal.GEO | geothermal | TRUE | 56381 | Enel Cove Fort LLC | 58570 | Enel Cove Fort | UT | Beaver | 2-GIA | Geothermal | BT |  | S | 12.5 | 1 | 12.5 | 12.5 | 0.1 | N |  |  | N | IPP Non-CHP | 2 | X | GEO
Onshore Wind Turbine.WND | onshore wind | TRUE | 15248 | Portland General Electric Co | 58571 | Tucannon River Wind Farm | WA | Columbia | 1 | Onshore Wind Turbine | WT |  | S | 266.8 |  | 266.8 | 266.8 | 0 | N |  |  | N | Electric Utility | 1 | X | WND
Solar Photovoltaic.SUN | solar PV | TRUE | 49893 | Invenergy Services LLC | 58572 | Lakeland Solar Energy LLC | GA | Lanier | 1 | Solar Photovoltaic | PV |  | S | 0.9 |  | 0.9 | 0.9 |  | N |  |  | N | IPP Non-CHP | 2 | X | SUN
Solar Photovoltaic.SUN | solar PV | TRUE | 49893 | Invenergy Services LLC | 58572 | Lakeland Solar Energy LLC | GA | Lanier | 2 | Solar Photovoltaic | PV |  | S | 0.9 |  | 0.9 | 0.9 |  | N |  |  | N | IPP Non-CHP | 2 | X | SUN
Wood/Wood Waste Biomass.WDS | biomass | TRUE | 58535 | Eagle Valley Clean Energy LLC | 58574 | Eagle Valley Clean Energy LLC Biomass | CO | Eagle | 01 | Wood/Wood Waste Biomass | ST | 1 | S | 12.6 | 0.85 | 12.6 | 12.6 | 1.1 | N |  |  | N | IPP Non-CHP | 2 | X | WDS
Petroleum Liquids.DFO | petroleum | FALSE | 58536 | Smithfield Packaged Meats Corp | 58575 | Smithfield Packaged Meats Corp. | NC | Lenoir | 1 | Petroleum Liquids | IC |  | S | 2.3 | 0.8 | 2.3 | 2.3 | 0 | N |  |  | Y | Industrial CHP | 7 | T | DFO
Petroleum Liquids.DFO | petroleum | FALSE | 58536 | Smithfield Packaged Meats Corp | 58575 | Smithfield Packaged Meats Corp. | NC | Lenoir | 2 | Petroleum Liquids | IC |  | S | 2.3 | 0.8 | 2.3 | 2.3 | 0 | N |  |  | Y | Industrial CHP | 7 | T | DFO
Petroleum Liquids.DFO | petroleum | FALSE | 58536 | Smithfield Packaged Meats Corp | 58575 | Smithfield Packaged Meats Corp. | NC | Lenoir | 3 | Petroleum Liquids | IC |  | S | 2.3 | 0.8 | 2.3 | 2.3 | 0 | N |  |  | Y | Industrial CHP | 7 | T | DFO
Petroleum Liquids.DFO | petroleum | FALSE | 58536 | Smithfield Packaged Meats Corp | 58575 | Smithfield Packaged Meats Corp. | NC | Lenoir | 4 | Petroleum Liquids | IC |  | S | 2.3 | 0.8 | 2.3 | 2.3 | 0 | N |  |  | Y | Industrial CHP | 7 | T | DFO
Solar Photovoltaic.SUN | solar PV | TRUE | 60281 | Altus Power America Management, LLC | 58576 | GSE NM1 | NM | Chaves | NMP1 | Solar Photovoltaic | PV |  | S | 2.3 |  | 1.7 | 1.3 |  | N |  |  | N | IPP Non-CHP | 2 | X | SUN
Landfill Gas.LFG | natural gas peaker | TRUE | 17633 | Southern Indiana Gas & Elec Co | 58577 | Veolia ES Blackfoot Landfill Facility | IN | Pike | BLG1 | Landfill Gas | IC |  | S | 1.6 | 0.9 | 1.1 | 1 | 0.5 | N |  |  | N | Electric Utility | 1 | X | LFG
Landfill Gas.LFG | natural gas peaker | TRUE | 17633 | Southern Indiana Gas & Elec Co | 58577 | Veolia ES Blackfoot Landfill Facility | IN | Pike | BLG2 | Landfill Gas | IC |  | S | 1.6 | 0.9 | 1.1 | 1 | 0.5 | N |  |  | N | Electric Utility | 1 | X | LFG
Solar Photovoltaic.SUN | solar PV | TRUE | 60025 | Greenbacker Renewable Energy Corporation | 58578 | Sonora 1 | CA | Tuolumne | SON1 | Solar Photovoltaic | PV |  | S | 1.5 |  | 1.5 | 1.5 |  | N |  |  | N | IPP Non-CHP | 2 | X | SUN
Onshore Wind Turbine.WND | onshore wind | TRUE | 58539 | Pheasant Run Wind LLC | 58580 | Pheasant Run Wind LLC | MI | Huron | 1 | Onshore Wind Turbine | WT |  | S | 74.8 |  | 74.8 | 74.8 | 3.7 | N |  |  | N | IPP Non-CHP | 2 | X | WND
Solar Photovoltaic.SUN | solar PV | TRUE | 58540 | California PV Energy LLC | 58581 | Oltmans SCE at Champagne | CA | San Bernardino | 1 | Solar Photovoltaic | PV |  | S | 1 |  | 1 | 1 |  | N |  |  | N | IPP Non-CHP | 2 | X | SUN
Solar Photovoltaic.SUN | solar PV | TRUE | 58540 | California PV Energy LLC | 58582 | Oltmans SCE at Jurupa | CA | San Bernardino | 1 | Solar Photovoltaic | PV |  | S | 1.5 |  | 1.5 | 1.5 |  | N |  |  | N | IPP Non-CHP | 2 | X | SUN
Solar Photovoltaic.SUN | solar PV | TRUE | 60281 | Altus Power America Management, LLC | 58583 | Forbes Street Solar | RI | Providence | FSS1 | Solar Photovoltaic | PV |  | S | 3 |  | 3 | 3 |  | N |  |  | N | IPP Non-CHP | 2 | X | SUN
Natural Gas Fired Combustion Turbine.NG | natural gas peaker | FALSE | 58542 | Trustees of Princeton University | 58584 | Princeton University Cogeneration | NJ | Mercer | GT1 | Natural Gas Fired Combustion Turbine | GT |  | S | 15.5 | 0.8 | 15.5 | 15.5 | 7.5 | N |  |  | Y | Commercial CHP | 5 | T | NG | DFO
Solar Photovoltaic.SUN | solar PV | FALSE | 58542 | Trustees of Princeton University | 58584 | Princeton University Cogeneration | NJ | Mercer | PV1 | Solar Photovoltaic | PV |  | W | 4.5 |  | 4.5 | 4.5 |  | N |  |  | N | Commercial CHP | 5 | X | SUN
Solar Photovoltaic.SUN | solar PV | FALSE | 58542 | Trustees of Princeton University | 58584 | Princeton University Cogeneration | NJ | Mercer | PV2 | Solar Photovoltaic | PV |  | W | 1.2 |  | 1.2 | 1.2 |  | N |  |  | N | Commercial CHP | 5 | X | SUN
Solar Photovoltaic.SUN | solar PV | FALSE | 58542 | Trustees of Princeton University | 58584 | Princeton University Cogeneration | NJ | Mercer | PV3 | Solar Photovoltaic | PV |  | W | 10.5 |  | 10.5 | 10.5 |  | N |  |  | N | Commercial CHP | 5 | X | SUN
Solar Photovoltaic.SUN | solar PV | FALSE | 58542 | Trustees of Princeton University | 58584 | Princeton University Cogeneration | NJ | Mercer | PV4 | Solar Photovoltaic | PV |  | W | 0.4 |  | 0.4 | 0.4 |  | N |  |  | N | Commercial CHP | 5 | X | SUN
Batteries.MWH | battery storage | 0 | 58544 | Sierra Nevada Brewing Co | 58585 | Sierra Nevada Brewing Co Hybrid | CA | Butte | BESS | Batteries | BA |  | S | 0.5 |  | 0.5 | 0.5 | 0.1 | N |  |  | N | Industrial CHP | 7 | X | MWH
Natural Gas Fired Combustion Turbine.NG | natural gas peaker | FALSE | 58544 | Sierra Nevada Brewing Co | 58585 | Sierra Nevada Brewing Co Hybrid | CA | Butte | COGN | Natural Gas Fired Combustion Turbine | GT |  | S | 2 | 1 | 1.7 | 1.8 | 0.1 | N |  |  | Y | Industrial CHP | 7 | T | NG
Solar Photovoltaic.SUN | solar PV | FALSE | 58544 | Sierra Nevada Brewing Co | 58585 | Sierra Nevada Brewing Co Hybrid | CA | Butte | SOLR | Solar Photovoltaic | PV |  | S | 1.7 |  | 1.4 | 0.9 |  | N |  |  | N | Industrial CHP | 7 | X | SUN
Solar Photovoltaic.SUN | solar PV | TRUE | 60947 | Tesla Inc. | 58586 | Town of East Bridgewater CSG | MA | Plymouth | 1 | Solar Photovoltaic | PV |  | W | 2 |  | 2 | 2 |  | N |  |  | N | IPP Non-CHP | 2 | X | SUN
Onshore Wind Turbine.WND | onshore wind | TRUE | 58545 | Tuscola Wind II LLC | 58587 | Tuscola Wind II LLC | MI | Tuscola | 1 | Onshore Wind Turbine | WT |  | S | 100.3 |  | 100.3 | 100.3 | 5 | N |  |  | N | IPP Non-CHP | 2 | X | WND
Solar Photovoltaic.SUN | solar PV | TRUE | 63249 | Terraform Arcadia | 58588 | Sue Cleveland High School | NM | Sandoval | SCHS | Solar Photovoltaic | PV |  | S | 1 |  | 1 | 1 |  | N |  |  | N | IPP Non-CHP | 2 | X | SUN
Solar Photovoltaic.SUN | solar PV | TRUE | 63249 | Terraform Arcadia | 58589 | Rio Rancho High School | NM | Sandoval | RRHS | Solar Photovoltaic | PV |  | S | 1 |  | 1 | 1 |  | N |  |  | N | IPP Non-CHP | 2 | X | SUN
Solar Photovoltaic.SUN | solar PV | TRUE | 58546 | Cascade Solar LLC | 58590 | Cascade Solar | CA | San Bernardino | 1 | Solar Photovoltaic | PV |  | S | 18.5 |  | 18.5 | 18.5 |  | N |  |  | N | IPP Non-CHP | 2 | X | SUN
Other Waste Biomass.OBG | biomass | TRUE | 63812 | Tillamook BioGas, LLC Digester | 58591 | POTB Digester | OR | Tillamook | GEN1 | Other Waste Biomass | IC |  | S | 1 | 1 | 1 | 1 | 0.6 | N |  |  | N | IPP Non-CHP | 2 | X | OBG
Solar Photovoltaic.SUN | solar PV | TRUE | 17650 | Southern Power Co | 58592 | Solar Gen 2 Solar Facility | CA | Imperial | ALHM | Solar Photovoltaic | PV |  | W | 54.4 |  | 50 | 50 |  | N |  |  | N | IPP Non-CHP | 2 | X | SUN
Solar Photovoltaic.SUN | solar PV | TRUE | 17650 | Southern Power Co | 58592 | Solar Gen 2 Solar Facility | CA | Imperial | ARK | Solar Photovoltaic | PV |  | W | 54.4 |  | 50 | 50 |  | N |  |  | N | IPP Non-CHP | 2 | X | SUN
Solar Photovoltaic.SUN | solar PV | TRUE | 17650 | Southern Power Co | 58592 | Solar Gen 2 Solar Facility | CA | Imperial | SONR | Solar Photovoltaic | PV |  | W | 54.4 |  | 50 | 50 |  | N |  |  | N | IPP Non-CHP | 2 | X | SUN
Petroleum Liquids.DFO | petroleum | FALSE | 58548 | State of CA DGS BPM | 58593 | DGS Central Utility Plant | CA | Sacramento | BS1 | Petroleum Liquids | IC |  | S | 0.6 | 0.8 | 0.6 | 0.6 | 0.4 | N |  |  | N | Commercial CHP | 5 | X | DFO
Petroleum Liquids.DFO | petroleum | FALSE | 58548 | State of CA DGS BPM | 58593 | DGS Central Utility Plant | CA | Sacramento | EM1 | Petroleum Liquids | IC |  | S | 0.4 | 0.8 | 0.4 | 0.4 | 0.2 | N |  |  | N | Commercial CHP | 5 | X | DFO
Natural Gas Steam Turbine.NG | natural gas steam turbine | FALSE | 58548 | State of CA DGS BPM | 58593 | DGS Central Utility Plant | CA | Sacramento | STG | Natural Gas Steam Turbine | ST |  | S | 2.9 | 0.8 | 2.9 | 2.9 | 0.5 | N |  |  | Y | Commercial CHP | 5 | B | NG | DFO
Onshore Wind Turbine.WND | onshore wind | TRUE | 58551 | Steele Flats Wind Project LLC | 58594 | Steele Flats Wind Project LLC | NE | Jefferson | 1 | Onshore Wind Turbine | WT |  | W | 74.8 |  | 74.8 | 74.8 | 3.7 | N |  |  | N | IPP Non-CHP | 2 | X | WND
Onshore Wind Turbine.WND | onshore wind | TRUE | 56215 | RWE Renewables Americas, LLC | 58596 | Grandview Wind Farm, LLC | TX | Carson | GRVWI | Onshore Wind Turbine | WT |  | S | 211.2 |  | 211.2 | 211.2 | 0 | N |  |  | N | IPP Non-CHP | 2 | X | WND
Natural Gas Fired Combustion Turbine.NG | natural gas peaker | FALSE | 58555 | The University of Utah | 58597 | HTW Plant 303 COGEN | UT | Salt Lake | CGN1 | Natural Gas Fired Combustion Turbine | GT |  | S | 7.4 | 0.975 | 5.6 | 6.6 | 4 | N |  |  | Y | Commercial CHP | 5 | T | NG
Solar Photovoltaic.SUN | solar PV | TRUE | 59155 | Evergreen Wind, LLC | 58598 | Beryl Solar Plant | UT | Iron | BSP1 | Solar Photovoltaic | PV |  | S | 3 |  | 3 | 3 |  | N |  |  | N | IPP Non-CHP | 2 | X | SUN
Solar Photovoltaic.SUN | solar PV | TRUE | 59155 | Evergreen Wind, LLC | 58599 | Cedar Valley Solar Plant | UT | Iron | CVSP1 | Solar Photovoltaic | PV |  | S | 3 |  | 3 | 3 |  | N |  |  | N | IPP Non-CHP | 2 | X | SUN
Solar Photovoltaic.SUN | solar PV | TRUE | 59155 | Evergreen Wind, LLC | 58600 | Buckhorn Solar Plant | UT | Iron | BSP1 | Solar Photovoltaic | PV |  | S | 3 |  | 3 | 3 |  | N |  |  | N | IPP Non-CHP | 2 | X | SUN
Solar Photovoltaic.SUN | solar PV | TRUE | 59155 | Evergreen Wind, LLC | 58601 | Milford Flat Solar Plant | UT | Beaver | MFSP1 | Solar Photovoltaic | PV |  | S | 3 |  | 3 | 3 |  | N |  |  | N | IPP Non-CHP | 2 | X | SUN
Solar Photovoltaic.SUN | solar PV | TRUE | 61944 | MN8 Energy LLC | 58602 | Laho Solar Plant | UT | Beaver | LSP1 | Solar Photovoltaic | PV |  | S | 3 |  | 3 | 3 |  | N |  |  | N | IPP Non-CHP | 2 | X | SUN
Solar Photovoltaic.SUN | solar PV | TRUE | 59155 | Evergreen Wind, LLC | 58603 | Greenville Solar Plant | UT | Beaver | GVSP1 | Solar Photovoltaic | PV |  | S | 2.2 |  | 2.2 | 2.2 |  | N |  |  | N | IPP Non-CHP | 2 | X | SUN
Solar Photovoltaic.SUN | solar PV | TRUE | 59155 | Evergreen Wind, LLC | 58604 | Granite Peak Solar Plant | UT | Beaver | GPSP1 | Solar Photovoltaic | PV |  | S | 3 |  | 3 | 3 |  | N |  |  | N | IPP Non-CHP | 2 | X | SUN
Solar Photovoltaic.SUN | solar PV | TRUE | 61060 | Cypress Creek Renewables | 58605 | Blueberry One | NC | Wayne | PV1 | Solar Photovoltaic | PV |  | S | 5 |  | 5 | 5 |  | N |  |  | N | IPP Non-CHP | 2 | X | SUN
Natural Gas Internal Combustion Engine.NG | natural gas peaker | FALSE | 58564 | Paramount Group Inc | 58607 | One Market Plaza | CA | San Francisco | 1 | Natural Gas Internal Combustion Engine | IC |  | S | 0.5 | 0.85 | 0.5 | 0.5 | 0.3 | N |  |  | Y | Commercial CHP | 5 | T | NG
Natural Gas Internal Combustion Engine.NG | natural gas peaker | FALSE | 58564 | Paramount Group Inc | 58607 | One Market Plaza | CA | San Francisco | 2 | Natural Gas Internal Combustion Engine | IC |  | S | 0.5 | 0.85 | 0.5 | 0.5 | 0.3 | N |  |  | Y | Commercial CHP | 5 | T | NG
Natural Gas Internal Combustion Engine.NG | natural gas peaker | FALSE | 58564 | Paramount Group Inc | 58607 | One Market Plaza | CA | San Francisco | 3 | Natural Gas Internal Combustion Engine | IC |  | S | 0.5 | 0.85 | 0.5 | 0.5 | 0.3 | N |  |  | Y | Commercial CHP | 5 | T | NG
Onshore Wind Turbine.WND | onshore wind | TRUE | 58565 | Saddleback Ridge Wind, LLC | 58608 | Saddleback Ridge Wind Farm | ME | Franklin | SRW1 | Onshore Wind Turbine | WT |  | S | 8.5 |  | 8.5 | 8.5 | 0.1 | N |  |  | N | IPP Non-CHP | 2 | X | WND
Onshore Wind Turbine.WND | onshore wind | TRUE | 58565 | Saddleback Ridge Wind, LLC | 58608 | Saddleback Ridge Wind Farm | ME | Franklin | SRW2 | Onshore Wind Turbine | WT |  | S | 25.7 |  | 25.7 | 25.7 | 0.4 | N |  |  | N | IPP Non-CHP | 2 | X | WND
Solar Photovoltaic.SUN | solar PV | TRUE | 61012 | AES Distributed Energy | 58609 | Industry Solar Power Generation Station 1 LLC | CA | San Bernardino | ISP1 | Solar Photovoltaic | PV |  | S | 1.5 |  | 1.5 | 1.5 |  | N |  |  | N | IPP Non-CHP | 2 | X | SUN
Solar Photovoltaic.SUN | solar PV | TRUE | 61012 | AES Distributed Energy | 58610 | Navajo Solar Power Generation Station 1 LLC | CA | San Bernardino | NSP1 | Solar Photovoltaic | PV |  | S | 1.5 |  | 1.5 | 1.5 |  | N |  |  | N | IPP Non-CHP | 2 | X | SUN
Solar Photovoltaic.SUN | solar PV | TRUE | 61012 | AES Distributed Energy | 58611 | Powhatan Solar Power Generation Station 1 LLC | CA | San Bernardino | 1 | Solar Photovoltaic | PV |  | S | 1.5 |  | 1.5 | 1.5 |  | N |  |  | N | IPP Non-CHP | 2 | X | SUN
Solar Photovoltaic.SUN | solar PV | TRUE | 61012 | AES Distributed Energy | 58612 | Otoe Solar Power Generation Station 1 LLC | CA | San Bernardino | 1 | Solar Photovoltaic | PV |  | S | 1.5 |  | 1.5 | 1.5 |  | N |  |  | N | IPP Non-CHP | 2 | X | SUN
Onshore Wind Turbine.WND | onshore wind | TRUE | 15399 | Avangrid Renewables LLC | 58614 | Patriot Wind Farm | TX | Nueces | PAT1 | Onshore Wind Turbine | WT |  | S | 226.1 |  | 226.1 | 226.1 | 0 | N |  |  | N | IPP Non-CHP | 2 | X | WND
Solar Photovoltaic.SUN | solar PV | TRUE | 58567 | Blue Renewable Energy IMS, LLC | 58615 | Indianapolis Motor Speedway Solar PV | IN | Marion | IMS | Solar Photovoltaic | PV |  | J | 9 |  | 9 | 9 |  | N |  |  | N | IPP Non-CHP | 2 | X | SUN
Solar Photovoltaic.SUN | solar PV | TRUE | 58568 | Westlands Solar Farms, LLC | 58616 | Westlands Solar PV Farm | CA | Fresno | WSF1 | Solar Photovoltaic | PV |  | S | 18 |  | 18 | 14 |  | N |  |  | N | IPP Non-CHP | 2 | X | SUN
Other Waste Biomass.OBG | biomass | TRUE | 58569 | City of Rochester | 58617 | Water Reclamation Plant | MN | Olmsted | GEN1 | Other Waste Biomass | IC |  | S | 1 | 0.8 | 0.3 | 0.3 | 0.3 | N |  |  | Y | Commercial CHP | 5 | T | OBG | NG
Other Waste Biomass.OBG | biomass | TRUE | 58569 | City of Rochester | 58617 | Water Reclamation Plant | MN | Olmsted | GEN2 | Other Waste Biomass | IC |  | S | 1 | 0.8 | 0.3 | 0.3 | 0.3 | N |  |  | Y | Commercial CHP | 5 | T | OBG | NG
Solar Photovoltaic.SUN | solar PV | TRUE | 65305 | Clean Focus Yield, LLC | 58618 | Butler Plaza | FL | Alachua | 1 | Solar Photovoltaic | PV |  | S | 1.2 |  | 1.2 | 1.2 |  | N |  |  | N | IPP Non-CHP | 2 | X | SUN
Natural Gas Internal Combustion Engine.NG | natural gas peaker | FALSE | 58573 | Transamerica Pyramid Properties LLC | 58619 | Transamerica Pyramid | CA | San Francisco | 1 | Natural Gas Internal Combustion Engine | IC |  | S | 0.5 | 0.8 | 0.5 | 0.5 | 0.2 | N |  |  | Y | Commercial CHP | 5 | T | NG
Natural Gas Internal Combustion Engine.NG | natural gas peaker | FALSE | 58573 | Transamerica Pyramid Properties LLC | 58619 | Transamerica Pyramid | CA | San Francisco | 2 | Natural Gas Internal Combustion Engine | IC |  | S | 0.5 | 0.8 | 0.5 | 0.5 | 0.2 | N |  |  | Y | Commercial CHP | 5 | T | NG
Onshore Wind Turbine.WND | onshore wind | TRUE | 58574 | Canton Mountain Wind LLC | 58620 | Canton Mountain Wind | ME | Oxford | 1 | Onshore Wind Turbine | WT |  | S | 22.8 |  | 22.8 | 22.8 | 0.1 | N |  |  | N | IPP Non-CHP | 2 | X | WND
Solar Photovoltaic.SUN | solar PV | TRUE | 58575 | Sol Orchard Imperial 1, LLC | 58621 | Sol Orchard El Centro PV | CA | Imperial | ECPV | Solar Photovoltaic | PV |  | S | 20 |  | 20 | 20 |  | N |  |  | N | IPP Non-CHP | 2 | X | SUN
Conventional Hydroelectric.WAT | hydro | FALSE | 58577 | Northern Colorado Water Conservancy District | 58622 | Carter Hydro | CO | Larimer | 1 | Conventional Hydroelectric | HY |  | S | 1.3 | 1 | 1.3 | 0.4 | 0.3 | N |  |  | N | Commercial Non-CHP | 4 | X | WAT
Conventional Hydroelectric.WAT | hydro | FALSE | 58577 | Northern Colorado Water Conservancy District | 58622 | Carter Hydro | CO | Larimer | 2 | Conventional Hydroelectric | HY |  | S | 1.3 | 1 | 1.3 | 0.4 | 0.3 | N |  |  | N | Commercial Non-CHP | 4 | X | WAT
Solar Photovoltaic.SUN | solar PV | TRUE | 64778 | Strata Manager, LLC | 58623 | Holstein Plant | NC | Scotland | PV1 | Solar Photovoltaic | PV |  | W | 20 |  | 20 | 20 |  | N |  |  | N | IPP Non-CHP | 2 | X | SUN
Solar Photovoltaic.SUN | solar PV | TRUE | 58578 | PPS Berkshire Solar LLC | 58624 | Berkshire 1 | MA | Berkshire | BER1 | Solar Photovoltaic | PV |  | S | 1.8 |  | 1.8 | 1.8 |  | N |  |  | N | IPP Non-CHP | 2 | X | SUN
Other Natural Gas.NG | natural gas peaker | TRUE | 58549 | County of Alameda GSA | 58625 | Santa Rita Jail Hybrid | CA | Alameda | SRFC2 | Other Natural Gas | FC |  | W | 1.4 |  | 1.4 | 1.4 | 1.4 | N |  |  | Y | IPP CHP | 3 | T | NG
Batteries.MWH | battery storage | 0 | 58549 | County of Alameda GSA | 58625 | Santa Rita Jail Hybrid | CA | Alameda | SRJBA | Batteries | BA |  | S | 2 |  | 2 | 2 | 0.3 | N |  |  | N | IPP CHP | 3 | X | MWH
Solar Photovoltaic.SUN | solar PV | TRUE | 58549 | County of Alameda GSA | 58625 | Santa Rita Jail Hybrid | CA | Alameda | SRPV2 | Solar Photovoltaic | PV |  | S | 1 |  | 1 | 0.1 |  | N |  |  | N | IPP CHP | 3 | X | SUN
Solar Photovoltaic.SUN | solar PV | TRUE | 58549 | County of Alameda GSA | 58625 | Santa Rita Jail Hybrid | CA | Alameda | SRPV3 | Solar Photovoltaic | PV |  | S | 0.5 |  | 0.5 | 0.1 |  | N |  |  | N | IPP CHP | 3 | X | SUN
Solar Photovoltaic.SUN | solar PV | TRUE | 61012 | AES Distributed Energy | 58626 | Western Antelope Blue Sky Ranch A | CA | Los Angeles | WABSA | Solar Photovoltaic | PV |  | S | 20 |  | 19 | 18 |  | N |  |  | N | IPP Non-CHP | 2 | X | SUN
Solar Photovoltaic.SUN | solar PV | TRUE | 61012 | AES Distributed Energy | 58627 | Western Antelope Dry Ranch | CA | Los Angeles | WADR | Solar Photovoltaic | PV |  | S | 10 |  | 10 | 9 |  | N |  |  | N | IPP Non-CHP | 2 | X | SUN
Solar Photovoltaic.SUN | solar PV | TRUE | 58580 | Simon Solar Farm, LLC | 58628 | Simon Solar Farm LLC | GA | Walton | SRSSF | Solar Photovoltaic | PV |  | S | 30 |  | 30 | 30 |  | N |  |  | N | IPP Non-CHP | 2 | X | SUN
Geothermal.GEO | geothermal | TRUE | 58581 | Lightning Dock Geothermal HI-01, LLC | 58629 | Lightning Dock Geothermal HI-01, LLC | NM | Hidalgo | GEN-5 | Geothermal | BT |  | S | 15.2 | 1 | 7 | 11 | 4 | N |  |  | N | IPP Non-CHP | 2 | X | GEO
Geothermal.GEO | geothermal | TRUE | 58581 | Lightning Dock Geothermal HI-01, LLC | 58629 | Lightning Dock Geothermal HI-01, LLC | NM | Hidalgo | PB01 | Geothermal | BT |  | S | 1 | 0.95 | 0.4 | 0.7 | 0.3 | N |  |  | N | IPP Non-CHP | 2 | X | GEO
Geothermal.GEO | geothermal | TRUE | 58581 | Lightning Dock Geothermal HI-01, LLC | 58629 | Lightning Dock Geothermal HI-01, LLC | NM | Hidalgo | PB02 | Geothermal | BT |  | S | 1 | 0.95 | 0.4 | 0.7 | 0.3 | N |  |  | N | IPP Non-CHP | 2 | X | GEO
Geothermal.GEO | geothermal | TRUE | 58581 | Lightning Dock Geothermal HI-01, LLC | 58629 | Lightning Dock Geothermal HI-01, LLC | NM | Hidalgo | PB03 | Geothermal | BT |  | S | 1 | 0.95 | 0.4 | 0.7 | 0.3 | N |  |  | N | IPP Non-CHP | 2 | X | GEO
Geothermal.GEO | geothermal | TRUE | 58581 | Lightning Dock Geothermal HI-01, LLC | 58629 | Lightning Dock Geothermal HI-01, LLC | NM | Hidalgo | PB04 | Geothermal | BT |  | S | 1 | 0.95 | 0.4 | 0.7 | 0.3 | N |  |  | N | IPP Non-CHP | 2 | X | GEO
Onshore Wind Turbine.WND | onshore wind | TRUE | 57365 | Consolidated Edison Solutions Inc. | 58630 | RP Wind | OH | Logan | RPOH | Onshore Wind Turbine | WT |  | S | 3.4 |  | 3.4 | 3.4 | 0 | N |  |  | N | IPP Non-CHP | 2 | X | WND
Solar Photovoltaic.SUN | solar PV | TRUE | 60947 | Tesla Inc. | 58631 | Queen Anne's County | MD | Queen Annes | 1 | Solar Photovoltaic | PV |  | W | 2 |  | 2 | 2 |  | N |  |  | N | IPP Non-CHP | 2 | X | SUN
Solar Photovoltaic.SUN | solar PV | TRUE | 60947 | Tesla Inc. | 58632 | Actus Lend Lease DMAFB | AZ | Pima | 1 | Solar Photovoltaic | PV |  | W | 3 |  | 3 | 3 |  | N |  |  | N | IPP Non-CHP | 2 | X | SUN
Solar Photovoltaic.SUN | solar PV | TRUE | 60947 | Tesla Inc. | 58633 | Monterey Regional Water Pollution Control Agency | CA | Monterey | 1 | Solar Photovoltaic | PV |  | W | 1 |  | 1 | 1 |  | N |  |  | N | IPP Non-CHP | 2 | X | SUN
Solar Photovoltaic.SUN | solar PV | TRUE | 60947 | Tesla Inc. | 58634 | Lancaster Baptist Church | CA | Los Angeles | 1 | Solar Photovoltaic | PV |  | W | 1 |  | 1 | 1 |  | N |  |  | N | IPP Non-CHP | 2 | X | SUN
Natural Gas Internal Combustion Engine.NG | natural gas peaker | FALSE | 58583 | Museum of Science and Industry | 58635 | Museum of Science and Industry | IL | Cook | COGEN | Natural Gas Internal Combustion Engine | IC |  | S | 1.7 | 0.8 | 1.7 | 1.7 | 0.1 | N |  |  | Y | Commercial CHP | 5 | T | NG
Solar Photovoltaic.SUN | solar PV | TRUE | 60947 | Tesla Inc. | 58636 | Sacramento Fairbain Water Treatment Plant | CA | Sacramento | 1 | Solar Photovoltaic | PV |  | S | 1 |  | 1 | 1 |  | N |  |  | N | IPP Non-CHP | 2 | X | SUN
Other Waste Biomass.OBG | biomass | TRUE | 64553 | Anaergia | 58638 | Orbit Energy Charlotte | NC | Mecklenburg | 1 | Other Waste Biomass | IC |  | S | 5.2 | 0.8 | 5.2 | 5.2 | 1.2 | N |  |  | N | IPP Non-CHP | 2 | X | OBG
Solar Photovoltaic.SUN | solar PV | TRUE | 10071 | Kauai Island Utility Cooperative | 58639 | KRS I Anahola Solar Hybrid | HI | Kauai | ANAPV | Solar Photovoltaic | PV |  | S | 12 |  | 12 | 12 | 0 | N |  |  | N | Electric Utility | 1 | X | SUN
Solar Photovoltaic.SUN | solar PV | TRUE | 10071 | Kauai Island Utility Cooperative | 58640 | KRS II Koloa Solar | HI | Kauai | KOLPV | Solar Photovoltaic | PV |  | S | 12 |  | 12 | 12 |  | N |  |  | N | Electric Utility | 1 | X | SUN
Solar Photovoltaic.SUN | solar PV | TRUE | 61230 | Arevon Energy, Inc. | 58642 | Tulare 1 and 2 | CA | Tulare | 1 | Solar Photovoltaic | PV |  | S | 1.5 |  | 1.5 | 1.5 |  | N |  |  | N | IPP Non-CHP | 2 | X | SUN
Solar Photovoltaic.SUN | solar PV | TRUE | 61230 | Arevon Energy, Inc. | 58642 | Tulare 1 and 2 | CA | Tulare | 2 | Solar Photovoltaic | PV |  | S | 1.5 |  | 1.5 | 1.5 |  | N |  |  | N | IPP Non-CHP | 2 | X | SUN
Solar Photovoltaic.SUN | solar PV | TRUE | 58594 | Rockford Solar Partners | 58643 | Rockford Solar Farm | IL | Winnebago | 1 | Solar Photovoltaic | PV |  | S | 2.6 |  | 2.6 | 2.6 |  | N |  |  | N | IPP Non-CHP | 2 | X | SUN
Solar Photovoltaic.SUN | solar PV | TRUE | 59363 | Silver State Solar Power South, LLC | 58644 | Silver State Solar Power South | NV | Clark | BLK1 | Solar Photovoltaic | PV |  | S | 26.4 |  | 26.4 | 26.4 |  | N |  |  | N | IPP Non-CHP | 2 | X | SUN
Solar Photovoltaic.SUN | solar PV | TRUE | 59363 | Silver State Solar Power South, LLC | 58644 | Silver State Solar Power South | NV | Clark | BLK2 | Solar Photovoltaic | PV |  | S | 27.9 |  | 27.9 | 27.9 |  | N |  |  | N | IPP Non-CHP | 2 | X | SUN
Solar Photovoltaic.SUN | solar PV | TRUE | 59363 | Silver State Solar Power South, LLC | 58644 | Silver State Solar Power South | NV | Clark | BLK3 | Solar Photovoltaic | PV |  | S | 37.2 |  | 37.2 | 37.2 |  | N |  |  | N | IPP Non-CHP | 2 | X | SUN
Solar Photovoltaic.SUN | solar PV | TRUE | 59363 | Silver State Solar Power South, LLC | 58644 | Silver State Solar Power South | NV | Clark | BLK4 | Solar Photovoltaic | PV |  | S | 35.7 |  | 35.7 | 35.7 |  | N |  |  | N | IPP Non-CHP | 2 | X | SUN
Solar Photovoltaic.SUN | solar PV | TRUE | 59363 | Silver State Solar Power South, LLC | 58644 | Silver State Solar Power South | NV | Clark | BLK5 | Solar Photovoltaic | PV |  | S | 35 |  | 35 | 35 |  | N |  |  | N | IPP Non-CHP | 2 | X | SUN
Solar Photovoltaic.SUN | solar PV | TRUE | 59363 | Silver State Solar Power South, LLC | 58644 | Silver State Solar Power South | NV | Clark | BLK6 | Solar Photovoltaic | PV |  | S | 36.6 |  | 36.6 | 36.6 |  | N |  |  | N | IPP Non-CHP | 2 | X | SUN
Solar Photovoltaic.SUN | solar PV | TRUE | 59363 | Silver State Solar Power South, LLC | 58644 | Silver State Solar Power South | NV | Clark | BLK7 | Solar Photovoltaic | PV |  | S | 35 |  | 35 | 35 |  | N |  |  | N | IPP Non-CHP | 2 | X | SUN
Solar Photovoltaic.SUN | solar PV | TRUE | 59363 | Silver State Solar Power South, LLC | 58644 | Silver State Solar Power South | NV | Clark | BLK8 | Solar Photovoltaic | PV |  | S | 26.3 |  | 26.3 | 26.3 |  | N |  |  | N | IPP Non-CHP | 2 | X | SUN
Conventional Hydroelectric.WAT | hydro | TRUE | 39347 | East Texas Electric Coop, Inc | 58645 | RC Thomas Hydroelectric Project | TX | Polk | RCT1 | Conventional Hydroelectric | HY |  | S | 8.9 | 0.9 | 8.7 | 8.7 | 3.3 | N |  |  | N | Electric Utility | 1 | X | WAT
Conventional Hydroelectric.WAT | hydro | TRUE | 39347 | East Texas Electric Coop, Inc | 58645 | RC Thomas Hydroelectric Project | TX | Polk | RCT2 | Conventional Hydroelectric | HY |  | S | 8.9 | 0.9 | 8.7 | 8.7 | 3.3 | N |  |  | N | Electric Utility | 1 | X | WAT
Conventional Hydroelectric.WAT | hydro | TRUE | 39347 | East Texas Electric Coop, Inc | 58645 | RC Thomas Hydroelectric Project | TX | Polk | RCT3 | Conventional Hydroelectric | HY |  | S | 8.9 | 0.9 | 8.7 | 8.7 | 3.3 | N |  |  | N | Electric Utility | 1 | X | WAT
Solar Photovoltaic.SUN | solar PV | TRUE | 17650 | Southern Power Co | 58646 | Stateline Solar | CA | San Bernardino | STL | Solar Photovoltaic | PV |  | W | 75.9 |  | 76 | 76 |  | N |  |  | N | IPP Non-CHP | 2 | X | SUN
Solar Photovoltaic.SUN | solar PV | TRUE | 17650 | Southern Power Co | 58646 | Stateline Solar | CA | San Bernardino | STL2 | Solar Photovoltaic | PV |  | W | 34.1 |  | 34 | 34 |  | N |  |  | N | IPP Non-CHP | 2 | X | SUN
Solar Photovoltaic.SUN | solar PV | TRUE | 17650 | Southern Power Co | 58646 | Stateline Solar | CA | San Bernardino | STL3 | Solar Photovoltaic | PV |  | W | 37.9 |  | 38 | 38 |  | N |  |  | N | IPP Non-CHP | 2 | X | SUN
Solar Photovoltaic.SUN | solar PV | TRUE | 17650 | Southern Power Co | 58646 | Stateline Solar | CA | San Bernardino | STL4 | Solar Photovoltaic | PV |  | W | 37.9 |  | 38 | 38 |  | N |  |  | N | IPP Non-CHP | 2 | X | SUN
Solar Photovoltaic.SUN | solar PV | TRUE | 17650 | Southern Power Co | 58646 | Stateline Solar | CA | San Bernardino | STL5 | Solar Photovoltaic | PV |  | W | 37.9 |  | 38 | 38 |  | N |  |  | N | IPP Non-CHP | 2 | X | SUN
Solar Photovoltaic.SUN | solar PV | TRUE | 17650 | Southern Power Co | 58646 | Stateline Solar | CA | San Bernardino | STL6 | Solar Photovoltaic | PV |  | W | 37.9 |  | 38 | 38 |  | N |  |  | N | IPP Non-CHP | 2 | X | SUN
Solar Photovoltaic.SUN | solar PV | TRUE | 17650 | Southern Power Co | 58646 | Stateline Solar | CA | San Bernardino | STL7 | Solar Photovoltaic | PV |  | W | 37.9 |  | 38 | 38 |  | N |  |  | N | IPP Non-CHP | 2 | X | SUN
Solar Photovoltaic.SUN | solar PV | TRUE | 57365 | Consolidated Edison Solutions Inc. | 58647 | Port Richmond WWT Solar | NY | Richmond | 1 | Solar Photovoltaic | PV |  | S | 1 |  | 1 | 1 |  | N |  |  | N | IPP Non-CHP | 2 | X | SUN
Solar Photovoltaic.SUN | solar PV | TRUE | 63026 | Oppidum Renewables USA, LLC | 58649 | Montgomery Solar LLC | NC | Montgomery | 1 | Solar Photovoltaic | PV |  | S | 20 |  | 20 | 20 |  | N |  |  | N | IPP Non-CHP | 2 | X | SUN
Solar Photovoltaic.SUN | solar PV | TRUE | 58598 | Mass Solar, LLC | 58650 | North Brookfield | MA | Worcester | PV1 | Solar Photovoltaic | PV |  | S | 3 |  | 3 | 3 |  | N |  |  | N | IPP Non-CHP | 2 | X | SUN
Solar Photovoltaic.SUN | solar PV | TRUE | 58596 | Hanwha Q CELLS USA | 58651 | Kalaeloa Renewable Energy Park | HI | Honolulu | KREP | Solar Photovoltaic | PV |  | W | 5 |  | 5 | 5 |  | N |  |  | N | IPP Non-CHP | 2 | X | SUN
Solar Photovoltaic.SUN | solar PV | TRUE | 65305 | Clean Focus Yield, LLC | 58653 | Jersey Gardens Phase 1 | NJ | Union | 1 | Solar Photovoltaic | PV |  | S | 1.7 |  | 1.7 | 1.7 |  | N |  |  | N | IPP Non-CHP | 2 | X | SUN
Solar Photovoltaic.SUN | solar PV | TRUE | 58591 | CF Jersey Gardens Owner Two LLC | 58654 | Jersey Gardens Phase 2 | NJ | Union | 1 | Solar Photovoltaic | PV |  | S | 2.3 |  | 2.3 | 2.3 |  | N |  |  | N | IPP Non-CHP | 2 | X | SUN
Solar Photovoltaic.SUN | solar PV | TRUE | 58600 | Waihonu North LLC | 58655 | Waihonu North Solar | HI | Honolulu | INV-1 | Solar Photovoltaic | PV |  | S | 0.5 |  | 0.5 | 0.5 |  | N |  |  | N | IPP Non-CHP | 2 | X | SUN
Solar Photovoltaic.SUN | solar PV | TRUE | 58600 | Waihonu North LLC | 58655 | Waihonu North Solar | HI | Honolulu | INV-2 | Solar Photovoltaic | PV |  | S | 0.5 |  | 0.5 | 0.5 |  | N |  |  | N | IPP Non-CHP | 2 | X | SUN
Solar Photovoltaic.SUN | solar PV | TRUE | 58600 | Waihonu North LLC | 58655 | Waihonu North Solar | HI | Honolulu | INV-3 | Solar Photovoltaic | PV |  | S | 0.5 |  | 0.5 | 0.5 |  | N |  |  | N | IPP Non-CHP | 2 | X | SUN
Solar Photovoltaic.SUN | solar PV | TRUE | 58600 | Waihonu North LLC | 58655 | Waihonu North Solar | HI | Honolulu | INV-4 | Solar Photovoltaic | PV |  | S | 0.5 |  | 0.5 | 0.5 |  | N |  |  | N | IPP Non-CHP | 2 | X | SUN
Solar Photovoltaic.SUN | solar PV | TRUE | 58600 | Waihonu North LLC | 58655 | Waihonu North Solar | HI | Honolulu | INV-5 | Solar Photovoltaic | PV |  | S | 0.5 |  | 0.5 | 0.5 |  | N |  |  | N | IPP Non-CHP | 2 | X | SUN
Solar Photovoltaic.SUN | solar PV | TRUE | 58600 | Waihonu North LLC | 58655 | Waihonu North Solar | HI | Honolulu | INV-6 | Solar Photovoltaic | PV |  | S | 0.5 |  | 0.5 | 0.5 |  | N |  |  | N | IPP Non-CHP | 2 | X | SUN
Solar Photovoltaic.SUN | solar PV | TRUE | 58600 | Waihonu North LLC | 58655 | Waihonu North Solar | HI | Honolulu | INV-7 | Solar Photovoltaic | PV |  | S | 0.5 |  | 0.5 | 0.5 |  | N |  |  | N | IPP Non-CHP | 2 | X | SUN
Solar Photovoltaic.SUN | solar PV | TRUE | 58600 | Waihonu North LLC | 58655 | Waihonu North Solar | HI | Honolulu | INV-8 | Solar Photovoltaic | PV |  | S | 0.5 |  | 0.5 | 0.5 |  | N |  |  | N | IPP Non-CHP | 2 | X | SUN
Solar Photovoltaic.SUN | solar PV | TRUE | 58600 | Waihonu North LLC | 58655 | Waihonu North Solar | HI | Honolulu | INV-9 | Solar Photovoltaic | PV |  | S | 0.5 |  | 0.5 | 0.5 |  | N |  |  | N | IPP Non-CHP | 2 | X | SUN
Solar Photovoltaic.SUN | solar PV | TRUE | 58600 | Waihonu North LLC | 58655 | Waihonu North Solar | HI | Honolulu | INV10 | Solar Photovoltaic | PV |  | S | 0.5 |  | 0.5 | 0.5 |  | N |  |  | N | IPP Non-CHP | 2 | X | SUN
Solar Photovoltaic.SUN | solar PV | TRUE | 58601 | Waihonu South LLC | 58656 | Waihonu South Solar | HI | Honolulu | INV-1 | Solar Photovoltaic | PV |  | S | 0.5 |  | 0.5 | 0.5 |  | N |  |  | N | IPP Non-CHP | 2 | X | SUN
Solar Photovoltaic.SUN | solar PV | TRUE | 58601 | Waihonu South LLC | 58656 | Waihonu South Solar | HI | Honolulu | INV-2 | Solar Photovoltaic | PV |  | S | 0.5 |  | 0.5 | 0.5 |  | N |  |  | N | IPP Non-CHP | 2 | X | SUN
Solar Photovoltaic.SUN | solar PV | TRUE | 58601 | Waihonu South LLC | 58656 | Waihonu South Solar | HI | Honolulu | INV-3 | Solar Photovoltaic | PV |  | S | 0.5 |  | 0.5 | 0.5 |  | N |  |  | N | IPP Non-CHP | 2 | X | SUN
Onshore Wind Turbine.WND | onshore wind | TRUE | 59050 | Algonquin Power Co | 58657 | Odell Wind Farm | MN | Cottonwood | 1 | Onshore Wind Turbine | WT |  | S | 200 |  | 200 | 200 | 3 | N |  |  | N | IPP Non-CHP | 2 | X | WND
Onshore Wind Turbine.WND | onshore wind | TRUE | 13781 | Northern States Power Co - Minnesota | 58658 | Courtenay Wind Farm | ND | Stutsman | 1 | Onshore Wind Turbine | WT |  | S | 200 |  | 195 | 195 | 29.6 | N |  |  | N | Electric Utility | 1 | X | WND
Solar Photovoltaic.SUN | solar PV | TRUE | 60281 | Altus Power America Management, LLC | 58659 | Aloha Solar Energy Fund 1 PK1 | HI | Honolulu | PK-1 | Solar Photovoltaic | PV |  | S | 5 |  | 5 | 5 |  | N |  |  | N | IPP Non-CHP | 2 | X | SUN
Solar Photovoltaic.SUN | solar PV | TRUE | 61944 | MN8 Energy LLC | 58660 | Utah Red Hills Renewable Energy Park | UT | Iron | 1 | Solar Photovoltaic | PV |  | S | 80 |  | 80 | 80 |  | N |  |  | N | IPP Non-CHP | 2 | X | SUN
Onshore Wind Turbine.WND | onshore wind | FALSE | 58604 | US Air Force | 58661 | Cape Cod Air Force Station - 6 SWS | MA | Barnstable | GE-3 | Onshore Wind Turbine | WT |  | S | 1.7 |  | 1.7 | 1.7 | 0.1 | N |  |  | N | Commercial Non-CHP | 4 | X | WND
Onshore Wind Turbine.WND | onshore wind | FALSE | 58604 | US Air Force | 58661 | Cape Cod Air Force Station - 6 SWS | MA | Barnstable | GE-4 | Onshore Wind Turbine | WT |  | S | 1.7 |  | 1.7 | 1.7 | 0.1 | N |  |  | N | Commercial Non-CHP | 4 | X | WND
Solar Photovoltaic.SUN | solar PV | TRUE | 61980 | TRITEC Americas | 58662 | Mauka FIT One | HI | Honolulu | 3501 | Solar Photovoltaic | PV |  | S | 3.5 |  | 3.5 | 3.5 |  | N |  |  | N | IPP Non-CHP | 2 | X | SUN
Natural Gas Fired Combustion Turbine.NG | natural gas peaker | FALSE | 58607 | Frito Lay Incorporated Dayville | 58664 | Frito Lay Incorporated | CT | Windham | COGEN | Natural Gas Fired Combustion Turbine | GT |  | S | 4.6 | 0.9 | 3.6 | 4.6 | 2 | N |  |  | N | Industrial Non-CHP | 6 | X | NG
Solar Photovoltaic.SUN | solar PV | TRUE | 58610 | Celina Solar Project #1, LLC | 58665 | Celina Solar Project #1, LLC | OH | Mercer | CSP1 | Solar Photovoltaic | PV |  | S | 4 |  | 4 | 4 |  | N |  |  | N | IPP Non-CHP | 2 | X | SUN
Onshore Wind Turbine.WND | onshore wind | TRUE | 62042 | SRIV Partnership LLC | 58666 | Alexander Wind Farm LLC | KS | Rush | 1 | Onshore Wind Turbine | WT |  | S | 50.7 |  | 50.7 | 50.7 | 0.7 | N |  |  | N | IPP Non-CHP | 2 | X | WND
Solar Photovoltaic.SUN | solar PV | TRUE | 61012 | AES Distributed Energy | 58667 | Biscoe Solar LLC | NC | Montgomery | BISCO | Solar Photovoltaic | PV |  | S | 5 |  | 4 | 4 |  | N |  |  | N | IPP Non-CHP | 2 | X | SUN
Solar Photovoltaic.SUN | solar PV | TRUE | 63026 | Oppidum Renewables USA, LLC | 58668 | Rockwell Solar LLC | NC | Rowan | ROCKW | Solar Photovoltaic | PV |  | S | 3.5 |  | 3.5 | 3.5 |  | N |  |  | N | IPP Non-CHP | 2 | X | SUN
Solar Photovoltaic.SUN | solar PV | TRUE | 61012 | AES Distributed Energy | 58669 | Selma Solar LLC | NC | Johnston | SELMA | Solar Photovoltaic | PV |  | S | 5 |  | 4 | 4 |  | N |  |  | N | IPP Non-CHP | 2 | X | SUN
Solar Photovoltaic.SUN | solar PV | TRUE | 61012 | AES Distributed Energy | 58670 | Turkey Branch Solar LLC | NC | Robeson | TURKY | Solar Photovoltaic | PV |  | S | 5 |  | 4 | 4 |  | N |  |  | N | IPP Non-CHP | 2 | X | SUN
Solar Photovoltaic.SUN | solar PV | TRUE | 63026 | Oppidum Renewables USA, LLC | 58673 | Gates Solar LLC | NC | Gates | GATES | Solar Photovoltaic | PV |  | S | 5 |  | 5 | 5 |  | N |  |  | N | IPP Non-CHP | 2 | X | SUN
Solar Photovoltaic.SUN | solar PV | TRUE | 63026 | Oppidum Renewables USA, LLC | 58674 | Cirrus Solar LLC | NC | Franklin | CIRRU | Solar Photovoltaic | PV |  | S | 5 |  | 5 | 5 |  | N |  |  | N | IPP Non-CHP | 2 | X | SUN
Solar Photovoltaic.SUN | solar PV | TRUE | 63026 | Oppidum Renewables USA, LLC | 58675 | Chocowinity Solar LLC | NC | Beaufort | CHOCO | Solar Photovoltaic | PV |  | S | 5 |  | 5 | 5 |  | N |  |  | N | IPP Non-CHP | 2 | X | SUN
Solar Photovoltaic.SUN | solar PV | TRUE | 60281 | Altus Power America Management, LLC | 58676 | Pearl City Peninsula Solar Park | HI | Honolulu | PCPPV | Solar Photovoltaic | PV |  | S | 1 |  | 1 | 1 |  | N |  |  | N | IPP Non-CHP | 2 | X | SUN
Onshore Wind Turbine.WND | onshore wind | TRUE | 49893 | Invenergy Services LLC | 58677 | Gratiot County Wind LLC | MI | Gratiot | 1 | Onshore Wind Turbine | WT |  | S | 110.4 |  | 110.4 | 110.4 | 0 | N |  |  | N | IPP Non-CHP | 2 | X | WND
Conventional Hydroelectric.WAT | hydro | TRUE | 5914 | Erie Boulevard Hydropower LP | 58678 | Oswegatchie | NY | St Lawrence | 1 | Conventional Hydroelectric | HY |  | S | 0.9 | 0.9 | 0.8 | 0.8 | 0.5 | N |  |  | N | IPP Non-CHP | 2 | X | WAT
Conventional Hydroelectric.WAT | hydro | TRUE | 5914 | Erie Boulevard Hydropower LP | 58678 | Oswegatchie | NY | St Lawrence | 2 | Conventional Hydroelectric | HY |  | S | 0.9 | 0.9 | 0.8 | 0.8 | 0.5 | N |  |  | N | IPP Non-CHP | 2 | X | WAT
Conventional Hydroelectric.WAT | hydro | TRUE | 5914 | Erie Boulevard Hydropower LP | 58679 | Upper Newton Falls | NY | St Lawrence | 2 | Conventional Hydroelectric | HY |  | S | 0.6 | 0.8 | 0.6 | 0.5 | 0.3 | N |  |  | N | IPP Non-CHP | 2 | X | WAT
Conventional Hydroelectric.WAT | hydro | TRUE | 5914 | Erie Boulevard Hydropower LP | 58679 | Upper Newton Falls | NY | St Lawrence | 3 | Conventional Hydroelectric | HY |  | S | 0.6 | 0.8 | 0.6 | 0.5 | 0.3 | N |  |  | N | IPP Non-CHP | 2 | X | WAT
Conventional Hydroelectric.WAT | hydro | TRUE | 5914 | Erie Boulevard Hydropower LP | 58679 | Upper Newton Falls | NY | St Lawrence | 4 | Conventional Hydroelectric | HY |  | S | 0.3 | 0.8 | 0.2 | 0.2 | 0.2 | N |  |  | N | IPP Non-CHP | 2 | X | WAT
Solar Photovoltaic.SUN | solar PV | TRUE | 58598 | Mass Solar, LLC | 58680 | Braley Road 2 | MA | Bristol | PV1 | Solar Photovoltaic | PV |  | S | 2.6 |  | 2.6 | 2.6 |  | N |  |  | N | IPP Non-CHP | 2 | X | SUN
Onshore Wind Turbine.WND | onshore wind | TRUE | 60453 | Onward Energy | 58681 | Route 66 Wind Plant | TX | Carson | RT661 | Onshore Wind Turbine | WT |  | S | 150 |  | 150 | 150 | 0 | N |  |  | N | IPP Non-CHP | 2 | X | WND
Solar Photovoltaic.SUN | solar PV | TRUE | 58598 | Mass Solar, LLC | 58682 | Dartmouth | MA | Bristol | PV1 | Solar Photovoltaic | PV |  | S | 6.3 |  | 6.3 | 6.3 |  | N |  |  | N | IPP Non-CHP | 2 | X | SUN
Onshore Wind Turbine.WND | onshore wind | TRUE | 59380 | Enel Green Power NA, Inc. | 58683 | Osage Wind, LLC | OK | Osage | 1 | Onshore Wind Turbine | WT |  | S | 150.4 |  | 150.4 | 150.4 | 0 | N |  |  | N | IPP Non-CHP | 2 | X | WND
Solar Photovoltaic.SUN | solar PV | TRUE | 60281 | Altus Power America Management, LLC | 58684 | Kapolei Solar Energy Park | HI | Honolulu | KSEPV | Solar Photovoltaic | PV |  | S | 1 |  | 1 | 1 |  | N |  |  | N | IPP Non-CHP | 2 | X | SUN
Conventional Hydroelectric.WAT | hydro | TRUE | 57280 | Eagle Creek Renewable Energy, LLC | 58685 | Mahoning Creek Hydroelectric Project | PA | Armstrong | 8107 | Conventional Hydroelectric | HY |  | W | 6 | 0.9 | 6.7 | 6.7 | 0.8 | N |  |  | N | IPP Non-CHP | 2 | X | WAT
Onshore Wind Turbine.WND | onshore wind | TRUE | 60453 | Onward Energy | 58686 | Hancock Wind Plant | ME | Hancock | HANC1 | Onshore Wind Turbine | WT |  | S | 51 |  | 51 | 51 | 0 | N |  |  | N | IPP Non-CHP | 2 | X | WND
Landfill Gas.LFG | natural gas peaker | TRUE | 58618 | Finley BioEnergy LLC | 58687 | Finley Buttes Landfill Gas | OR | Morrow | GEN1 | Landfill Gas | IC |  | S | 1.6 | 0.9 | 1.6 | 1.6 | 0.8 | N |  |  | N | IPP Non-CHP | 2 | X | LFG
Landfill Gas.LFG | natural gas peaker | TRUE | 58618 | Finley BioEnergy LLC | 58687 | Finley Buttes Landfill Gas | OR | Morrow | GEN2 | Landfill Gas | IC |  | S | 1.6 | 0.9 | 1.6 | 1.6 | 0.8 | N |  |  | N | IPP Non-CHP | 2 | X | LFG
Landfill Gas.LFG | natural gas peaker | TRUE | 58618 | Finley BioEnergy LLC | 58687 | Finley Buttes Landfill Gas | OR | Morrow | GEN3 | Landfill Gas | IC |  | S | 1.6 | 0.9 | 1.6 | 1.6 | 0.8 | N |  |  | N | IPP Non-CHP | 2 | X | LFG
Landfill Gas.LFG | natural gas peaker | TRUE | 63199 | Frontier Operation Services | 58688 | LRI LFGTE Facility | WA | Pierce | A | Landfill Gas | IC |  | S | 1.5 | 0.9 | 1.5 | 1.5 | 0.1 | N |  |  | N | IPP Non-CHP | 2 | X | LFG
Landfill Gas.LFG | natural gas peaker | TRUE | 63199 | Frontier Operation Services | 58688 | LRI LFGTE Facility | WA | Pierce | B | Landfill Gas | IC |  | S | 1.5 | 0.9 | 1.5 | 1.5 | 0.1 | N |  |  | N | IPP Non-CHP | 2 | X | LFG
Landfill Gas.LFG | natural gas peaker | TRUE | 63199 | Frontier Operation Services | 58688 | LRI LFGTE Facility | WA | Pierce | C | Landfill Gas | IC |  | S | 1.5 | 0.9 | 1.5 | 1.5 | 0.1 | N |  |  | N | IPP Non-CHP | 2 | X | LFG
Solar Photovoltaic.SUN | solar PV | TRUE | 58621 | SSA Solar of NM, LLC | 58689 | Blue Sky One | NM | Taos | 1 | Solar Photovoltaic | PV |  | S | 1.3 |  | 1.3 | 1.3 |  | N |  |  | N | IPP Non-CHP | 2 | X | SUN
Onshore Wind Turbine.WND | onshore wind | TRUE | 60456 | Apple Blossom Wind, LLC | 58690 | Apple Blossom Wind Farm | MI | Huron | APLB1 | Onshore Wind Turbine | WT |  | W | 100 |  | 100 | 100 | 0 | N |  |  | N | IPP Non-CHP | 2 | X | WND
Onshore Wind Turbine.WND | onshore wind | TRUE | 60458 | South Fork Wind, LLC | 58691 | South Fork Wind Farm | MN | Jackson | STFK1 | Onshore Wind Turbine | WT |  | S | 13.8 |  | 13 | 13 | 0 | N |  |  | N | IPP Non-CHP | 2 | X | WND
Onshore Wind Turbine.WND | onshore wind | TRUE | 58625 | Black Oak Wind, LLC | 58692 | Black Oak Wind Farm | MN | Stearns | 1 | Onshore Wind Turbine | WT |  | S | 78 |  | 78 | 78 | 0 | N |  |  | N | IPP Non-CHP | 2 | X | WND
Onshore Wind Turbine.WND | onshore wind | TRUE | 59359 | BHE Renewables, LLC | 58694 | Walnut Ridge Wind Farm | IL | Bureau | 1 | Onshore Wind Turbine | WT |  | S | 212 |  | 212 | 212 | 1 | N |  |  | N | IPP Non-CHP | 2 | X | WND
Onshore Wind Turbine.WND | onshore wind | TRUE | 59359 | BHE Renewables, LLC | 58695 | Grande Prairie Wind Farm | NE | Holt | 1 | Onshore Wind Turbine | WT |  | S | 400 |  | 400 | 400 | 1 | N |  |  | N | IPP Non-CHP | 2 | X | WND
Conventional Hydroelectric.WAT | hydro | TRUE | 58627 | Puget Sound Hydro LLC | 58696 | Nooksack Hydro | WA | Whatcom | GEN1 | Conventional Hydroelectric | HY |  | S | 1.5 | 1 | 2.8 | 2.6 | 0.4 | N |  |  | N | IPP Non-CHP | 2 | X | WAT
Natural Gas Fired Combined Cycle.NG | natural gas combined cycle | TRUE | 3046 | Duke Energy Progress - (NC) | 58697 | L V Sutton Combined Cycle | NC | New Hanover | CA1 | Natural Gas Fired Combined Cycle | CA | 1 | S | 288 | 0.85 | 268 | 271 | 268 | N |  |  | N | Electric Utility | 1 | X | NG | DFO
Natural Gas Fired Combustion Turbine.NG | natural gas peaker | TRUE | 3046 | Duke Energy Progress - (NC) | 58697 | L V Sutton Combined Cycle | NC | New Hanover | CT004 | Natural Gas Fired Combustion Turbine | GT |  | S | 60.5 | 0.85 | 42 | 49 | 15 | N |  |  | N | Electric Utility | 1 | X | NG | DFO
Natural Gas Fired Combustion Turbine.NG | natural gas peaker | TRUE | 3046 | Duke Energy Progress - (NC) | 58697 | L V Sutton Combined Cycle | NC | New Hanover | CT005 | Natural Gas Fired Combustion Turbine | GT |  | S | 60.5 | 0.85 | 42 | 48 | 15 | N |  |  | N | Electric Utility | 1 | X | NG | DFO
Natural Gas Fired Combined Cycle.NG | natural gas combined cycle | TRUE | 3046 | Duke Energy Progress - (NC) | 58697 | L V Sutton Combined Cycle | NC | New Hanover | CT1 | Natural Gas Fired Combined Cycle | CT | 1 | S | 221 | 0.85 | 173 | 224 | 173 | N |  |  | N | Electric Utility | 1 | X | NG | DFO
Natural Gas Fired Combined Cycle.NG | natural gas combined cycle | TRUE | 3046 | Duke Energy Progress - (NC) | 58697 | L V Sutton Combined Cycle | NC | New Hanover | CT2 | Natural Gas Fired Combined Cycle | CT | 1 | S | 221 | 0.85 | 173 | 224 | 173 | N |  |  | N | Electric Utility | 1 | X | NG | DFO
Solar Photovoltaic.SUN | solar PV | FALSE | 58622 | Costco Wholesale | 58698 | Mira Loma | CA | Riverside | D960 | Solar Photovoltaic | PV |  | S | 1 |  | 1 | 1 |  | N |  |  | N | Commercial Non-CHP | 4 | X | SUN
Solar Photovoltaic.SUN | solar PV | FALSE | 58622 | Costco Wholesale | 58698 | Mira Loma | CA | Riverside | D9611 | Solar Photovoltaic | PV |  | S | 1.5 |  | 1.5 | 1.5 |  | N |  |  | N | Commercial Non-CHP | 4 | X | SUN
Solar Photovoltaic.SUN | solar PV | FALSE | 58622 | Costco Wholesale | 58698 | Mira Loma | CA | Riverside | D9612 | Solar Photovoltaic | PV |  | S | 0.5 |  | 0.5 | 0.5 |  | N |  |  | N | Commercial Non-CHP | 4 | X | SUN
Other Waste Biomass.OBG | biomass | TRUE | 58628 | ABEC Bidart-Old River LLC | 58699 | ABEC Bidart-Old River LLC | CA | Kern | GEN 1 | Other Waste Biomass | IC |  | S | 1 | 0.8 | 0.9 | 0.9 | 0.8 | N |  |  | N | IPP Non-CHP | 2 | X | OBG
Other Waste Biomass.OBG | biomass | TRUE | 58628 | ABEC Bidart-Old River LLC | 58699 | ABEC Bidart-Old River LLC | CA | Kern | GEN 2 | Other Waste Biomass | IC |  | S | 1 | 0.8 | 0.9 | 0.9 | 0.8 | N |  |  | N | IPP Non-CHP | 2 | X | OBG
Solar Photovoltaic.SUN | solar PV | TRUE | 58629 | TIG Sun Energy I LLC | 58700 | Colleton Solar Farm | SC | Colleton | CS300 | Solar Photovoltaic | PV |  | S | 2.5 |  | 2.5 | 2 |  | N |  |  | N | IPP Non-CHP | 2 | X | SUN
Solar Photovoltaic.SUN | solar PV | FALSE | 57369 | Apple, Inc | 58701 | Apple Data Center - PV2 | NC | Catawba | PV2 | Solar Photovoltaic | PV |  | S | 20 |  | 19.4 | 16.5 |  | N |  |  | N | Commercial Non-CHP | 4 | X | SUN
Solar Photovoltaic.SUN | solar PV | TRUE | 58639 | Axio Green LLC | 58702 | Axio Green LLC | MA | Franklin | 1 | Solar Photovoltaic | PV |  | S | 2 |  | 2 | 2 |  | N |  |  | N | IPP Non-CHP | 2 | X | SUN
Solar Photovoltaic.SUN | solar PV | TRUE | 58638 | Lenape Solar II, LLC | 58703 | Lenape II | IN | Marion | 1 | Solar Photovoltaic | PV |  | S | 4 |  | 4 | 4 |  | N |  |  | N | IPP Non-CHP | 2 | X | SUN
Other Waste Biomass.OBG | biomass | TRUE | 58643 | Zeeland Farm Services | 58704 | Zeeland Farm Services | MI | Ottawa | CAT-1 | Other Waste Biomass | IC |  | S | 1.6 | 0.8 | 1.4 | 1.5 | 0.8 | N |  |  | N | IPP Non-CHP | 2 | X | OBG
Other Waste Biomass.OBG | biomass | TRUE | 58643 | Zeeland Farm Services | 58704 | Zeeland Farm Services | MI | Ottawa | CAT-2 | Other Waste Biomass | IC |  | S | 1.6 | 0.8 | 1.5 | 1.5 | 0.8 | N |  |  | N | IPP Non-CHP | 2 | X | OBG
Wood/Wood Waste Biomass.WDS | biomass | TRUE | 63513 | Allendale Biomass LLC | 58706 | Allendale Biomass | SC | Allendale | GEN1 | Wood/Wood Waste Biomass | ST |  | S | 22.5 | 0.85 | 19.2 | 19.2 | 4 | N |  |  | N | IPP Non-CHP | 2 | X | WDS
Wood/Wood Waste Biomass.WDS | biomass | TRUE | 63514 | Dorchester Biomass LLC | 58707 | Dorchester Biomass | SC | Dorchester | GEN1 | Wood/Wood Waste Biomass | ST |  | S | 22.5 | 0.85 | 20 | 20 | 4 | N |  |  | N | IPP Non-CHP | 2 | X | WDS
Solar Photovoltaic.SUN | solar PV | FALSE | 58649 | Solar Star Arizona II LLC | 58708 | Phoenix Airport East Economy Lot | AZ | Maricopa | PAEEL | Solar Photovoltaic | PV |  | S | 1.1 |  | 1 | 1 |  | N |  |  | N | Commercial Non-CHP | 4 | X | SUN
Solar Photovoltaic.SUN | solar PV | FALSE | 58649 | Solar Star Arizona II LLC | 58709 | Phoenix Airport Rental Car Center | AZ | Maricopa | PARCC | Solar Photovoltaic | PV |  | S | 1.6 |  | 1.4 | 1.4 |  | N |  |  | N | Commercial Non-CHP | 4 | X | SUN
Solar Photovoltaic.SUN | solar PV | TRUE | 50123 | Leeward Asset Management, LLC | 58710 | Barilla Solar | TX | Pecos | BRLA | Solar Photovoltaic | PV |  | S | 30.2 |  | 30.2 | 30.2 |  | N |  |  | N | IPP Non-CHP | 2 | X | SUN
Solar Photovoltaic.SUN | solar PV | TRUE | 17650 | Southern Power Co | 58711 | Lost Hills/Blackwell | CA | Kern | BLKW | Solar Photovoltaic | PV |  | W | 12 |  | 12 | 12 |  | N |  |  | N | IPP Non-CHP | 2 | X | SUN
Solar Photovoltaic.SUN | solar PV | TRUE | 17650 | Southern Power Co | 58711 | Lost Hills/Blackwell | CA | Kern | LTHL | Solar Photovoltaic | PV |  | W | 20 |  | 20 | 20 |  | N |  |  | N | IPP Non-CHP | 2 | X | SUN
Solar Photovoltaic.SUN | solar PV | TRUE | 17650 | Southern Power Co | 58713 | North Star Solar | CA | Fresno | NSTR | Solar Photovoltaic | PV |  | W | 61.6 |  | 60 | 60 |  | N |  |  | N | IPP Non-CHP | 2 | X | SUN
Natural Gas Internal Combustion Engine.NG | natural gas peaker | TRUE | 58653 | Oxbow Creek Energy LLC | 58714 | Oxbow Creek | PA | Wyoming | GEN1 | Natural Gas Internal Combustion Engine | IC |  | S | 4.4 | 0.8 | 4.2 | 4.2 | 2 | N |  |  | N | IPP Non-CHP | 2 | X | NG
Natural Gas Internal Combustion Engine.NG | natural gas peaker | TRUE | 58653 | Oxbow Creek Energy LLC | 58714 | Oxbow Creek | PA | Wyoming | GEN2 | Natural Gas Internal Combustion Engine | IC |  | S | 4.4 | 0.8 | 4.2 | 4.2 | 2 | N |  |  | N | IPP Non-CHP | 2 | X | NG
Natural Gas Internal Combustion Engine.NG | natural gas peaker | TRUE | 58653 | Oxbow Creek Energy LLC | 58714 | Oxbow Creek | PA | Wyoming | GEN3 | Natural Gas Internal Combustion Engine | IC |  | S | 4.4 | 0.8 | 4.2 | 4.2 | 2 | N |  |  | N | IPP Non-CHP | 2 | X | NG
Natural Gas Internal Combustion Engine.NG | natural gas peaker | TRUE | 58653 | Oxbow Creek Energy LLC | 58714 | Oxbow Creek | PA | Wyoming | GEN4 | Natural Gas Internal Combustion Engine | IC |  | S | 4.4 | 0.8 | 4.2 | 4.2 | 2 | N |  |  | N | IPP Non-CHP | 2 | X | NG
Natural Gas Internal Combustion Engine.NG | natural gas peaker | TRUE | 58653 | Oxbow Creek Energy LLC | 58714 | Oxbow Creek | PA | Wyoming | GEN5 | Natural Gas Internal Combustion Engine | IC |  | S | 4.4 | 0.8 | 4.2 | 4.2 | 2 | N |  |  | N | IPP Non-CHP | 2 | X | NG
Natural Gas Internal Combustion Engine.NG | natural gas peaker | TRUE | 58652 | Roundtop Energy LLC | 58715 | Roundtop | PA | Susquehanna | GEN1 | Natural Gas Internal Combustion Engine | IC |  | S | 4.4 | 0.8 | 4.2 | 4.2 | 2.2 | N |  |  | N | IPP Non-CHP | 2 | X | NG
Natural Gas Internal Combustion Engine.NG | natural gas peaker | TRUE | 58652 | Roundtop Energy LLC | 58715 | Roundtop | PA | Susquehanna | GEN2 | Natural Gas Internal Combustion Engine | IC |  | S | 4.4 | 0.8 | 4.2 | 4.2 | 2.2 | N |  |  | N | IPP Non-CHP | 2 | X | NG
Natural Gas Internal Combustion Engine.NG | natural gas peaker | TRUE | 58652 | Roundtop Energy LLC | 58715 | Roundtop | PA | Susquehanna | GEN3 | Natural Gas Internal Combustion Engine | IC |  | S | 4.4 | 0.8 | 4.2 | 4.2 | 2.2 | N |  |  | N | IPP Non-CHP | 2 | X | NG
Natural Gas Internal Combustion Engine.NG | natural gas peaker | TRUE | 58652 | Roundtop Energy LLC | 58715 | Roundtop | PA | Susquehanna | GEN4 | Natural Gas Internal Combustion Engine | IC |  | S | 4.4 | 0.8 | 4.2 | 4.2 | 2.2 | N |  |  | N | IPP Non-CHP | 2 | X | NG
Natural Gas Internal Combustion Engine.NG | natural gas peaker | TRUE | 58652 | Roundtop Energy LLC | 58715 | Roundtop | PA | Susquehanna | GEN5 | Natural Gas Internal Combustion Engine | IC |  | S | 4.4 | 0.8 | 4.2 | 4.2 | 2.2 | N |  |  | N | IPP Non-CHP | 2 | X | NG
Solar Photovoltaic.SUN | solar PV | TRUE | 58489 | OCI Solar Power | 58716 | OCI Alamo 2, LLC | TX | Bexar | 1 | Solar Photovoltaic | PV |  | S | 4.4 |  | 4.4 | 4.4 |  | N |  |  | N | IPP Non-CHP | 2 | X | SUN
Solar Photovoltaic.SUN | solar PV | TRUE | 56769 | Consolidated Edison Development Inc. | 58717 | OCI Alamo 4, LLC | TX | Kinney | 1 | Solar Photovoltaic | PV |  | S | 39.6 |  | 39.6 | 39.6 |  | N |  |  | N | IPP Non-CHP | 2 | X | SUN
Solar Photovoltaic.SUN | solar PV | TRUE | 58654 | Orion Solar I LLC | 58718 | Orion Solar I | CA | Kern | PV1 | Solar Photovoltaic | PV |  | S | 12 |  | 12 | 12 |  | N |  |  | N | IPP Non-CHP | 2 | X | SUN
Onshore Wind Turbine.WND | onshore wind | TRUE | 5109 | DTE Electric Company | 58719 | Brookfield | MI | Huron | WPH2 | Onshore Wind Turbine | WT |  | S | 74.8 |  | 74.8 | 74.8 | 7 | N |  |  | N | Electric Utility | 1 | X | WND
Onshore Wind Turbine.WND | onshore wind | TRUE | 56545 | Pattern Operators LP | 58720 | Pattern Panhandle Wind 2 LLC | TX | Carson | 1 | Onshore Wind Turbine | WT |  | S | 181.7 |  | 181.7 | 181.7 | 181.7 | N |  |  | N | IPP Non-CHP | 2 | X | WND
Solar Photovoltaic.SUN | solar PV | TRUE | 58655 | Orion Solar II, LLC | 58721 | Orion Solar II | CA | Kern | ORION | Solar Photovoltaic | PV |  | S | 8 |  | 8 | 8 |  | N |  |  | N | IPP Non-CHP | 2 | X | SUN
Solar Photovoltaic.SUN | solar PV | TRUE | 61060 | Cypress Creek Renewables | 58722 | Charlotte Solar | NC | Rutherford | PV1 | Solar Photovoltaic | PV |  | S | 5 |  | 5 | 5 |  | N |  |  | N | IPP Non-CHP | 2 | X | SUN
Solar Photovoltaic.SUN | solar PV | TRUE | 61060 | Cypress Creek Renewables | 58725 | Elliana Solar | NC | Alamance | PV1 | Solar Photovoltaic | PV |  | S | 5 |  | 5 | 5 |  | N |  |  | N | IPP Non-CHP | 2 | X | SUN
Solar Photovoltaic.SUN | solar PV | TRUE | 61060 | Cypress Creek Renewables | 58726 | Flash Solar | NC | Catawba | PV1 | Solar Photovoltaic | PV |  | S | 5 |  | 5 | 5 |  | N |  |  | N | IPP Non-CHP | 2 | X | SUN
Solar Photovoltaic.SUN | solar PV | TRUE | 59912 | Amethyst Solar LLC | 58730 | Amethyst Solar | NC | Rutherford | PV1 | Solar Photovoltaic | PV |  | S | 3 |  | 3 | 3 |  | N |  |  | N | IPP Non-CHP | 2 | X | SUN
Solar Photovoltaic.SUN | solar PV | TRUE | 61060 | Cypress Creek Renewables | 58731 | Angel Solar | NC | Catawba | PV1 | Solar Photovoltaic | PV |  | S | 5 |  | 5 | 5 |  | N |  |  | N | IPP Non-CHP | 2 | X | SUN
Solar Photovoltaic.SUN | solar PV | TRUE | 59910 | Audrey Solar LLC | 58732 | Audrey Solar | NC | Cleveland | PV1 | Solar Photovoltaic | PV |  | S | 3 |  | 3 | 3 |  | N |  |  | N | IPP Non-CHP | 2 | X | SUN
Solar Photovoltaic.SUN | solar PV | TRUE | 61060 | Cypress Creek Renewables | 58735 | Buddy Solar | NC | Rowan | PV1 | Solar Photovoltaic | PV |  | S | 4 |  | 4 | 4 |  | N |  |  | N | IPP Non-CHP | 2 | X | SUN
Solar Photovoltaic.SUN | solar PV | TRUE | 59911 | Milo Solar LLC | 58739 | Milo Solar | NC | Alamance | PV1 | Solar Photovoltaic | PV |  | S | 3 |  | 3 | 3 |  | N |  |  | N | IPP Non-CHP | 2 | X | SUN
Solar Photovoltaic.SUN | solar PV | TRUE | 59913 | Minnie Solar LLC | 58740 | Minnie Solar | NC | Alamance | PV1 | Solar Photovoltaic | PV |  | S | 3 |  | 3 | 3 |  | N |  |  | N | IPP Non-CHP | 2 | X | SUN
Solar Photovoltaic.SUN | solar PV | TRUE | 61012 | AES Distributed Energy | 58741 | Nick Solar | NC | Guilford | NICK | Solar Photovoltaic | PV |  | S | 5 |  | 4 | 4 |  | N |  |  | N | IPP Non-CHP | 2 | X | SUN
Solar Photovoltaic.SUN | solar PV | TRUE | 59916 | Owen Solar LLC | 58742 | Owen Solar | NC | Catawba | PV1 | Solar Photovoltaic | PV |  | S | 5 |  | 5 | 5 |  | N |  |  | N | IPP Non-CHP | 2 | X | SUN
Solar Photovoltaic.SUN | solar PV | TRUE | 59914 | Sophie Solar LLC | 58745 | Sophie Solar | NC | Cleveland | PV1 | Solar Photovoltaic | PV |  | S | 4.5 |  | 4.5 | 4.5 |  | N |  |  | N | IPP Non-CHP | 2 | X | SUN
Solar Photovoltaic.SUN | solar PV | TRUE | 59915 | Star Solar LLC | 58746 | Star Solar | NC | Durham | PV1 | Solar Photovoltaic | PV |  | S | 5 |  | 5 | 5 |  | N |  |  | N | IPP Non-CHP | 2 | X | SUN
Other Waste Biomass.OBG | biomass | TRUE | 63479 | Viresco Turtle Lake | 58747 | Viresco Turtle Lake | WI | Polk | GEN1 | Other Waste Biomass | IC |  | S | 1.6 | 0.8 | 1.6 | 1.6 | 0.4 | N |  |  | Y | IPP CHP | 3 | T | OBG
Other Waste Biomass.OBG | biomass | TRUE | 63479 | Viresco Turtle Lake | 58747 | Viresco Turtle Lake | WI | Polk | GEN2 | Other Waste Biomass | IC |  | S | 1.6 | 0.8 | 1.6 | 1.6 | 0.4 | N |  |  | N | IPP CHP | 3 | X | OBG
Solar Photovoltaic.SUN | solar PV | FALSE | 61012 | AES Distributed Energy | 58748 | North Bay Solar 1 | CA | Solano | NBWT | Solar Photovoltaic | PV |  | S | 1 |  | 1 | 1 |  | N |  |  | N | Commercial Non-CHP | 4 | X | SUN
Solar Photovoltaic.SUN | solar PV | TRUE | 57365 | Consolidated Edison Solutions Inc. | 58749 | Tihonet Solar | MA | Plymouth | TSMA | Solar Photovoltaic | PV |  | S | 1 |  | 1 | 1 |  | N |  |  | N | IPP Non-CHP | 2 | X | SUN
Solar Photovoltaic.SUN | solar PV | TRUE | 61012 | AES Distributed Energy | 58750 | Lancaster Dry Farm Ranch B | CA | Los Angeles | LDFRB | Solar Photovoltaic | PV |  | S | 5 |  | 5 | 5 |  | N |  |  | N | IPP Non-CHP | 2 | X | SUN
Solar Photovoltaic.SUN | solar PV | TRUE | 61012 | AES Distributed Energy | 58751 | Rodeo Solar C2 | CA | Los Angeles | RSC2 | Solar Photovoltaic | PV |  | S | 1.5 |  | 1.5 | 1.5 |  | N |  |  | N | IPP Non-CHP | 2 | X | SUN
Solar Photovoltaic.SUN | solar PV | TRUE | 61012 | AES Distributed Energy | 58752 | Rodeo Solar D2 | CA | Los Angeles | RSD2 | Solar Photovoltaic | PV |  | S | 1.5 |  | 1.5 | 1.5 |  | N |  |  | N | IPP Non-CHP | 2 | X | SUN
Solar Photovoltaic.SUN | solar PV | TRUE | 61012 | AES Distributed Energy | 58753 | Summer Solar A2 | CA | Los Angeles | SSA2 | Solar Photovoltaic | PV |  | S | 1.5 |  | 1.5 | 1.5 |  | N |  |  | N | IPP Non-CHP | 2 | X | SUN
Solar Photovoltaic.SUN | solar PV | TRUE | 61012 | AES Distributed Energy | 58754 | Summer Solar B2 | CA | Los Angeles | SSB2 | Solar Photovoltaic | PV |  | S | 1.5 |  | 1.5 | 1.5 |  | N |  |  | N | IPP Non-CHP | 2 | X | SUN
Solar Photovoltaic.SUN | solar PV | TRUE | 61012 | AES Distributed Energy | 58755 | Summer Solar C2 | CA | Los Angeles | SSC2 | Solar Photovoltaic | PV |  | S | 1.5 |  | 1.5 | 1.5 |  | N |  |  | N | IPP Non-CHP | 2 | X | SUN
Solar Photovoltaic.SUN | solar PV | TRUE | 61012 | AES Distributed Energy | 58756 | Summer Solar D2 | CA | Los Angeles | SSD2 | Solar Photovoltaic | PV |  | S | 1 |  | 1 | 1 |  | N |  |  | N | IPP Non-CHP | 2 | X | SUN
Solar Photovoltaic.SUN | solar PV | TRUE | 61012 | AES Distributed Energy | 58757 | Summer North Solar | CA | Los Angeles | UE2 | Solar Photovoltaic | PV |  | S | 1.5 |  | 1.5 | 1.5 |  | N |  |  | N | IPP Non-CHP | 2 | X | SUN
Solar Photovoltaic.SUN | solar PV | TRUE | 61012 | AES Distributed Energy | 58757 | Summer North Solar | CA | Los Angeles | UF2 | Solar Photovoltaic | PV |  | S | 2 |  | 2 | 2 |  | N |  |  | N | IPP Non-CHP | 2 | X | SUN
Solar Photovoltaic.SUN | solar PV | TRUE | 61012 | AES Distributed Energy | 58757 | Summer North Solar | CA | Los Angeles | UG2 | Solar Photovoltaic | PV |  | S | 1.5 |  | 1.5 | 1.5 |  | N |  |  | N | IPP Non-CHP | 2 | X | SUN
Solar Photovoltaic.SUN | solar PV | TRUE | 61012 | AES Distributed Energy | 58757 | Summer North Solar | CA | Los Angeles | UH2 | Solar Photovoltaic | PV |  | S | 1.5 |  | 1.5 | 1.5 |  | N |  |  | N | IPP Non-CHP | 2 | X | SUN
Solar Photovoltaic.SUN | solar PV | TRUE | 61012 | AES Distributed Energy | 58761 | Expressway Solar A | CA | San Bernardino | EXSA | Solar Photovoltaic | PV |  | S | 2 |  | 2 | 2 |  | N |  |  | N | IPP Non-CHP | 2 | X | SUN
Solar Photovoltaic.SUN | solar PV | TRUE | 61012 | AES Distributed Energy | 58762 | Expressway Solar B | CA | San Bernardino | EXSB | Solar Photovoltaic | PV |  | S | 2 |  | 2 | 2 |  | N |  |  | N | IPP Non-CHP | 2 | X | SUN
Solar Photovoltaic.SUN | solar PV | TRUE | 61012 | AES Distributed Energy | 58763 | Expressway Solar C2 | CA | San Bernardino | EXSC2 | Solar Photovoltaic | PV |  | S | 1.5 |  | 1.5 | 1.5 |  | N |  |  | N | IPP Non-CHP | 2 | X | SUN
Onshore Wind Turbine.WND | onshore wind | TRUE | 49893 | Invenergy Services LLC | 58765 | Miami Wind Energy Center | TX | Roberts | 1 | Onshore Wind Turbine | WT |  | S | 288.6 |  | 288.6 | 288.6 | 0 | N |  |  | N | IPP Non-CHP | 2 | X | WND
Onshore Wind Turbine.WND | onshore wind | TRUE | 17650 | Southern Power Co | 58766 | Wake Wind Energy Center | TX | Crosby | 1 | Onshore Wind Turbine | WT |  | W | 257.3 |  | 257 | 257 | 1.7 | N |  |  | N | IPP Non-CHP | 2 | X | WND
Onshore Wind Turbine.WND | onshore wind | TRUE | 49893 | Invenergy Services LLC | 58767 | Buckeye Wind Energy Center | KS | Ellis | 1 | Onshore Wind Turbine | WT |  | S | 200.5 |  | 200.5 | 200.5 | 0 | N |  |  | N | IPP Non-CHP | 2 | X | WND
Onshore Wind Turbine.WND | onshore wind | TRUE | 49893 | Invenergy Services LLC | 58768 | Marsh Hill Wind Farm | NY | Steuben | 1 | Onshore Wind Turbine | WT |  | S | 16.2 |  | 16.2 | 16.2 | 0 | N |  |  | N | IPP Non-CHP | 2 | X | WND
Onshore Wind Turbine.WND | onshore wind | TRUE | 64662 | Spring Canyon Expansion Wind Energy Ctr | 58769 | Spring Canyon Expansion Wind Energy Ctr | CO | Logan | 1 | Onshore Wind Turbine | WT |  | S | 34 |  | 34 | 34 | 0 | N |  |  | N | IPP Non-CHP | 2 | X | WND
Onshore Wind Turbine.WND | onshore wind | TRUE | 64662 | Spring Canyon Expansion Wind Energy Ctr | 58769 | Spring Canyon Expansion Wind Energy Ctr | CO | Logan | SCIII | Onshore Wind Turbine | WT |  | S | 28.6 |  | 28.6 | 28.6 | 0 | N |  |  | N | IPP Non-CHP | 2 | X | WND
Solar Photovoltaic.SUN | solar PV | TRUE | 58596 | Hanwha Q CELLS USA | 58770 | Maywood Photovoltaic Project | IN | Marion | 1 | Solar Photovoltaic | PV |  | W | 8 |  | 8 | 8 |  | N |  |  | N | IPP Non-CHP | 2 | X | SUN
Onshore Wind Turbine.WND | onshore wind | TRUE | 57170 | EDF Renewable Asset Holdings, Inc. | 58771 | Roosevelt County | NM | Roosevelt | GEN1 | Onshore Wind Turbine | WT |  | S | 250 |  | 250 | 250 | 0 | N |  |  | N | IPP Non-CHP | 2 | X | WND
Onshore Wind Turbine.WND | onshore wind | TRUE | 57170 | EDF Renewable Asset Holdings, Inc. | 58772 | Longhorn Wind | TX | Briscoe | GEN1 | Onshore Wind Turbine | WT |  | S | 200 |  | 200 | 200 | 0 | N |  |  | N | IPP Non-CHP | 2 | X | WND
Onshore Wind Turbine.WND | onshore wind | TRUE | 57170 | EDF Renewable Asset Holdings, Inc. | 58773 | TX Hereford Wind | TX | Deaf Smith | GEN1 | Onshore Wind Turbine | WT |  | S | 200 |  | 200 | 200 | 0 | N |  |  | N | IPP Non-CHP | 2 | X | WND
Onshore Wind Turbine.WND | onshore wind | TRUE | 57170 | EDF Renewable Asset Holdings, Inc. | 58774 | Spinning Spur Wind II | TX | Oldham | GEN1 | Onshore Wind Turbine | WT |  | S | 161 |  | 161 | 161 | 0 | N |  |  | N | IPP Non-CHP | 2 | X | WND
Onshore Wind Turbine.WND | onshore wind | TRUE | 57170 | EDF Renewable Asset Holdings, Inc. | 58775 | Spinning Spur Wind III | TX | Oldham | GEN1 | Onshore Wind Turbine | WT |  | S | 194 |  | 194 | 194 | 0 | N |  |  | N | IPP Non-CHP | 2 | X | WND
Onshore Wind Turbine.WND | onshore wind | TRUE | 56215 | RWE Renewables Americas, LLC | 58777 | Cassadaga Wind Farm | NY | Chautauqua | 1 | Onshore Wind Turbine | WT |  | S | 124 |  | 124 | 124 | 25 | N |  |  | N | IPP Non-CHP | 2 | X | WND
Onshore Wind Turbine.WND | onshore wind | TRUE | 56215 | RWE Renewables Americas, LLC | 58780 | Scioto Ridge Wind Farm | OH | Logan | 1 | Onshore Wind Turbine | WT |  | S | 249.8 |  | 249.8 | 249.8 | 25 | N |  |  | N | IPP Non-CHP | 2 | X | WND
Solar Photovoltaic.SUN | solar PV | TRUE | 61060 | Cypress Creek Renewables | 58782 | Sonne One | NC | Wayne | PV1 | Solar Photovoltaic | PV |  | S | 5 |  | 5 | 5 |  | N |  |  | N | IPP Non-CHP | 2 | X | SUN
Conventional Hydroelectric.WAT | hydro | TRUE | 58675 | Delta-Montrose Electric Association | 58783 | South Canal Hydro-1 | CO | Montrose | SC-1 | Conventional Hydroelectric | HY |  | S | 4 | 0.95 | 3.8 | 0.2 | 1 | N |  |  | N | Electric Utility | 1 | X | WAT
Conventional Hydroelectric.WAT | hydro | TRUE | 58675 | Delta-Montrose Electric Association | 58784 | South Canal Hydro-3 | CO | Montrose | SC-3 | Conventional Hydroelectric | HY |  | S | 3.5 | 0.95 | 3.3 | 0.2 | 1 | N |  |  | N | Electric Utility | 1 | X | WAT
Solar Photovoltaic.SUN | solar PV | TRUE | 58677 | CD US Solar MT1 LLC | 58785 | Brentwood Solar | NY | Suffolk | BRT1 | Solar Photovoltaic | PV |  | S | 1 |  | 1 | 1 |  | N |  |  | N | IPP Non-CHP | 2 | X | SUN
Solar Photovoltaic.SUN | solar PV | TRUE | 58677 | CD US Solar MT1 LLC | 58786 | Deer Park | NY | Suffolk | DRP1 | Solar Photovoltaic | PV |  | S | 2.5 |  | 2.5 | 2.5 |  | N |  |  | N | IPP Non-CHP | 2 | X | SUN
Solar Photovoltaic.SUN | solar PV | TRUE | 58677 | CD US Solar MT1 LLC | 58787 | Dennison | NY | Suffolk | DNN1 | Solar Photovoltaic | PV |  | S | 2 |  | 2 | 2 |  | N |  |  | N | IPP Non-CHP | 2 | X | SUN
Solar Photovoltaic.SUN | solar PV | TRUE | 58677 | CD US Solar MT1 LLC | 58788 | North County | NY | Suffolk | NRT1 | Solar Photovoltaic | PV |  | S | 1 |  | 1 | 1 |  | N |  |  | N | IPP Non-CHP | 2 | X | SUN
Solar Photovoltaic.SUN | solar PV | TRUE | 58677 | CD US Solar MT1 LLC | 58789 | Riverhead | NY | Suffolk | RVH1 | Solar Photovoltaic | PV |  | S | 1.5 |  | 1.5 | 1.5 |  | N |  |  | N | IPP Non-CHP | 2 | X | SUN
Solar Photovoltaic.SUN | solar PV | TRUE | 58677 | CD US Solar MT1 LLC | 58790 | Cohalan | NY | Suffolk | CLN1 | Solar Photovoltaic | PV |  | S | 2.5 |  | 2.5 | 2.5 |  | N |  |  | N | IPP Non-CHP | 2 | X | SUN
Solar Photovoltaic.SUN | solar PV | TRUE | 58677 | CD US Solar MT1 LLC | 58790 | Cohalan | NY | Suffolk | CLN2 | Solar Photovoltaic | PV |  | S | 1.5 |  | 1.5 | 1.5 |  | N |  |  | N | IPP Non-CHP | 2 | X | SUN
Solar Photovoltaic.SUN | solar PV | TRUE | 61060 | Cypress Creek Renewables | 58791 | Kirkwall Holdings | NC | Duplin | PV1 | Solar Photovoltaic | PV |  | S | 5 |  | 5 | 5 |  | N |  |  | N | IPP Non-CHP | 2 | X | SUN
Solar Photovoltaic.SUN | solar PV | TRUE | 60865 | CD Global Solar Holdings, LLC | 58792 | Ayrshire | NC | Cleveland | PV1 | Solar Photovoltaic | PV |  | S | 19.4 |  | 19.4 | 19.4 |  | N |  |  | N | IPP Non-CHP | 2 | X | SUN
Solar Photovoltaic.SUN | solar PV | TRUE | 60281 | Altus Power America Management, LLC | 58793 | JMB Mcguire-Dix-Lakehurst Solar Project | NJ | Burlington | UCIV | Solar Photovoltaic | PV |  | S | 11.4 |  | 11.4 | 11.4 |  | N |  |  | N | IPP Non-CHP | 2 | X | SUN
Solar Photovoltaic.SUN | solar PV | TRUE | 58681 | MSM Solar LLC | 58794 | Storrie Lake Solar Project | NM | San Miguel | MSMPV | Solar Photovoltaic | PV |  | S | 1.5 |  | 1.5 | 1.5 |  | N |  |  | N | IPP Non-CHP | 2 | X | SUN
Solar Photovoltaic.SUN | solar PV | TRUE | 61012 | AES Distributed Energy | 58795 | Hobart Solar, LLC | IN | Lake | HS | Solar Photovoltaic | PV |  | S | 1 |  | 1 | 1 |  | N |  |  | N | IPP Non-CHP | 2 | X | SUN
Solar Photovoltaic.SUN | solar PV | TRUE | 61012 | AES Distributed Energy | 58796 | Waterloo Solar, LLC | IN | DeKalb | WS | Solar Photovoltaic | PV |  | S | 1 |  | 1 | 1 |  | N |  |  | N | IPP Non-CHP | 2 | X | SUN
Solar Photovoltaic.SUN | solar PV | TRUE | 61012 | AES Distributed Energy | 58797 | Valparaiso Solar, LLC | IN | Porter | VS | Solar Photovoltaic | PV |  | S | 1 |  | 1 | 1 |  | N |  |  | N | IPP Non-CHP | 2 | X | SUN
Solar Photovoltaic.SUN | solar PV | FALSE | 61012 | AES Distributed Energy | 58798 | AC Criminal Courts Complex SPE2, LLC | NJ | Atlantic | ACCCC | Solar Photovoltaic | PV |  | S | 1.3 |  | 1.3 | 1.3 |  | N |  |  | N | Commercial Non-CHP | 4 | X | SUN
Solar Photovoltaic.SUN | solar PV | TRUE | 64035 | Pamlico Partners Solar, LLC | 58799 | Pamlico Partners Solar | NC | Beaufort | 1 | Solar Photovoltaic | PV |  | S | 5 |  | 5 | 5 |  | N |  |  | N | IPP Non-CHP | 2 | X | SUN
Solar Photovoltaic.SUN | solar PV | TRUE | 58694 | Leyline Renewable Energy, LLC | 58801 | Arba Solar, LLC | NC | Greene | INV1 | Solar Photovoltaic | PV |  | S | 0.5 |  | 0.5 | 0.5 |  | N |  |  | N | IPP Non-CHP | 2 | X | SUN
Solar Photovoltaic.SUN | solar PV | TRUE | 58694 | Leyline Renewable Energy, LLC | 58801 | Arba Solar, LLC | NC | Greene | INV2 | Solar Photovoltaic | PV |  | S | 0.5 |  | 0.5 | 0.5 |  | N |  |  | N | IPP Non-CHP | 2 | X | SUN
Solar Photovoltaic.SUN | solar PV | TRUE | 58694 | Leyline Renewable Energy, LLC | 58801 | Arba Solar, LLC | NC | Greene | INV3 | Solar Photovoltaic | PV |  | S | 0.5 |  | 0.5 | 0.5 |  | N |  |  | N | IPP Non-CHP | 2 | X | SUN
Solar Photovoltaic.SUN | solar PV | TRUE | 58694 | Leyline Renewable Energy, LLC | 58801 | Arba Solar, LLC | NC | Greene | INV4 | Solar Photovoltaic | PV |  | S | 0.5 |  | 0.5 | 0.5 |  | N |  |  | N | IPP Non-CHP | 2 | X | SUN
Solar Photovoltaic.SUN | solar PV | TRUE | 58694 | Leyline Renewable Energy, LLC | 58802 | Franklin Solar, LLC | NC | Franklin | INV1 | Solar Photovoltaic | PV |  | S | 0.5 |  | 0.5 | 0.5 |  | N |  |  | N | IPP Non-CHP | 2 | X | SUN
Solar Photovoltaic.SUN | solar PV | TRUE | 58694 | Leyline Renewable Energy, LLC | 58802 | Franklin Solar, LLC | NC | Franklin | INV2 | Solar Photovoltaic | PV |  | S | 0.5 |  | 0.5 | 0.5 |  | N |  |  | N | IPP Non-CHP | 2 | X | SUN
Solar Photovoltaic.SUN | solar PV | TRUE | 58694 | Leyline Renewable Energy, LLC | 58802 | Franklin Solar, LLC | NC | Franklin | INV3 | Solar Photovoltaic | PV |  | S | 0.5 |  | 0.5 | 0.5 |  | N |  |  | N | IPP Non-CHP | 2 | X | SUN
Solar Photovoltaic.SUN | solar PV | TRUE | 58694 | Leyline Renewable Energy, LLC | 58802 | Franklin Solar, LLC | NC | Franklin | INV4 | Solar Photovoltaic | PV |  | S | 0.5 |  | 0.5 | 0.5 |  | N |  |  | N | IPP Non-CHP | 2 | X | SUN
Solar Photovoltaic.SUN | solar PV | TRUE | 61060 | Cypress Creek Renewables | 58803 | Kenansville Solar 2, LLC | NC | Duplin | INV1 | Solar Photovoltaic | PV |  | S | 2 |  | 2 | 2 |  | N |  |  | N | IPP Non-CHP | 2 | X | SUN
Solar Photovoltaic.SUN | solar PV | TRUE | 61119 | SRE Utility Solar 1, LLC | 58805 | Samarcand Solar Farm, LLC | NC | Moore | INV1 | Solar Photovoltaic | PV |  | S | 0.5 |  | 0.5 | 0.5 |  | N |  |  | N | IPP Non-CHP | 2 | X | SUN
Solar Photovoltaic.SUN | solar PV | TRUE | 61119 | SRE Utility Solar 1, LLC | 58805 | Samarcand Solar Farm, LLC | NC | Moore | INV10 | Solar Photovoltaic | PV |  | S | 0.5 |  | 0.5 | 0.5 |  | N |  |  | N | IPP Non-CHP | 2 | X | SUN
Solar Photovoltaic.SUN | solar PV | TRUE | 61119 | SRE Utility Solar 1, LLC | 58805 | Samarcand Solar Farm, LLC | NC | Moore | INV2 | Solar Photovoltaic | PV |  | S | 0.5 |  | 0.5 | 0.5 |  | N |  |  | N | IPP Non-CHP | 2 | X | SUN
Solar Photovoltaic.SUN | solar PV | TRUE | 61119 | SRE Utility Solar 1, LLC | 58805 | Samarcand Solar Farm, LLC | NC | Moore | INV3 | Solar Photovoltaic | PV |  | S | 0.5 |  | 0.5 | 0.5 |  | N |  |  | N | IPP Non-CHP | 2 | X | SUN
Solar Photovoltaic.SUN | solar PV | TRUE | 61119 | SRE Utility Solar 1, LLC | 58805 | Samarcand Solar Farm, LLC | NC | Moore | INV4 | Solar Photovoltaic | PV |  | S | 0.5 |  | 0.5 | 0.5 |  | N |  |  | N | IPP Non-CHP | 2 | X | SUN
Solar Photovoltaic.SUN | solar PV | TRUE | 61119 | SRE Utility Solar 1, LLC | 58805 | Samarcand Solar Farm, LLC | NC | Moore | INV5 | Solar Photovoltaic | PV |  | S | 0.5 |  | 0.5 | 0.5 |  | N |  |  | N | IPP Non-CHP | 2 | X | SUN
Solar Photovoltaic.SUN | solar PV | TRUE | 61119 | SRE Utility Solar 1, LLC | 58805 | Samarcand Solar Farm, LLC | NC | Moore | INV6 | Solar Photovoltaic | PV |  | S | 0.5 |  | 0.5 | 0.5 |  | N |  |  | N | IPP Non-CHP | 2 | X | SUN
Solar Photovoltaic.SUN | solar PV | TRUE | 61119 | SRE Utility Solar 1, LLC | 58805 | Samarcand Solar Farm, LLC | NC | Moore | INV7 | Solar Photovoltaic | PV |  | S | 0.5 |  | 0.5 | 0.5 |  | N |  |  | N | IPP Non-CHP | 2 | X | SUN
Solar Photovoltaic.SUN | solar PV | TRUE | 61119 | SRE Utility Solar 1, LLC | 58805 | Samarcand Solar Farm, LLC | NC | Moore | INV8 | Solar Photovoltaic | PV |  | S | 0.5 |  | 0.5 | 0.5 |  | N |  |  | N | IPP Non-CHP | 2 | X | SUN
Solar Photovoltaic.SUN | solar PV | TRUE | 61119 | SRE Utility Solar 1, LLC | 58805 | Samarcand Solar Farm, LLC | NC | Moore | INV9 | Solar Photovoltaic | PV |  | S | 0.5 |  | 0.5 | 0.5 |  | N |  |  | N | IPP Non-CHP | 2 | X | SUN
Solar Photovoltaic.SUN | solar PV | TRUE | 61119 | SRE Utility Solar 1, LLC | 58806 | Albemarle Solar Center LLC | NC | Lenoir | ASC1 | Solar Photovoltaic | PV |  | S | 5 |  | 5 | 5 |  | N |  |  | N | IPP Non-CHP | 2 | X | SUN
Solar Photovoltaic.SUN | solar PV | TRUE | 61060 | Cypress Creek Renewables | 58807 | Boseman Solar Center LLC | NC | Nash | BSC1 | Solar Photovoltaic | PV |  | S | 5 |  | 5 | 5 |  | N |  |  | N | IPP Non-CHP | 2 | X | SUN
Solar Photovoltaic.SUN | solar PV | TRUE | 61060 | Cypress Creek Renewables | 58808 | Flemming Solar Center LLC | NC | Pitt | FSC1 | Solar Photovoltaic | PV |  | S | 5 |  | 5 | 5 |  | N |  |  | N | IPP Non-CHP | 2 | X | SUN
Solar Photovoltaic.SUN | solar PV | TRUE | 61119 | SRE Utility Solar 1, LLC | 58809 | Littlefield Solar Center LLC | NC | Pitt | LSC1 | Solar Photovoltaic | PV |  | S | 5 |  | 5 | 5 |  | N |  |  | N | IPP Non-CHP | 2 | X | SUN
Solar Photovoltaic.SUN | solar PV | TRUE | 61060 | Cypress Creek Renewables | 58810 | Rams Horn Solar Center LLC | NC | Pitt | RHSC1 | Solar Photovoltaic | PV |  | S | 5 |  | 5 | 5 |  | N |  |  | N | IPP Non-CHP | 2 | X | SUN
Natural Gas Internal Combustion Engine.NG | natural gas peaker | TRUE | 58685 | Beaver Dam Energy LLC | 58811 | Beaver Dam | PA | Bradford | GEN1 | Natural Gas Internal Combustion Engine | IC |  | S | 4.4 | 0.8 | 4.2 | 4.2 | 2.2 | N |  |  | N | IPP Non-CHP | 2 | X | NG
Natural Gas Internal Combustion Engine.NG | natural gas peaker | TRUE | 58685 | Beaver Dam Energy LLC | 58811 | Beaver Dam | PA | Bradford | GEN2 | Natural Gas Internal Combustion Engine | IC |  | S | 4.4 | 0.8 | 4.2 | 4.2 | 2.2 | N |  |  | N | IPP Non-CHP | 2 | X | NG
Natural Gas Internal Combustion Engine.NG | natural gas peaker | TRUE | 58685 | Beaver Dam Energy LLC | 58811 | Beaver Dam | PA | Bradford | GEN3 | Natural Gas Internal Combustion Engine | IC |  | S | 4.4 | 0.8 | 4.2 | 4.2 | 2.2 | N |  |  | N | IPP Non-CHP | 2 | X | NG
Natural Gas Internal Combustion Engine.NG | natural gas peaker | TRUE | 58685 | Beaver Dam Energy LLC | 58811 | Beaver Dam | PA | Bradford | GEN4 | Natural Gas Internal Combustion Engine | IC |  | S | 4.4 | 0.8 | 4.2 | 4.2 | 2.2 | N |  |  | N | IPP Non-CHP | 2 | X | NG
Natural Gas Internal Combustion Engine.NG | natural gas peaker | TRUE | 58685 | Beaver Dam Energy LLC | 58811 | Beaver Dam | PA | Bradford | GEN5 | Natural Gas Internal Combustion Engine | IC |  | S | 4.4 | 0.8 | 4.2 | 4.2 | 2.2 | N |  |  | N | IPP Non-CHP | 2 | X | NG
Solar Photovoltaic.SUN | solar PV | TRUE | 61060 | Cypress Creek Renewables | 58812 | Upchurch Solar Center LLC | NC | Wilson | USC1 | Solar Photovoltaic | PV |  | S | 5 |  | 5 | 5 |  | N |  |  | N | IPP Non-CHP | 2 | X | SUN
Natural Gas Internal Combustion Engine.NG | natural gas peaker | TRUE | 58686 | Alpaca Energy LLC | 58813 | Alpaca | PA | Bradford | 1 | Natural Gas Internal Combustion Engine | IC |  | S | 7 | 0.8 | 6.8 | 6.8 | 3 | N |  |  | N | IPP Non-CHP | 2 | X | NG
Natural Gas Internal Combustion Engine.NG | natural gas peaker | TRUE | 58686 | Alpaca Energy LLC | 58813 | Alpaca | PA | Bradford | 2 | Natural Gas Internal Combustion Engine | IC |  | S | 7 | 0.8 | 6.8 | 6.8 | 3 | N |  |  | N | IPP Non-CHP | 2 | X | NG
Natural Gas Internal Combustion Engine.NG | natural gas peaker | TRUE | 58686 | Alpaca Energy LLC | 58813 | Alpaca | PA | Bradford | 3 | Natural Gas Internal Combustion Engine | IC |  | S | 7 | 0.8 | 6.8 | 6.8 | 3 | N |  |  | N | IPP Non-CHP | 2 | X | NG
Solar Photovoltaic.SUN | solar PV | TRUE | 58696 | Ignite Solar Holdings LLC | 58814 | Shasta Solar Farm | CA | Shasta | GENA | Solar Photovoltaic | PV |  | W | 1.5 |  | 1.5 | 1.5 |  | N |  |  | N | IPP Non-CHP | 2 | X | SUN
Solar Photovoltaic.SUN | solar PV | TRUE | 58696 | Ignite Solar Holdings LLC | 58814 | Shasta Solar Farm | CA | Shasta | GENB | Solar Photovoltaic | PV |  | W | 1.5 |  | 1.5 | 1.5 |  | N |  |  | N | IPP Non-CHP | 2 | X | SUN
Natural Gas Internal Combustion Engine.NG | natural gas peaker | TRUE | 61484 | Powergen Development Group, LLC | 58815 | Hilton NY Co Gen Plant | NY | New York | 1 | Natural Gas Internal Combustion Engine | IC |  | S | 1.8 | 0.9 | 1.8 | 1.8 | 0 | N |  |  | Y | IPP CHP | 3 | T | NG
Natural Gas Internal Combustion Engine.NG | natural gas peaker | TRUE | 58689 | Milan Energy LLC | 58818 | Milan | PA | Bradford | 1 | Natural Gas Internal Combustion Engine | IC |  | S | 7 | 0.8 | 6.8 | 6.8 | 3 | N |  |  | N | IPP Non-CHP | 2 | X | NG
Natural Gas Internal Combustion Engine.NG | natural gas peaker | TRUE | 58689 | Milan Energy LLC | 58818 | Milan | PA | Bradford | 2 | Natural Gas Internal Combustion Engine | IC |  | S | 7 | 0.8 | 6.8 | 6.8 | 3 | N |  |  | N | IPP Non-CHP | 2 | X | NG
Natural Gas Internal Combustion Engine.NG | natural gas peaker | TRUE | 58689 | Milan Energy LLC | 58818 | Milan | PA | Bradford | 3 | Natural Gas Internal Combustion Engine | IC |  | S | 7 | 0.8 | 6.8 | 6.8 | 3 | N |  |  | N | IPP Non-CHP | 2 | X | NG
Solar Photovoltaic.SUN | solar PV | FALSE | 61944 | MN8 Energy LLC | 58822 | Millville City Sewer Auth WTP | NJ | Cumberland | U1BB | Solar Photovoltaic | PV |  | S | 0.8 |  | 0.8 | 0.8 |  | N |  |  | N | Commercial Non-CHP | 4 | X | SUN
Solar Photovoltaic.SUN | solar PV | FALSE | 61944 | MN8 Energy LLC | 58822 | Millville City Sewer Auth WTP | NJ | Cumberland | U2DB | Solar Photovoltaic | PV |  | S | 0.4 |  | 0.5 | 0.5 |  | N |  |  | N | Commercial Non-CHP | 4 | X | SUN
Solar Photovoltaic.SUN | solar PV | TRUE | 64423 | Excelsior Energy Capital | 58824 | Sheldon Solar | VT | Franklin | I402 | Solar Photovoltaic | PV |  | S | 2.3 |  | 2.3 | 2.3 |  | N |  |  | N | IPP Non-CHP | 2 | X | SUN
Natural Gas Internal Combustion Engine.NG | natural gas peaker | TRUE | 58701 | Maine Township High School Dist 207 | 58825 | MTHS Co-Gen Buildings | IL | Cook | STH1 | Natural Gas Internal Combustion Engine | IC |  | S | 0.6 | 0.8 | 0.6 | 0.6 | 0.2 | N |  |  | Y | IPP CHP | 3 | T | NG
Natural Gas Internal Combustion Engine.NG | natural gas peaker | TRUE | 58701 | Maine Township High School Dist 207 | 58825 | MTHS Co-Gen Buildings | IL | Cook | STH2 | Natural Gas Internal Combustion Engine | IC |  | S | 0.6 | 0.8 | 0.6 | 0.6 | 0.2 | N |  |  | Y | IPP CHP | 3 | T | NG
Solar Photovoltaic.SUN | solar PV | TRUE | 61060 | Cypress Creek Renewables | 58828 | Apple One | NC | Catawba | PV1 | Solar Photovoltaic | PV |  | S | 5 |  | 5 | 5 |  | N |  |  | N | IPP Non-CHP | 2 | X | SUN
Solar Photovoltaic.SUN | solar PV | TRUE | 59462 | Heelstone Energy Holdings, LLC | 58829 | Sonne Two | NC | Catawba | PV1 | Solar Photovoltaic | PV |  | S | 5 |  | 5 | 5 |  | N |  |  | N | IPP Non-CHP | 2 | X | SUN
Onshore Wind Turbine.WND | onshore wind | TRUE | 4254 | Consumers Energy Co | 58830 | Cross Winds Energy Park | MI | Tuscola | CWEP | Onshore Wind Turbine | WT |  | S | 111 |  | 111 | 111 | 0 | N |  |  | N | Electric Utility | 1 | X | WND
Onshore Wind Turbine.WND | onshore wind | TRUE | 4254 | Consumers Energy Co | 58830 | Cross Winds Energy Park | MI | Tuscola | CWEP2 | Onshore Wind Turbine | WT |  | S | 44 |  | 44 | 44 | 0 | N |  |  | N | Electric Utility | 1 | X | WND
Onshore Wind Turbine.WND | onshore wind | TRUE | 4254 | Consumers Energy Co | 58830 | Cross Winds Energy Park | MI | Tuscola | CWEP3 | Onshore Wind Turbine | WT |  | S | 75.9 |  | 75.9 | 75.9 | 0 | N |  |  | N | Electric Utility | 1 | X | WND
Solar Photovoltaic.SUN | solar PV | TRUE | 61012 | AES Distributed Energy | 58831 | Redcrest Solar Farm | CA | Kern | PV-1 | Solar Photovoltaic | PV |  | S | 16.6 |  | 16 | 16 |  | N |  |  | N | IPP Non-CHP | 2 | X | SUN
Solar Photovoltaic.SUN | solar PV | TRUE | 63249 | Terraform Arcadia | 58832 | Cogenra - TEP | AZ | Pima | CTEP | Solar Photovoltaic | PV |  | S | 1 |  | 1 | 0.7 |  | N |  |  | N | IPP Non-CHP | 2 | X | SUN
Solar Photovoltaic.SUN | solar PV | TRUE | 59146 | Red Horse 2 | 58833 | Red Horse 2 | AZ | Cochise | RH2S | Solar Photovoltaic | PV |  | S | 51 |  | 51 | 51 |  | N |  |  | N | IPP Non-CHP | 2 | X | SUN
Onshore Wind Turbine.WND | onshore wind | TRUE | 59146 | Red Horse 2 | 58833 | Red Horse 2 | AZ | Cochise | RH2W | Onshore Wind Turbine | WT |  | S | 30 |  | 30 | 30 | 0 | N |  |  | N | IPP Non-CHP | 2 | X | WND
Other Waste Biomass.OBG | biomass | TRUE | 58709 | Richland Center Renewable Energy LLC | 58834 | Richland Center Renewable Energy LLC | WI | Richland | UNIT1 | Other Waste Biomass | IC |  | S | 0.9 | 0.85 | 0.8 | 0.8 | 0.6 | N |  |  | Y | IPP CHP | 3 | T | OBG
Other Waste Biomass.OBG | biomass | TRUE | 58709 | Richland Center Renewable Energy LLC | 58834 | Richland Center Renewable Energy LLC | WI | Richland | UNIT2 | Other Waste Biomass | IC |  | S | 0.9 | 0.85 | 0.8 | 0.8 | 0.6 | N |  |  | Y | IPP CHP | 3 | T | OBG | NG
Natural Gas Fired Combustion Turbine.NG | natural gas peaker | TRUE | 7349 | Golden Spread Electric Cooperative, Inc | 58835 | Elk Station | TX | Hale | ELK1 | Natural Gas Fired Combustion Turbine | GT |  | S | 199.8 | 0.85 | 195.1 | 202 | 85 | N |  |  | N | Electric Utility | 1 | X | NG
Natural Gas Fired Combustion Turbine.NG | natural gas peaker | TRUE | 7349 | Golden Spread Electric Cooperative, Inc | 58835 | Elk Station | TX | Hale | ELK2 | Natural Gas Fired Combustion Turbine | GT |  | S | 199.8 | 0.85 | 195.1 | 202 | 85 | N |  |  | N | Electric Utility | 1 | X | NG
Natural Gas Fired Combustion Turbine.NG | natural gas peaker | TRUE | 7349 | Golden Spread Electric Cooperative, Inc | 58835 | Elk Station | TX | Hale | ELK3 | Natural Gas Fired Combustion Turbine | GT |  | S | 199.8 | 0.85 | 190.9 | 202 | 85 | N |  |  | N | Electric Utility | 1 | X | NG
Onshore Wind Turbine.WND | onshore wind | TRUE | 58710 | Lakeswind Power Partners | 58836 | Lakeswind Power Partners | MN | Clay | LW1 | Onshore Wind Turbine | WT |  | S | 51.8 |  | 50 | 50 | 3 | N |  |  | N | IPP Non-CHP | 2 | X | WND
Onshore Wind Turbine.WND | onshore wind | TRUE | 58718 | Na Pua Makani Power Partners LLC | 58837 | Na Pua Makani Wind Project | HI | Honolulu | WT1 | Onshore Wind Turbine | WT |  | S | 27.6 |  | 27.6 | 27.6 | 1 | N |  |  | N | IPP Non-CHP | 2 | X | WND
Onshore Wind Turbine.WND | onshore wind | TRUE | 62969 | Keechi Wind, LLC | 58838 | Keechi Wind | TX | Jack | KW1 | Onshore Wind Turbine | WT |  | S | 110 |  | 110 | 110 | 0 | N |  |  | N | IPP Non-CHP | 2 | X | WND
Solar Photovoltaic.SUN | solar PV | TRUE | 59286 | Heliovaas LLC | 58839 | Sudbury Landfill | MA | Middlesex | INV1 | Solar Photovoltaic | PV |  | S | 0.5 |  | 0.5 | 0.5 |  | N |  |  | N | IPP Non-CHP | 2 | X | SUN
Solar Photovoltaic.SUN | solar PV | TRUE | 59286 | Heliovaas LLC | 58839 | Sudbury Landfill | MA | Middlesex | INV2 | Solar Photovoltaic | PV |  | S | 0.3 |  | 0.3 | 0.3 |  | N |  |  | N | IPP Non-CHP | 2 | X | SUN
Solar Photovoltaic.SUN | solar PV | TRUE | 59286 | Heliovaas LLC | 58839 | Sudbury Landfill | MA | Middlesex | INV3 | Solar Photovoltaic | PV |  | S | 0.5 |  | 0.5 | 0.5 |  | N |  |  | N | IPP Non-CHP | 2 | X | SUN
Solar Photovoltaic.SUN | solar PV | TRUE | 61119 | SRE Utility Solar 1, LLC | 58840 | Kenansville Solar Farm, LLC | NC | Duplin | INV1 | Solar Photovoltaic | PV |  | S | 0.5 |  | 0.5 | 0.5 |  | N |  |  | N | IPP Non-CHP | 2 | X | SUN
Solar Photovoltaic.SUN | solar PV | TRUE | 61119 | SRE Utility Solar 1, LLC | 58840 | Kenansville Solar Farm, LLC | NC | Duplin | INV2 | Solar Photovoltaic | PV |  | S | 0.5 |  | 0.5 | 0.5 |  | N |  |  | N | IPP Non-CHP | 2 | X | SUN
Solar Photovoltaic.SUN | solar PV | TRUE | 61119 | SRE Utility Solar 1, LLC | 58840 | Kenansville Solar Farm, LLC | NC | Duplin | INV3 | Solar Photovoltaic | PV |  | S | 0.5 |  | 0.5 | 0.5 |  | N |  |  | N | IPP Non-CHP | 2 | X | SUN
Solar Photovoltaic.SUN | solar PV | TRUE | 61119 | SRE Utility Solar 1, LLC | 58840 | Kenansville Solar Farm, LLC | NC | Duplin | INV4 | Solar Photovoltaic | PV |  | S | 0.5 |  | 0.5 | 0.5 |  | N |  |  | N | IPP Non-CHP | 2 | X | SUN
Solar Photovoltaic.SUN | solar PV | TRUE | 61119 | SRE Utility Solar 1, LLC | 58840 | Kenansville Solar Farm, LLC | NC | Duplin | INV5 | Solar Photovoltaic | PV |  | S | 0.5 |  | 0.5 | 0.5 |  | N |  |  | N | IPP Non-CHP | 2 | X | SUN
Solar Photovoltaic.SUN | solar PV | TRUE | 61119 | SRE Utility Solar 1, LLC | 58840 | Kenansville Solar Farm, LLC | NC | Duplin | INV6 | Solar Photovoltaic | PV |  | S | 0.5 |  | 0.5 | 0.5 |  | N |  |  | N | IPP Non-CHP | 2 | X | SUN
Solar Photovoltaic.SUN | solar PV | TRUE | 61119 | SRE Utility Solar 1, LLC | 58840 | Kenansville Solar Farm, LLC | NC | Duplin | INV7 | Solar Photovoltaic | PV |  | S | 0.5 |  | 0.5 | 0.5 |  | N |  |  | N | IPP Non-CHP | 2 | X | SUN
Solar Photovoltaic.SUN | solar PV | TRUE | 61119 | SRE Utility Solar 1, LLC | 58840 | Kenansville Solar Farm, LLC | NC | Duplin | INV8 | Solar Photovoltaic | PV |  | S | 0.5 |  | 0.5 | 0.5 |  | N |  |  | N | IPP Non-CHP | 2 | X | SUN
Solar Photovoltaic.SUN | solar PV | TRUE | 61119 | SRE Utility Solar 1, LLC | 58840 | Kenansville Solar Farm, LLC | NC | Duplin | INV9 | Solar Photovoltaic | PV |  | S | 0.5 |  | 0.5 | 0.5 |  | N |  |  | N | IPP Non-CHP | 2 | X | SUN
Solar Photovoltaic.SUN | solar PV | TRUE | 65411 | Duke Energy Renewables Services | 58842 | Gato Montes Solar, LLC | AZ | Pima | 1 | Solar Photovoltaic | PV |  | S | 5 |  | 5 | 5 |  | N |  |  | N | IPP Non-CHP | 2 | X | SUN
Solar Photovoltaic.SUN | solar PV | TRUE | 65411 | Duke Energy Renewables Services | 58843 | Bethel Price Solar, LLC | NC | Pitt | 1 | Solar Photovoltaic | PV |  | S | 5 |  | 3.2 | 3.2 |  | N |  |  | N | IPP Non-CHP | 2 | X | SUN
Solar Photovoltaic.SUN | solar PV | TRUE | 65411 | Duke Energy Renewables Services | 58844 | Dogwood Solar, LLC | NC | Halifax | 1 | Solar Photovoltaic | PV |  | S | 20 |  | 20 | 20 |  | N |  |  | N | IPP Non-CHP | 2 | X | SUN
Solar Photovoltaic.SUN | solar PV | TRUE | 65411 | Duke Energy Renewables Services | 58845 | Washington Airport Solar LLC | NC | Beaufort | 1 | Solar Photovoltaic | PV |  | S | 5 |  | 5 | 5 |  | N |  |  | N | IPP Non-CHP | 2 | X | SUN
Solar Photovoltaic.SUN | solar PV | TRUE | 65411 | Duke Energy Renewables Services | 58846 | Washington Millfield Solar, LLC | NC | Beaufort | 1 | Solar Photovoltaic | PV |  | S | 5 |  | 5 | 5 |  | N |  |  | N | IPP Non-CHP | 2 | X | SUN
Solar Photovoltaic.SUN | solar PV | TRUE | 65411 | Duke Energy Renewables Services | 58847 | Windsor Cooper HIill Solar, LLC | NC | Bertie | 1 | Solar Photovoltaic | PV |  | S | 5 |  | 5 | 5 |  | N |  |  | N | IPP Non-CHP | 2 | X | SUN
Solar Photovoltaic.SUN | solar PV | TRUE | 3046 | Duke Energy Progress - (NC) | 58848 | Warsaw Farm | NC | Duplin | 1 | Solar Photovoltaic | PV |  | S | 65 |  | 65 | 65 |  | N |  |  | N | Electric Utility | 1 | X | SUN
Solar Photovoltaic.SUN | solar PV | TRUE | 64778 | Strata Manager, LLC | 58849 | Castalia Solar | NC | Nash | 1 | Solar Photovoltaic | PV |  | W | 2 |  | 2 | 2 |  | N |  |  | N | IPP Non-CHP | 2 | X | SUN
Solar Photovoltaic.SUN | solar PV | TRUE | 63248 | Palmetto Power Management LLC | 58851 | Oakboro Farm | NC | Scotland | 1 | Solar Photovoltaic | PV |  | W | 5 |  | 5 | 5 |  | N |  |  | N | IPP Non-CHP | 2 | X | SUN
Solar Photovoltaic.SUN | solar PV | TRUE | 64778 | Strata Manager, LLC | 58853 | McKenzie Farm | NC | Columbus | 1 | Solar Photovoltaic | PV |  | W | 5 |  | 5 | 5 |  | N |  |  | N | IPP Non-CHP | 2 | X | SUN
Solar Photovoltaic.SUN | solar PV | TRUE | 64778 | Strata Manager, LLC | 58854 | Nash 58 Farm | NC | Nash | 1 | Solar Photovoltaic | PV |  | W | 5 |  | 5 | 5 |  | N |  |  | N | IPP Non-CHP | 2 | X | SUN
Solar Photovoltaic.SUN | solar PV | TRUE | 64778 | Strata Manager, LLC | 58855 | Nash 64 Farm | NC | Nash | 1 | Solar Photovoltaic | PV |  | W | 5 |  | 5 | 5 |  | N |  |  | N | IPP Non-CHP | 2 | X | SUN
Solar Photovoltaic.SUN | solar PV | TRUE | 64778 | Strata Manager, LLC | 58856 | Pate Farm | NC | Robeson | 1 | Solar Photovoltaic | PV |  | W | 5 |  | 5 | 5 |  | N |  |  | N | IPP Non-CHP | 2 | X | SUN
Solar Photovoltaic.SUN | solar PV | TRUE | 64778 | Strata Manager, LLC | 58859 | Erwin Farm | NC | Harnett | 1 | Solar Photovoltaic | PV |  | W | 5 |  | 5 | 5 |  | N |  |  | N | IPP Non-CHP | 2 | X | SUN
Solar Photovoltaic.SUN | solar PV | TRUE | 64778 | Strata Manager, LLC | 58861 | Sigmon Catawba Farm | NC | Catawba | 1 | Solar Photovoltaic | PV |  | W | 5 |  | 5 | 5 |  | N |  |  | N | IPP Non-CHP | 2 | X | SUN
Solar Photovoltaic.SUN | solar PV | TRUE | 64778 | Strata Manager, LLC | 58862 | Wagstaff Farm 1 | NC | Person | 1 | Solar Photovoltaic | PV |  | W | 5 |  | 5 | 5 |  | N |  |  | N | IPP Non-CHP | 2 | X | SUN
Solar Photovoltaic.SUN | solar PV | TRUE | 64778 | Strata Manager, LLC | 58863 | Waco Farm | NC | Cleveland | 1 | Solar Photovoltaic | PV |  | W | 5 |  | 5 | 5 |  | N |  |  | N | IPP Non-CHP | 2 | X | SUN
Solar Photovoltaic.SUN | solar PV | TRUE | 61060 | Cypress Creek Renewables | 58864 | Sunfish Farm | NC | Wake | 1 | Solar Photovoltaic | PV |  | S | 5 |  | 5 | 5 |  | N |  |  | N | IPP Non-CHP | 2 | X | SUN
Landfill Gas.LFG | natural gas peaker | TRUE | 58748 | Clean Energy LLC | 58865 | Reventure Park | NC | Mecklenburg | LFG | Landfill Gas | IC |  | S | 1.9 | 1 | 1.9 | 1.9 | 1 | N |  |  | Y | IPP CHP | 3 | T | LFG
Landfill Gas.LFG | natural gas peaker | TRUE | 58748 | Clean Energy LLC | 58865 | Reventure Park | NC | Mecklenburg | RNG | Landfill Gas | IC |  | S | 1.6 | 1 | 1.6 | 1.6 | 1 | N |  |  | Y | IPP CHP | 3 | T | LFG
Solar Photovoltaic.SUN | solar PV | TRUE | 64778 | Strata Manager, LLC | 58866 | Garrell Solar Farm | NC | Columbus | 1 | Solar Photovoltaic | PV |  | W | 5 |  | 5 | 5 |  | N |  |  | N | IPP Non-CHP | 2 | X | SUN
Solar Photovoltaic.SUN | solar PV | TRUE | 64778 | Strata Manager, LLC | 58867 | Angier Farm | NC | Harnett | 1 | Solar Photovoltaic | PV |  | W | 5 |  | 5 | 5 |  | N |  |  | N | IPP Non-CHP | 2 | X | SUN
Solar Photovoltaic.SUN | solar PV | TRUE | 64778 | Strata Manager, LLC | 58868 | Bladenboro Farm | NC | Bladen | 1 | Solar Photovoltaic | PV |  | W | 5 |  | 5 | 5 |  | N |  |  | N | IPP Non-CHP | 2 | X | SUN
All Other.WH | other | TRUE | 58749 | PCI Nitrogen LLC | 58870 | Rentech Nitrogen Pasadena Cogeneration | TX | Harris | MG202 | All Other | ST |  | S | 15.4 | 0.85 | 14 | 14.2 | 0 | N |  |  | Y | IPP CHP | 3 | B | WH
Solar Photovoltaic.SUN | solar PV | TRUE | 59139 | SunEdison LLC | 58871 | Berkley East Solar LLC | MA | Bristol | 1 | Solar Photovoltaic | PV |  | S | 3 |  | 2.9 | 2.9 |  | N |  |  | N | IPP Non-CHP | 2 | X | SUN
Onshore Wind Turbine.WND | onshore wind | TRUE | 12647 | ALLETE, Inc. | 58872 | Bison 4 Wind Energy Center | ND | Morton | BISO4 | Onshore Wind Turbine | WT |  | S | 205 |  | 205 | 205 | 0.6 | N |  |  | N | Electric Utility | 1 | X | WND
Conventional Hydroelectric.WAT | hydro | TRUE | 58756 | Albany Engineering Corporation | 58873 | Stuyvesant Falls | NY | Columbia | UNIT1 | Conventional Hydroelectric | HY |  | S | 3 | 0.8 | 2 | 3 | 0.3 | N |  |  | N | IPP Non-CHP | 2 | X | WAT
Conventional Hydroelectric.WAT | hydro | TRUE | 58756 | Albany Engineering Corporation | 58873 | Stuyvesant Falls | NY | Columbia | UNIT2 | Conventional Hydroelectric | HY |  | S | 3 | 0.8 | 2 | 3 | 0.3 | N |  |  | N | IPP Non-CHP | 2 | X | WAT
Solar Photovoltaic.SUN | solar PV | TRUE | 61119 | SRE Utility Solar 1, LLC | 58874 | Dement Farm LLC | NC | Vance | DF1 | Solar Photovoltaic | PV |  | S | 5 |  | 4.9 | 4.9 |  | N |  |  | N | IPP Non-CHP | 2 | X | SUN
Solar Photovoltaic.SUN | solar PV | TRUE | 60556 | Fusion Solar Centre, L.L.C | 58876 | Fusion Solar Center LLC | CT | New London | PV | Solar Photovoltaic | PV |  | S | 20 |  | 20 | 20 |  | N |  |  | N | IPP Non-CHP | 2 | X | SUN
Solar Photovoltaic.SUN | solar PV | TRUE | 15477 | Public Service Elec & Gas Co | 58877 | Kinsley Landfill Solar | NJ | Gloucester | KINS | Solar Photovoltaic | PV |  | S | 8.6 |  | 8.6 | 8.6 |  | N |  |  | N | Electric Utility | 1 | X | SUN
Solar Photovoltaic.SUN | solar PV | TRUE | 61119 | SRE Utility Solar 1, LLC | 58879 | Duplin Solar LLC | NC | Duplin | DF | Solar Photovoltaic | PV |  | S | 5 |  | 4.9 | 4.9 |  | N |  |  | N | IPP Non-CHP | 2 | X | SUN
Solar Photovoltaic.SUN | solar PV | TRUE | 61119 | SRE Utility Solar 1, LLC | 58880 | North Carolina Solar III LLC | NC | Scotland | NCIII | Solar Photovoltaic | PV |  | S | 4.9 |  | 4.9 | 4.9 |  | N |  |  | N | IPP Non-CHP | 2 | X | SUN
Solar Photovoltaic.SUN | solar PV | FALSE | 58753 | Sunlight General Morris Solar LLC | 58881 | County College of Morris | NJ | Morris | PV01 | Solar Photovoltaic | PV |  | S | 2.9 |  | 2.9 | 2.9 |  | N |  |  | N | Commercial Non-CHP | 4 | X | SUN
Solar Photovoltaic.SUN | solar PV | FALSE | 58754 | Sunlight General Mercer Solar LLC | 58882 | Mercer County Community College | NJ | Mercer | PV01 | Solar Photovoltaic | PV |  | S | 7.5 |  | 7.5 | 7.5 |  | N |  |  | N | Commercial Non-CHP | 4 | X | SUN
Onshore Wind Turbine.WND | onshore wind | TRUE | 12341 | MidAmerican Energy Co | 58883 | Highland Wind Project (IA) | IA | O'Brien | HLWF | Onshore Wind Turbine | WT |  | S | 16.4 |  | 15.4 | 15.4 | 0.1 | N |  |  | N | Electric Utility | 1 | X | WND
Onshore Wind Turbine.WND | onshore wind | TRUE | 12341 | MidAmerican Energy Co | 58883 | Highland Wind Project (IA) | IA | O'Brien | HLWF2 | Onshore Wind Turbine | WT |  | S | 100.8 |  | 91 | 91 | 0.1 | N |  |  | N | Electric Utility | 1 | X | WND
Onshore Wind Turbine.WND | onshore wind | TRUE | 12341 | MidAmerican Energy Co | 58883 | Highland Wind Project (IA) | IA | O'Brien | HLWF3 | Onshore Wind Turbine | WT |  | S | 89.1 |  | 87.1 | 87.1 | 0.1 | N |  |  | N | Electric Utility | 1 | X | WND
Onshore Wind Turbine.WND | onshore wind | TRUE | 12341 | MidAmerican Energy Co | 58883 | Highland Wind Project (IA) | IA | O'Brien | HLWF4 | Onshore Wind Turbine | WT |  | S | 89.2 |  | 87 | 87 | 0.1 | N |  |  | N | Electric Utility | 1 | X | WND
Onshore Wind Turbine.WND | onshore wind | TRUE | 12341 | MidAmerican Energy Co | 58883 | Highland Wind Project (IA) | IA | O'Brien | HLWF5 | Onshore Wind Turbine | WT |  | S | 115 |  | 105 | 105 | 0.1 | N |  |  | N | Electric Utility | 1 | X | WND
Onshore Wind Turbine.WND | onshore wind | TRUE | 12341 | MidAmerican Energy Co | 58883 | Highland Wind Project (IA) | IA | O'Brien | HLWF6 | Onshore Wind Turbine | WT |  | S | 86.8 |  | 84.8 | 84.8 | 0.1 | N |  |  | N | Electric Utility | 1 | X | WND
Onshore Wind Turbine.WND | onshore wind | TRUE | 12341 | MidAmerican Energy Co | 58883 | Highland Wind Project (IA) | IA | O'Brien | HLWF7 | Onshore Wind Turbine | WT |  | S | 4.7 |  | 4.7 | 4.7 | 0.1 | N |  |  | N | Electric Utility | 1 | X | WND
Onshore Wind Turbine.WND | onshore wind | TRUE | 12341 | MidAmerican Energy Co | 58884 | Lundgren Wind Project | IA | Webster | LGWF | Onshore Wind Turbine | WT |  | S | 251 |  | 250 | 250 | 0.1 | N |  |  | N | Electric Utility | 1 | X | WND
Onshore Wind Turbine.WND | onshore wind | TRUE | 12341 | MidAmerican Energy Co | 58885 | Macksburg Wind Project | IA | Madison | MBWF | Onshore Wind Turbine | WT |  | S | 119.6 |  | 119.6 | 119.6 | 0.1 | N |  |  | N | Electric Utility | 1 | X | WND
Onshore Wind Turbine.WND | onshore wind | TRUE | 12341 | MidAmerican Energy Co | 58886 | Wellsburg Wind Project | IA | Grundy | WBWF | Onshore Wind Turbine | WT |  | S | 140.8 |  | 138.6 | 138.6 | 0.1 | N |  |  | N | Electric Utility | 1 | X | WND
Onshore Wind Turbine.WND | onshore wind | TRUE | 58760 | FPC Services Inc. | 58887 | Com Adam 1WF-1 | IL | Lee | ADAM | Onshore Wind Turbine | WT |  | S | 2.5 |  | 2.5 | 2.5 | 0.1 | N |  |  | N | IPP Non-CHP | 2 | X | WND
Onshore Wind Turbine.WND | onshore wind | TRUE | 58760 | FPC Services Inc. | 58887 | Com Adam 1WF-1 | IL | Lee | EVE | Onshore Wind Turbine | WT |  | S | 2.5 |  | 2.5 | 2.5 | 0.1 | N |  |  | N | IPP Non-CHP | 2 | X | WND
Solar Photovoltaic.SUN | solar PV | TRUE | 58759 | Perpetual Energy Systems | 58889 | ASTI | CA | Sonoma | ASTI | Solar Photovoltaic | PV |  | S | 1.2 |  | 1.2 | 1.2 |  | N |  |  | N | IPP Non-CHP | 2 | X | SUN
Solar Photovoltaic.SUN | solar PV | TRUE | 58759 | Perpetual Energy Systems | 58890 | Beringer | CA | Sonoma | BERI | Solar Photovoltaic | PV |  | S | 1.4 |  | 1.4 | 1.4 |  | N |  |  | N | IPP Non-CHP | 2 | X | SUN
Onshore Wind Turbine.WND | onshore wind | TRUE | 64331 | DTE Sustainable Generation | 58891 | Big Turtle Wind Farm, LLC | MI | Huron | BTWF1 | Onshore Wind Turbine | WT |  | S | 20 |  | 20 | 20 | 0 | N |  |  | N | IPP Non-CHP | 2 | X | WND
Solar Photovoltaic.SUN | solar PV | TRUE | 60898 | Axium US Solar Holdings LLC | 58892 | Camilla Solar Plant | GA | Mitchell | CMLA | Solar Photovoltaic | PV |  | S | 16 |  | 16 | 17.6 |  | N |  |  | N | IPP Non-CHP | 2 | X | SUN
Solar Photovoltaic.SUN | solar PV | TRUE | 60898 | Axium US Solar Holdings LLC | 58893 | Camp Solar Plant | GA | Meriwether | CAMP | Solar Photovoltaic | PV |  | S | 2.4 |  | 2.4 | 2.6 |  | N |  |  | N | IPP Non-CHP | 2 | X | SUN
Solar Photovoltaic.SUN | solar PV | FALSE | 58769 | Sunlight General Somerset Solar LLC | 58896 | Patriots Stadium | NJ | Somerset | PV01 | Solar Photovoltaic | PV |  | S | 1 |  | 1 | 1 |  | N |  |  | N | Commercial Non-CHP | 4 | X | SUN
Natural Gas Internal Combustion Engine.NG | natural gas peaker | FALSE | 58767 | Temple University | 58897 | Temple SEGF | PA | Philadelphia | 19G01 | Natural Gas Internal Combustion Engine | IC |  | S | 1.6 | 0.8 | 1.6 | 1.6 | 0.1 | N |  |  | N | Commercial Non-CHP | 4 | X | NG
Natural Gas Internal Combustion Engine.NG | natural gas peaker | FALSE | 58767 | Temple University | 58897 | Temple SEGF | PA | Philadelphia | 19G02 | Natural Gas Internal Combustion Engine | IC |  | S | 1.6 | 0.8 | 1.6 | 1.6 | 0.1 | N |  |  | N | Commercial Non-CHP | 4 | X | NG
Natural Gas Internal Combustion Engine.NG | natural gas peaker | FALSE | 58767 | Temple University | 58897 | Temple SEGF | PA | Philadelphia | 19G03 | Natural Gas Internal Combustion Engine | IC |  | S | 1.6 | 0.8 | 1.6 | 1.6 | 0.1 | N |  |  | N | Commercial Non-CHP | 4 | X | NG
Natural Gas Internal Combustion Engine.NG | natural gas peaker | FALSE | 58767 | Temple University | 58897 | Temple SEGF | PA | Philadelphia | 19G04 | Natural Gas Internal Combustion Engine | IC |  | S | 1.6 | 0.8 | 1.6 | 1.6 | 0.1 | N |  |  | N | Commercial Non-CHP | 4 | X | NG
Natural Gas Internal Combustion Engine.NG | natural gas peaker | FALSE | 58767 | Temple University | 58897 | Temple SEGF | PA | Philadelphia | 19G05 | Natural Gas Internal Combustion Engine | IC |  | S | 1.6 | 0.8 | 1.6 | 1.6 | 0.1 | N |  |  | N | Commercial Non-CHP | 4 | X | NG
Natural Gas Internal Combustion Engine.NG | natural gas peaker | FALSE | 58767 | Temple University | 58897 | Temple SEGF | PA | Philadelphia | 19G06 | Natural Gas Internal Combustion Engine | IC |  | S | 1.6 | 0.8 | 1.6 | 1.6 | 0.1 | N |  |  | N | Commercial Non-CHP | 4 | X | NG
Natural Gas Internal Combustion Engine.NG | natural gas peaker | FALSE | 58767 | Temple University | 58897 | Temple SEGF | PA | Philadelphia | 19G07 | Natural Gas Internal Combustion Engine | IC |  | S | 1.6 | 0.8 | 1.6 | 1.6 | 0.1 | N |  |  | N | Commercial Non-CHP | 4 | X | NG
Natural Gas Internal Combustion Engine.NG | natural gas peaker | FALSE | 58767 | Temple University | 58897 | Temple SEGF | PA | Philadelphia | 19G08 | Natural Gas Internal Combustion Engine | IC |  | S | 1.6 | 0.8 | 1.6 | 1.6 | 0.1 | N |  |  | N | Commercial Non-CHP | 4 | X | NG
Natural Gas Internal Combustion Engine.NG | natural gas peaker | FALSE | 58767 | Temple University | 58897 | Temple SEGF | PA | Philadelphia | 19G09 | Natural Gas Internal Combustion Engine | IC |  | S | 1.6 | 0.8 | 1.6 | 1.6 | 0.1 | N |  |  | N | Commercial Non-CHP | 4 | X | NG
Natural Gas Internal Combustion Engine.NG | natural gas peaker | FALSE | 58767 | Temple University | 58897 | Temple SEGF | PA | Philadelphia | 19G10 | Natural Gas Internal Combustion Engine | IC |  | S | 1.6 | 0.8 | 1.6 | 1.6 | 0.1 | N |  |  | N | Commercial Non-CHP | 4 | X | NG
Onshore Wind Turbine.WND | onshore wind | TRUE | 57170 | EDF Renewable Asset Holdings, Inc. | 58898 | Pilot Hill Wind Farm | IL | Kankakee | K4-1 | Onshore Wind Turbine | WT |  | W | 175 |  | 175 | 175 | 0 | N |  |  | N | IPP Non-CHP | 2 | X | WND
Solar Photovoltaic.SUN | solar PV | TRUE | 15473 | Public Service Co of NM | 58899 | Prosperity Energy Storage Facility Hybrid | NM | Bernalillo | GEN-1 | Solar Photovoltaic | PV |  | S | 0.5 |  | 0.5 | 0.5 |  | N |  |  | N | Electric Utility | 1 | X | SUN
Batteries.MWH | battery storage | 0 | 15473 | Public Service Co of NM | 58899 | Prosperity Energy Storage Facility Hybrid | NM | Bernalillo | GEN-2 | Batteries | BA |  | S | 0.8 |  | 0.8 | 0.8 |  | N |  |  | N | Electric Utility | 1 | X | MWH
Onshore Wind Turbine.WND | onshore wind | TRUE | 58770 | Balko Wind LLC | 58900 | Balko Wind LLC | OK | Beaver | BAL1 | Onshore Wind Turbine | WT |  | S | 299.7 |  | 299.7 | 299.7 | 0.5 | N |  |  | N | IPP Non-CHP | 2 | X | WND
Conventional Hydroelectric.WAT | hydro | TRUE | 58771 | Tri-County Water Conservancy District | 58901 | Tri-County Water Hydropower Project | CO | Ouray | TCWG1 | Conventional Hydroelectric | HY |  | S | 7.2 | 1 | 7.2 | 0.1 | 2.9 | N |  |  | N | IPP Non-CHP | 2 | X | WAT
Conventional Hydroelectric.WAT | hydro | TRUE | 58771 | Tri-County Water Conservancy District | 58901 | Tri-County Water Hydropower Project | CO | Ouray | TCWG2 | Conventional Hydroelectric | HY |  | S | 0.8 | 1 | 0.8 | 0.8 | 0.3 | N |  |  | N | IPP Non-CHP | 2 | X | WAT
Onshore Wind Turbine.WND | onshore wind | TRUE | 58773 | Kingfisher Wind LLC | 58902 | Kingfisher Wind LLC | OK | Kingfisher | KNG1 | Onshore Wind Turbine | WT |  | S | 298 |  | 298 | 298 | 0 | N |  |  | N | IPP Non-CHP | 2 | X | WND
Onshore Wind Turbine.WND | onshore wind | TRUE | 58784 | Fourmile Wind Energy, LLC | 58904 | Fourmile Ridge | MD | Garrett | 1 | Onshore Wind Turbine | WT |  | S | 40 |  | 40 | 40 | 0.4 | N |  |  | N | IPP Non-CHP | 2 | X | WND
Solar Photovoltaic.SUN | solar PV | TRUE | 61944 | MN8 Energy LLC | 58906 | Valley Center 1 | CA | San Diego | VC1 | Solar Photovoltaic | PV |  | S | 2.5 |  | 2.5 | 2.5 |  | N |  |  | N | IPP Non-CHP | 2 | X | SUN
Solar Photovoltaic.SUN | solar PV | TRUE | 61944 | MN8 Energy LLC | 58907 | Valley Center 2 | CA | San Diego | VC2 | Solar Photovoltaic | PV |  | S | 5 |  | 5 | 5 |  | N |  |  | N | IPP Non-CHP | 2 | X | SUN
Onshore Wind Turbine.WND | onshore wind | TRUE | 58785 | Beebe 1B Renewable Energy, LLC | 58908 | Beebe 1B | MI | Gratiot | 1 | Onshore Wind Turbine | WT |  | S | 50.4 |  | 50.4 | 50.4 | 0.1 | N |  |  | N | IPP Non-CHP | 2 | X | WND
Solar Photovoltaic.SUN | solar PV | TRUE | 61944 | MN8 Energy LLC | 58909 | Ramona 1 | CA | San Diego | RAM1 | Solar Photovoltaic | PV |  | S | 2 |  | 2 | 2 |  | N |  |  | N | IPP Non-CHP | 2 | X | SUN
Solar Photovoltaic.SUN | solar PV | TRUE | 61944 | MN8 Energy LLC | 58911 | Ramona 2 | CA | San Diego | RAM2 | Solar Photovoltaic | PV |  | S | 5 |  | 5 | 5 |  | N |  |  | N | IPP Non-CHP | 2 | X | SUN
Solar Photovoltaic.SUN | solar PV | TRUE | 57104 | Golden Springs Development Company LLC | 58912 | Santa Fe Springs Rooftop Solar BLDG M | CA | Los Angeles | 1 | Solar Photovoltaic | PV |  | S | 1.8 |  | 1.8 | 1.8 |  | N |  |  | N | IPP Non-CHP | 2 | X | SUN
Solar Photovoltaic.SUN | solar PV | TRUE | 57104 | Golden Springs Development Company LLC | 58913 | Santa Fe Springs Rooftop Solar BLDG H | CA | Los Angeles | 1 | Solar Photovoltaic | PV |  | S | 1.5 |  | 1.5 | 1.5 |  | N |  |  | N | IPP Non-CHP | 2 | X | SUN
Natural Gas Fired Combustion Turbine.NG | natural gas peaker | TRUE | 58789 | DOD USMC Marine Air Ground Combat | 58914 | MCAGCC Cogen Plant | CA | San Bernardino | CG1 | Natural Gas Fired Combustion Turbine | GT |  | S | 7.2 | 0.92 | 7 | 5 | 3.5 | N |  |  | Y | IPP CHP | 3 | T | NG | DFO
Natural Gas Fired Combustion Turbine.NG | natural gas peaker | TRUE | 58789 | DOD USMC Marine Air Ground Combat | 58914 | MCAGCC Cogen Plant | CA | San Bernardino | CG100 | Natural Gas Fired Combustion Turbine | GT |  | S | 4.6 | 0.82 | 4.6 | 2.5 | 2.1 | N |  |  | Y | IPP CHP | 3 | T | NG | PG
Natural Gas Fired Combustion Turbine.NG | natural gas peaker | TRUE | 58789 | DOD USMC Marine Air Ground Combat | 58914 | MCAGCC Cogen Plant | CA | San Bernardino | CG200 | Natural Gas Fired Combustion Turbine | GT |  | S | 4.6 | 0.82 | 4.6 | 2.5 | 2.1 | N |  |  | Y | IPP CHP | 3 | T | NG | PG
Solar Photovoltaic.SUN | solar PV | TRUE | 56769 | Consolidated Edison Development Inc. | 58915 | Copper Mountain Solar 3 | NV | Clark | 1 | Solar Photovoltaic | PV |  | S | 26 |  | 26 | 26 |  | N |  |  | N | IPP Non-CHP | 2 | X | SUN
Solar Photovoltaic.SUN | solar PV | TRUE | 56769 | Consolidated Edison Development Inc. | 58915 | Copper Mountain Solar 3 | NV | Clark | 10 | Solar Photovoltaic | PV |  | S | 21 |  | 21 | 21 |  | N |  |  | N | IPP Non-CHP | 2 | X | SUN
Solar Photovoltaic.SUN | solar PV | TRUE | 56769 | Consolidated Edison Development Inc. | 58915 | Copper Mountain Solar 3 | NV | Clark | 2 | Solar Photovoltaic | PV |  | S | 27 |  | 27 | 27 |  | N |  |  | N | IPP Non-CHP | 2 | X | SUN
Solar Photovoltaic.SUN | solar PV | TRUE | 56769 | Consolidated Edison Development Inc. | 58915 | Copper Mountain Solar 3 | NV | Clark | 3 | Solar Photovoltaic | PV |  | S | 26 |  | 26 | 26 |  | N |  |  | N | IPP Non-CHP | 2 | X | SUN
Solar Photovoltaic.SUN | solar PV | TRUE | 56769 | Consolidated Edison Development Inc. | 58915 | Copper Mountain Solar 3 | NV | Clark | 4 | Solar Photovoltaic | PV |  | S | 28 |  | 28 | 28 |  | N |  |  | N | IPP Non-CHP | 2 | X | SUN
Solar Photovoltaic.SUN | solar PV | TRUE | 56769 | Consolidated Edison Development Inc. | 58915 | Copper Mountain Solar 3 | NV | Clark | 5 | Solar Photovoltaic | PV |  | S | 25 |  | 25 | 25 |  | N |  |  | N | IPP Non-CHP | 2 | X | SUN
Solar Photovoltaic.SUN | solar PV | TRUE | 56769 | Consolidated Edison Development Inc. | 58915 | Copper Mountain Solar 3 | NV | Clark | 6 | Solar Photovoltaic | PV |  | S | 26 |  | 26 | 26 |  | N |  |  | N | IPP Non-CHP | 2 | X | SUN
Solar Photovoltaic.SUN | solar PV | TRUE | 56769 | Consolidated Edison Development Inc. | 58915 | Copper Mountain Solar 3 | NV | Clark | 7 | Solar Photovoltaic | PV |  | S | 26 |  | 26 | 26 |  | N |  |  | N | IPP Non-CHP | 2 | X | SUN
Solar Photovoltaic.SUN | solar PV | TRUE | 56769 | Consolidated Edison Development Inc. | 58915 | Copper Mountain Solar 3 | NV | Clark | 8 | Solar Photovoltaic | PV |  | S | 26 |  | 26 | 26 |  | N |  |  | N | IPP Non-CHP | 2 | X | SUN
Solar Photovoltaic.SUN | solar PV | TRUE | 56769 | Consolidated Edison Development Inc. | 58915 | Copper Mountain Solar 3 | NV | Clark | 9 | Solar Photovoltaic | PV |  | S | 24 |  | 24 | 24 |  | N |  |  | N | IPP Non-CHP | 2 | X | SUN
Solar Photovoltaic.SUN | solar PV | FALSE | 58753 | Sunlight General Morris Solar LLC | 58917 | Tioga Solar Morris County 1 LLC | NJ | Morris | MMIR | Solar Photovoltaic | PV |  | S | 1 |  | 1 | 1 |  | N |  |  | N | Commercial Non-CHP | 4 | X | SUN
Solar Photovoltaic.SUN | solar PV | TRUE | 61315 | Solarenewal LLC | 58918 | 2081 Terzian Solar Project | CA | Fresno | 2081 | Solar Photovoltaic | PV |  | S | 1.2 |  | 1.2 | 1.2 |  | N |  |  | N | IPP Non-CHP | 2 | X | SUN
Solar Photovoltaic.SUN | solar PV | TRUE | 61315 | Solarenewal LLC | 58919 | 2127 Harris Solar Project | CA | Butte | 2127 | Solar Photovoltaic | PV |  | S | 1.3 |  | 1.3 | 1.3 |  | N |  |  | N | IPP Non-CHP | 2 | X | SUN
Solar Photovoltaic.SUN | solar PV | TRUE | 61315 | Solarenewal LLC | 58920 | 2097 Helton Solar Project | CA | Merced | 2097 | Solar Photovoltaic | PV |  | S | 1.5 |  | 1.5 | 1.5 |  | N |  |  | N | IPP Non-CHP | 2 | X | SUN
Other Waste Biomass.OBG | biomass | TRUE | 58383 | CH4 Biogas LLC | 58921 | Napoleon Biogas | OH | Henry | GEN1 | Other Waste Biomass | IC |  | W | 1.4 | 0.9 | 1.2 | 1.2 | 1.2 | N |  |  | N | IPP Non-CHP | 2 | X | OBG | NG
Other Waste Biomass.OBG | biomass | TRUE | 58383 | CH4 Biogas LLC | 58921 | Napoleon Biogas | OH | Henry | GEN2 | Other Waste Biomass | IC |  | W | 1.4 | 0.9 | 1.2 | 1.2 | 1.2 | N |  |  | N | IPP Non-CHP | 2 | X | OBG
Onshore Wind Turbine.WND | onshore wind | TRUE | 60568 | Sugar Creek Wind One LLC | 58924 | Sugar Creek Wind One LLC | IL | Logan | SUG1 | Onshore Wind Turbine | WT |  | S | 202 |  | 202 | 202 | 1 | N |  |  | N | IPP Non-CHP | 2 | X | WND
Onshore Wind Turbine.WND | onshore wind | TRUE | 60569 | Lincoln Land Wind, LLC | 58925 | Lincoln Land Wind | IL | Sangamon | SAN1 | Onshore Wind Turbine | WT |  | S | 302 |  | 302 | 302 | 1 | N |  |  | N | IPP Non-CHP | 2 | X | WND
Onshore Wind Turbine.WND | onshore wind | TRUE | 58795 | Hamilton Wind Energy LLC | 58927 | Story City Wind Project | IA | Story | WT01 | Onshore Wind Turbine | WT |  | S | 1.5 |  | 1.5 | 1.5 | 0.1 | N |  |  | N | IPP Non-CHP | 2 | X | WND
Petroleum Liquids.DFO | petroleum | TRUE | 12286 | Melrose Public Utilities | 58929 | Melrose 2 | MN | Stearns | 12286 | Petroleum Liquids | IC |  | S | 1 | 0.9 | 0.9 | 0.9 | 0.8 | N |  |  | N | Electric Utility | 1 | X | DFO
Onshore Wind Turbine.WND | onshore wind | TRUE | 19062 | City of Traer - (IA) | 58932 | Traer Wind Project | IA | Tama | WT01 | Onshore Wind Turbine | WT |  | S | 1.5 |  | 1.5 | 1.5 | 0.1 | N |  |  | N | IPP Non-CHP | 2 | X | WND
Natural Gas Fired Combined Cycle.NG | natural gas combined cycle | FALSE | 58798 | Shell Chemical Appalachia LLC | 58933 | Shell Chemical Appalachia LLC | PA | Beaver | GTG1 | Natural Gas Fired Combined Cycle | CT | COGN | S | 48.4 | 0.8 | 37.1 | 46.5 | 22.8 | N |  |  | Y | Industrial CHP | 7 | T | NG
Natural Gas Fired Combined Cycle.NG | natural gas combined cycle | FALSE | 58798 | Shell Chemical Appalachia LLC | 58933 | Shell Chemical Appalachia LLC | PA | Beaver | GTG2 | Natural Gas Fired Combined Cycle | CT | COGN | S | 48.4 | 0.8 | 37.1 | 46.5 | 22.8 | N |  |  | Y | Industrial CHP | 7 | T | NG
Natural Gas Fired Combined Cycle.NG | natural gas combined cycle | FALSE | 58798 | Shell Chemical Appalachia LLC | 58933 | Shell Chemical Appalachia LLC | PA | Beaver | GTG3 | Natural Gas Fired Combined Cycle | CT | COGN | S | 48.4 | 0.8 | 37.1 | 46.5 | 22.8 | N |  |  | Y | Industrial CHP | 7 | T | NG
Natural Gas Fired Combined Cycle.NG | natural gas combined cycle | FALSE | 58798 | Shell Chemical Appalachia LLC | 58933 | Shell Chemical Appalachia LLC | PA | Beaver | STG1 | Natural Gas Fired Combined Cycle | CA | COGN | S | 82.3 | 0.8 | 72.7 | 75.8 | 19 | N |  |  | Y | Industrial CHP | 7 | T | NG
Natural Gas Fired Combined Cycle.NG | natural gas combined cycle | FALSE | 58798 | Shell Chemical Appalachia LLC | 58933 | Shell Chemical Appalachia LLC | PA | Beaver | STG2 | Natural Gas Fired Combined Cycle | CA | COGN | S | 82.3 | 0.8 | 72.7 | 75.8 | 19 | N |  |  | Y | Industrial CHP | 7 | T | NG
Solar Photovoltaic.SUN | solar PV | TRUE | 58801 | Integrys MA Solar, LLC | 58934 | Integrys MA Solar, LLC - Ashburnham Site | MA | Worcester | ASH-R | Solar Photovoltaic | PV |  | S | 2.6 |  | 2.6 | 2.6 |  | N |  |  | N | IPP Non-CHP | 2 | X | SUN
Solar Photovoltaic.SUN | solar PV | TRUE | 58801 | Integrys MA Solar, LLC | 58934 | Integrys MA Solar, LLC - Ashburnham Site | MA | Worcester | ASH10 | Solar Photovoltaic | PV |  | S | 0.3 |  | 0.3 | 0.3 |  | N |  |  | N | IPP Non-CHP | 2 | X | SUN
Solar Photovoltaic.SUN | solar PV | TRUE | 58800 | Cross Pollination Inc | 58935 | Open View Solar Farm | VT | Addison | PV | Solar Photovoltaic | PV |  | S | 2 |  | 1.9 | 1.9 |  | N |  |  | N | IPP Non-CHP | 2 | X | SUN
Solar Photovoltaic.SUN | solar PV | TRUE | 58802 | Walpole Solar 2, LLC | 58936 | Walpole Solar 2 | MA | Norfolk | WLPL1 | Solar Photovoltaic | PV |  | S | 2.4 |  | 2.4 | 2.4 |  | N |  |  | N | IPP Non-CHP | 2 | X | SUN
Solar Photovoltaic.SUN | solar PV | TRUE | 58803 | Gardner Solar 1, LLC | 58937 | Gardner Solar 1 | MA | Worcester | GRDN1 | Solar Photovoltaic | PV |  | S | 2 |  | 2 | 2 |  | N |  |  | N | IPP Non-CHP | 2 | X | SUN
Onshore Wind Turbine.WND | onshore wind | TRUE | 59380 | Enel Green Power NA, Inc. | 58938 | Origin Wind | OK | Murray | WT | Onshore Wind Turbine | WT |  | S | 150 |  | 150 | 150 | 0.1 | N |  |  | N | IPP Non-CHP | 2 | X | WND
Onshore Wind Turbine.WND | onshore wind | TRUE | 57421 | Chopin Wind, LLC | 58939 | Anderson Wind I | NM | Chaves | AND1 | Onshore Wind Turbine | WT |  | W | 5 |  | 5 | 5 | 0 | N |  |  | N | IPP Non-CHP | 2 | X | WND
Onshore Wind Turbine.WND | onshore wind | TRUE | 57421 | Chopin Wind, LLC | 58940 | Anderson Wind II | NM | Chaves | AND2 | Onshore Wind Turbine | WT |  | W | 10 |  | 10 | 10 | 0 | N |  |  | N | IPP Non-CHP | 2 | X | WND
Solar Photovoltaic.SUN | solar PV | TRUE | 60025 | Greenbacker Renewable Energy Corporation | 58942 | Rockville Solar I LLC | IN | Marion | RVSI | Solar Photovoltaic | PV |  | S | 2.8 |  | 2.8 | 2.8 |  | N |  |  | N | IPP Non-CHP | 2 | X | SUN
Solar Photovoltaic.SUN | solar PV | TRUE | 65411 | Duke Energy Renewables Services | 58943 | Halifax | NC | Halifax | 1 | Solar Photovoltaic | PV |  | S | 20 |  | 20 | 20 |  | N |  |  | N | IPP Non-CHP | 2 | X | SUN
Wood/Wood Waste Biomass.WDS | biomass | TRUE | 39347 | East Texas Electric Coop, Inc | 58944 | Woodville Renewable Power Project | TX | Tyler | G1 | Wood/Wood Waste Biomass | ST |  | S | 49.9 | 0.95 | 46.5 | 46.5 | 20 | N |  |  | N | Electric Utility | 1 | X | WDS
Landfill Gas.LFG | natural gas peaker | TRUE | 58811 | Ameresco Dallas LLC | 58946 | Ameresco Dallas LLC | TX | Dallas | ENG1 | Landfill Gas | IC |  | S | 1.4 | 1 | 1.4 | 1.4 | 0.7 | N |  |  | N | IPP Non-CHP | 2 | X | LFG
Landfill Gas.LFG | natural gas peaker | TRUE | 58811 | Ameresco Dallas LLC | 58946 | Ameresco Dallas LLC | TX | Dallas | ENG2 | Landfill Gas | IC |  | S | 1.4 | 1 | 1.4 | 1.4 | 0.7 | N |  |  | N | IPP Non-CHP | 2 | X | LFG
Landfill Gas.LFG | natural gas peaker | TRUE | 58811 | Ameresco Dallas LLC | 58946 | Ameresco Dallas LLC | TX | Dallas | ENG3 | Landfill Gas | IC |  | S | 1.4 | 1 | 1.4 | 1.4 | 0.7 | N |  |  | N | IPP Non-CHP | 2 | X | LFG
Petroleum Liquids.DFO | petroleum | TRUE | 2265 | Bristol-Myers Squibb Co | 58947 | Bristol Myers Squibb Lawrenceville | NJ | Mercer | DG101 | Petroleum Liquids | IC |  | S | 1.2 | 0.8 | 0.9 | 0.9 | 0.5 | N |  |  | N | IPP CHP | 3 | X | DFO
Natural Gas Fired Combustion Turbine.NG | natural gas peaker | TRUE | 2265 | Bristol-Myers Squibb Co | 58947 | Bristol Myers Squibb Lawrenceville | NJ | Mercer | TG101 | Natural Gas Fired Combustion Turbine | GT |  | S | 4.3 | 0.8 | 4 | 4.4 | 2.4 | N |  |  | N | IPP CHP | 3 | X | NG | DFO
Natural Gas Fired Combustion Turbine.NG | natural gas peaker | TRUE | 2265 | Bristol-Myers Squibb Co | 58947 | Bristol Myers Squibb Lawrenceville | NJ | Mercer | TG102 | Natural Gas Fired Combustion Turbine | GT |  | S | 5.6 | 0.8 | 5.4 | 5.8 | 2.8 | N |  |  | Y | IPP CHP | 3 | T | NG | DFO
Solar Photovoltaic.SUN | solar PV | TRUE | 60281 | Altus Power America Management, LLC | 58949 | Cloverdale Solar I | CA | Sonoma | TBD | Solar Photovoltaic | PV |  | S | 1.5 |  | 1.5 | 1.5 |  | N |  |  | N | IPP Non-CHP | 2 | X | SUN
Solar Photovoltaic.SUN | solar PV | TRUE | 63069 | CVI CleanCapital Solar 5 LLC | 58951 | Delilah Road Landfill | NJ | Atlantic | DRLS | Solar Photovoltaic | PV |  | S | 8.5 |  | 8.5 | 8.5 |  | N |  |  | N | IPP Non-CHP | 2 | X | SUN
Solar Photovoltaic.SUN | solar PV | TRUE | 58816 | Dessie Solar Center LLC | 58952 | Dessie Solar Center LLC | NC | Columbus | DESS | Solar Photovoltaic | PV |  | S | 4.8 |  | 4.8 | 4.8 |  | N |  |  | N | IPP Non-CHP | 2 | X | SUN
Solar Photovoltaic.SUN | solar PV | TRUE | 60025 | Greenbacker Renewable Energy Corporation | 58953 | Rockville Solar II, LLC | IN | Marion | RVSII | Solar Photovoltaic | PV |  | S | 2.7 |  | 2.7 | 2.7 |  | N |  |  | N | IPP Non-CHP | 2 | X | SUN
Solar Photovoltaic.SUN | solar PV | TRUE | 60947 | Tesla Inc. | 58954 | Intel Folsom Phase 2 | CA | Sacramento | PV | Solar Photovoltaic | PV |  | S | 1 |  | 1 | 1 |  | N |  |  | N | IPP Non-CHP | 2 | X | SUN
Solar Photovoltaic.SUN | solar PV | TRUE | 58818 | BearPond Solar Center LLC | 58955 | BearPond Solar Center LLC | NC | Vance | BEAR | Solar Photovoltaic | PV |  | S | 4.8 |  | 4.8 | 4.8 |  | N |  |  | N | IPP Non-CHP | 2 | X | SUN
Solar Photovoltaic.SUN | solar PV | TRUE | 58820 | Shankle Solar Center LLC | 58956 | Shankle Solar Center LLC | NC | Hoke | SHAN | Solar Photovoltaic | PV |  | S | 4.8 |  | 4.8 | 4.8 |  | N |  |  | N | IPP Non-CHP | 2 | X | SUN
Solar Photovoltaic.SUN | solar PV | TRUE | 58819 | Graham Solar Center LLC | 58957 | Graham Solar Center LLC | NC | Columbus | GRAH | Solar Photovoltaic | PV |  | S | 4.8 |  | 4.8 | 4.8 |  | N |  |  | N | IPP Non-CHP | 2 | X | SUN
Onshore Wind Turbine.WND | onshore wind | TRUE | 58821 | Camelot Wind LLC | 58958 | Camelot Wind LLC | MA | Plymouth | CMLTW | Onshore Wind Turbine | WT |  | S | 1.5 |  | 1.5 | 1.5 | 0.1 | N |  |  | N | IPP Non-CHP | 2 | X | WND
Solar Photovoltaic.SUN | solar PV | TRUE | 58822 | MC Power Companies Inc | 58959 | Butler Solar Power Project | MO | Bates | BSF1 | Solar Photovoltaic | PV |  | W | 2.8 |  | 2.8 | 2.8 |  | N |  |  | N | Electric Utility | 1 | X | SUN
Other Waste Biomass.OBG | biomass | TRUE | 58824 | City of Santa Rosa | 58960 | Laguna Water Reclamation Facility | CA | Sonoma | S200 | Other Waste Biomass | IC |  | S | 1.1 | 0.8 | 1.1 | 1.1 | 0.7 | N |  |  | Y | Commercial CHP | 5 | T | OBG | NG
Other Waste Biomass.OBG | biomass | TRUE | 58824 | City of Santa Rosa | 58960 | Laguna Water Reclamation Facility | CA | Sonoma | S201 | Other Waste Biomass | IC |  | S | 1.1 | 0.8 | 1.1 | 1.1 | 0.7 | N |  |  | Y | Commercial CHP | 5 | T | OBG | NG
Other Waste Biomass.OBG | biomass | TRUE | 58824 | City of Santa Rosa | 58960 | Laguna Water Reclamation Facility | CA | Sonoma | S202 | Other Waste Biomass | IC |  | S | 1.1 | 0.8 | 1.1 | 1.1 | 0.7 | N |  |  | Y | Commercial CHP | 5 | T | OBG | NG
Other Waste Biomass.OBG | biomass | TRUE | 58824 | City of Santa Rosa | 58960 | Laguna Water Reclamation Facility | CA | Sonoma | S203 | Other Waste Biomass | IC |  | S | 1.1 | 0.8 | 1.1 | 1.1 | 0.7 | N |  |  | Y | Commercial CHP | 5 | T | OBG | NG
Solar Photovoltaic.SUN | solar PV | TRUE | 60947 | Tesla Inc. | 58961 | Oregon University System OIT Klamath Falls | OR | Klamath | PV | Solar Photovoltaic | PV |  | W | 1.7 |  | 1.7 | 1.7 |  | N |  |  | N | IPP Non-CHP | 2 | X | SUN
Solar Photovoltaic.SUN | solar PV | TRUE | 60947 | Tesla Inc. | 58963 | Las Virgenes Municipal Water District | CA | Los Angeles | PV | Solar Photovoltaic | PV |  | W | 1 |  | 1 | 1 |  | N |  |  | N | IPP Non-CHP | 2 | X | SUN
Solar Photovoltaic.SUN | solar PV | TRUE | 56769 | Consolidated Edison Development Inc. | 58964 | Technology Drive Solar | VT | Windham | PV1 | Solar Photovoltaic | PV |  | S | 2 |  | 2 | 2 |  | N |  |  | N | IPP Non-CHP | 2 | X | SUN
Onshore Wind Turbine.WND | onshore wind | TRUE | 12199 | Montana-Dakota Utilities Co | 58965 | Thunder Spirit Wind, LLC | ND | Adams | 2 | Onshore Wind Turbine | WT |  | S | 48 |  | 48 | 48 | 0.1 | N |  |  | N | Electric Utility | 1 | X | WND
Onshore Wind Turbine.WND | onshore wind | TRUE | 12199 | Montana-Dakota Utilities Co | 58965 | Thunder Spirit Wind, LLC | ND | Adams | THNDR | Onshore Wind Turbine | WT |  | S | 107.5 |  | 107.5 | 107.5 | 0.1 | N |  |  | N | Electric Utility | 1 | X | WND
Onshore Wind Turbine.WND | onshore wind | TRUE | 60025 | Greenbacker Renewable Energy Corporation | 58966 | Fairfield Wind | MT | Teton | T 1-6 | Onshore Wind Turbine | WT |  | W | 10 |  | 10 | 10 | 0.6 | N |  |  | N | IPP Non-CHP | 2 | X | WND
Solar Photovoltaic.SUN | solar PV | TRUE | 24211 | Tucson Electric Power Co | 58972 | Fort Huachuca Solar PV Project | AZ | Cochise | FHUA2 | Solar Photovoltaic | PV |  | S | 4.1 |  | 4.4 | 4.4 |  | N |  |  | N | Electric Utility | 1 | X | SUN
Solar Photovoltaic.SUN | solar PV | TRUE | 24211 | Tucson Electric Power Co | 58972 | Fort Huachuca Solar PV Project | AZ | Cochise | FHUAC | Solar Photovoltaic | PV |  | S | 13.6 |  | 13.6 | 13.6 |  | N |  |  | N | Electric Utility | 1 | X | SUN
Solar Photovoltaic.SUN | solar PV | TRUE | 56769 | Consolidated Edison Development Inc. | 58973 | White River Solar 2 | CA | Tulare | W2CA | Solar Photovoltaic | PV |  | S | 19.8 |  | 19.8 | 19.8 |  | N |  |  | N | IPP Non-CHP | 2 | X | SUN
Solar Photovoltaic.SUN | solar PV | TRUE | 59254 | NuGen Capital Management | 58974 | Fairview Farms Solar | MA | Franklin | PV1 | Solar Photovoltaic | PV |  | S | 2 |  | 2.3 | 1.3 |  | N |  |  | N | IPP Non-CHP | 2 | X | SUN
Solar Photovoltaic.SUN | solar PV | TRUE | 17650 | Southern Power Co | 58975 | Henrietta Solar Project | CA | Kings | PV1 | Solar Photovoltaic | PV |  | W | 102 |  | 100 | 100 |  | N |  |  | N | IPP Non-CHP | 2 | X | SUN
Conventional Hydroelectric.WAT | hydro | TRUE | 10210 | Ketchikan Public Utilities | 58977 | Whitman | AK | Ketchikan Gateway | WPG-1 | Conventional Hydroelectric | HY |  | S | 3.9 | 0.8 | 3.9 | 3.9 | 0.4 | N |  |  | N | Electric Utility | 1 | X | WAT
Conventional Hydroelectric.WAT | hydro | TRUE | 10210 | Ketchikan Public Utilities | 58977 | Whitman | AK | Ketchikan Gateway | WPG-2 | Conventional Hydroelectric | HY |  | S | 0.9 | 0.8 | 0.9 | 0.9 | 0.3 | N |  |  | N | Electric Utility | 1 | X | WAT
Other Waste Biomass.OBG | biomass | TRUE | 58839 | Central Valley Ag Power LLC | 58978 | Central Valley Ag Power | CA | Stanislaus | CVAP | Other Waste Biomass | IC |  | S | 1.5 | 0.8 | 1.5 | 1.5 | 0.2 | N |  |  | N | IPP Non-CHP | 2 | X | OBG
Onshore Wind Turbine.WND | onshore wind | TRUE | 57170 | EDF Renewable Asset Holdings, Inc. | 58979 | Copenhagen Wind Farm | NY | Lewis | CPHGN | Onshore Wind Turbine | WT |  | S | 79.9 |  | 79.9 | 79.9 | 0 | N | 12 | 2043 | N | IPP Non-CHP | 2 | X | WND
Other Waste Biomass.OBG | biomass | TRUE | 222 | City of Akron | 58980 | Akron WRF | OH | Summit | 2G-1 | Other Waste Biomass | IC |  | S | 0.6 | 0.8 | 0.6 | 0.6 | 0.3 | N |  |  | Y | Commercial CHP | 5 | T | OBG
Other Waste Biomass.OBG | biomass | TRUE | 222 | City of Akron | 58980 | Akron WRF | OH | Summit | 2G-2 | Other Waste Biomass | IC |  | S | 0.6 | 0.8 | 0.6 | 0.6 | 0.3 | N |  |  | Y | Commercial CHP | 5 | T | OBG
Other Waste Biomass.OBG | biomass | TRUE | 222 | City of Akron | 58980 | Akron WRF | OH | Summit | 2G-3 | Other Waste Biomass | IC |  | S | 0.6 | 0.8 | 0.6 | 0.6 | 0.3 | N |  |  | Y | Commercial CHP | 5 | T | OBG
Onshore Wind Turbine.WND | onshore wind | TRUE | 56769 | Consolidated Edison Development Inc. | 58981 | Broken Bow Wind II, LLC | NE | Custer | BBII | Onshore Wind Turbine | WT |  | S | 73.1 |  | 73.1 | 73.1 | 0 | N |  |  | N | IPP Non-CHP | 2 | X | WND
Conventional Hydroelectric.WAT | hydro | TRUE | 4329 | Copper Valley Elec Assn, Inc | 58982 | Allison Creek Hydro | AK | Valdez Cordova | GEN1 | Conventional Hydroelectric | HY |  | S | 6.5 | 0.9 | 6.5 | 6.5 | 0.3 | N |  |  | N | Electric Utility | 1 | X | WAT
Solar Photovoltaic.SUN | solar PV | TRUE | 60453 | Onward Energy | 58983 | RE Camelot LLC | CA | Kern | 1 | Solar Photovoltaic | PV |  | S | 45 |  | 45 | 45 |  | N |  |  | N | IPP Non-CHP | 2 | X | SUN
Solar Photovoltaic.SUN | solar PV | TRUE | 60453 | Onward Energy | 58984 | RE Adams East, LLC | CA | Fresno | 1 | Solar Photovoltaic | PV |  | S | 19 |  | 19 | 19 |  | N |  |  | N | IPP Non-CHP | 2 | X | SUN
Solar Photovoltaic.SUN | solar PV | TRUE | 60453 | Onward Energy | 58985 | RE Kansas Solar, LLC | CA | Kings | 1 | Solar Photovoltaic | PV |  | S | 20 |  | 20 | 20 |  | N |  |  | N | IPP Non-CHP | 2 | X | SUN
Solar Photovoltaic.SUN | solar PV | TRUE | 60453 | Onward Energy | 58986 | RE Old River One, LLC | CA | Kern | 1 | Solar Photovoltaic | PV |  | S | 20 |  | 20 | 20 |  | N |  |  | N | IPP Non-CHP | 2 | X | SUN
Natural Gas Internal Combustion Engine.NG | natural gas peaker | TRUE | 11824 | Matanuska Electric Assn Inc | 58989 | Eklutna Generation Station | AK | Anchorage | EGS01 | Natural Gas Internal Combustion Engine | IC |  | S | 17.1 | 0.8 | 16.5 | 16.5 | 6.6 | N |  |  | N | Electric Utility | 1 | X | NG | DFO
Natural Gas Internal Combustion Engine.NG | natural gas peaker | TRUE | 11824 | Matanuska Electric Assn Inc | 58989 | Eklutna Generation Station | AK | Anchorage | EGS02 | Natural Gas Internal Combustion Engine | IC |  | S | 17.1 | 0.8 | 16.5 | 16.5 | 6.6 | N |  |  | N | Electric Utility | 1 | X | NG | DFO
Natural Gas Internal Combustion Engine.NG | natural gas peaker | TRUE | 11824 | Matanuska Electric Assn Inc | 58989 | Eklutna Generation Station | AK | Anchorage | EGS03 | Natural Gas Internal Combustion Engine | IC |  | S | 17.1 | 0.8 | 16.5 | 16.5 | 6.6 | N |  |  | N | Electric Utility | 1 | X | NG | DFO
Natural Gas Internal Combustion Engine.NG | natural gas peaker | TRUE | 11824 | Matanuska Electric Assn Inc | 58989 | Eklutna Generation Station | AK | Anchorage | EGS04 | Natural Gas Internal Combustion Engine | IC |  | S | 17.1 | 0.8 | 16.5 | 16.5 | 6.6 | N |  |  | N | Electric Utility | 1 | X | NG | DFO
Natural Gas Internal Combustion Engine.NG | natural gas peaker | TRUE | 11824 | Matanuska Electric Assn Inc | 58989 | Eklutna Generation Station | AK | Anchorage | EGS05 | Natural Gas Internal Combustion Engine | IC |  | S | 17.1 | 0.8 | 16.5 | 16.5 | 6.6 | N |  |  | N | Electric Utility | 1 | X | NG | DFO
Natural Gas Internal Combustion Engine.NG | natural gas peaker | TRUE | 11824 | Matanuska Electric Assn Inc | 58989 | Eklutna Generation Station | AK | Anchorage | EGS06 | Natural Gas Internal Combustion Engine | IC |  | S | 17.1 | 0.8 | 16.5 | 16.5 | 6.6 | N |  |  | N | Electric Utility | 1 | X | NG | DFO
Natural Gas Internal Combustion Engine.NG | natural gas peaker | TRUE | 11824 | Matanuska Electric Assn Inc | 58989 | Eklutna Generation Station | AK | Anchorage | EGS07 | Natural Gas Internal Combustion Engine | IC |  | S | 17.1 | 0.8 | 16.5 | 16.5 | 6.6 | N |  |  | N | Electric Utility | 1 | X | NG | DFO
Natural Gas Internal Combustion Engine.NG | natural gas peaker | TRUE | 11824 | Matanuska Electric Assn Inc | 58989 | Eklutna Generation Station | AK | Anchorage | EGS08 | Natural Gas Internal Combustion Engine | IC |  | S | 17.1 | 0.8 | 16.5 | 16.5 | 6.6 | N |  |  | N | Electric Utility | 1 | X | NG | DFO
Natural Gas Internal Combustion Engine.NG | natural gas peaker | TRUE | 11824 | Matanuska Electric Assn Inc | 58989 | Eklutna Generation Station | AK | Anchorage | EGS09 | Natural Gas Internal Combustion Engine | IC |  | S | 17.1 | 0.8 | 16.5 | 16.5 | 6.6 | N |  |  | N | Electric Utility | 1 | X | NG | DFO
Natural Gas Internal Combustion Engine.NG | natural gas peaker | TRUE | 11824 | Matanuska Electric Assn Inc | 58989 | Eklutna Generation Station | AK | Anchorage | EGS10 | Natural Gas Internal Combustion Engine | IC |  | S | 17.1 | 0.8 | 16.5 | 16.5 | 6.6 | N |  |  | N | Electric Utility | 1 | X | NG | DFO
Solar Photovoltaic.SUN | solar PV | TRUE | 60453 | Onward Energy | 58990 | RE Columbia Two, LLC | CA | Kern | 1 | Solar Photovoltaic | PV |  | S | 15 |  | 15 | 15 |  | N |  |  | N | IPP Non-CHP | 2 | X | SUN
Solar Photovoltaic.SUN | solar PV | TRUE | 60453 | Onward Energy | 58991 | RE Kent South, LLC | CA | Kings | 1 | Solar Photovoltaic | PV |  | S | 20 |  | 20 | 20 |  | N |  |  | N | IPP Non-CHP | 2 | X | SUN
Onshore Wind Turbine.WND | onshore wind | FALSE | 58844 | Dept of Corrections NCCI Wind | 58992 | Dept of Corrections NCCI Wind | MA | Worcester | WND-1 | Onshore Wind Turbine | WT |  | S | 1.7 |  | 1.7 | 1.7 | 0.1 | N |  |  | N | Commercial Non-CHP | 4 | X | WND
Onshore Wind Turbine.WND | onshore wind | FALSE | 58844 | Dept of Corrections NCCI Wind | 58992 | Dept of Corrections NCCI Wind | MA | Worcester | WND-2 | Onshore Wind Turbine | WT |  | S | 1.7 |  | 1.7 | 1.7 | 0.1 | N |  |  | N | Commercial Non-CHP | 4 | X | WND
Onshore Wind Turbine.WND | onshore wind | TRUE | 59394 | NextEra Energy Resources Breckinridge | 58994 | Breckinridge Wind Project LLC | OK | Garfield | BWP | Onshore Wind Turbine | WT |  | S | 98.8 |  | 98.8 | 98.8 | 1 | N |  |  | N | IPP Non-CHP | 2 | X | WND
Onshore Wind Turbine.WND | onshore wind | TRUE | 58828 | St. Olaf College | 58995 | St. Olaf Wind Turbine | MN | Rice | OLFWT | Onshore Wind Turbine | WT |  | S | 1.6 |  | 1.6 | 1.6 | 0 | N |  |  | N | IPP Non-CHP | 2 | X | WND
Petroleum Liquids.DFO | petroleum | TRUE | 58828 | St. Olaf College | 58996 | St. Olaf StandBy Generators | MN | Rice | SBIC1 | Petroleum Liquids | IC |  | S | 0.5 | 0.95 | 0.4 | 0.3 | 0 | N |  |  | N | IPP Non-CHP | 2 | X | DFO
Petroleum Liquids.DFO | petroleum | TRUE | 58828 | St. Olaf College | 58996 | St. Olaf StandBy Generators | MN | Rice | SBIC2 | Petroleum Liquids | IC |  | S | 1.8 | 0.95 | 1.7 | 1.3 | 0 | N |  |  | N | IPP Non-CHP | 2 | X | DFO
Petroleum Liquids.DFO | petroleum | TRUE | 58828 | St. Olaf College | 58996 | St. Olaf StandBy Generators | MN | Rice | SBIC3 | Petroleum Liquids | IC |  | S | 1.8 | 0.95 | 1.7 | 1.3 | 0 | N |  |  | N | IPP Non-CHP | 2 | X | DFO
Onshore Wind Turbine.WND | onshore wind | TRUE | 59380 | Enel Green Power NA, Inc. | 58998 | Goodwell Wind Project LLC | OK | Texas | GWWP | Onshore Wind Turbine | WT |  | S | 200 |  | 200 | 200 | 0 | N |  |  | N | IPP Non-CHP | 2 | X | WND
Onshore Wind Turbine.WND | onshore wind | TRUE | 59380 | Enel Green Power NA, Inc. | 58999 | Little Elk Wind Project LLC | OK | Washita | LEWP | Onshore Wind Turbine | WT |  | S | 74 |  | 74 | 74 | 0 | N |  |  | N | IPP Non-CHP | 2 | X | WND
Solar Photovoltaic.SUN | solar PV | TRUE | 15477 | Public Service Elec & Gas Co | 59001 | Parkland Landfill Solar | NJ | Burlington | PARK | Solar Photovoltaic | PV |  | S | 7.8 |  | 7.8 | 7.8 |  | N |  |  | N | Electric Utility | 1 | X | SUN
Natural Gas Fired Combustion Turbine.NG | natural gas peaker | TRUE | 58847 | NRG California Peaker Operations LLC | 59002 | Carlsbad Energy Center | CA | San Diego | CEC 6 | Natural Gas Fired Combustion Turbine | GT |  | W | 131.8 | 0.85 | 105.5 | 105.5 | 24 | N |  |  | N | IPP Non-CHP | 2 | X | NG
Natural Gas Fired Combustion Turbine.NG | natural gas peaker | TRUE | 58847 | NRG California Peaker Operations LLC | 59002 | Carlsbad Energy Center | CA | San Diego | CEC 7 | Natural Gas Fired Combustion Turbine | GT |  | W | 131.8 | 0.85 | 105.5 | 105.5 | 24 | N |  |  | N | IPP Non-CHP | 2 | X | NG
Natural Gas Fired Combustion Turbine.NG | natural gas peaker | TRUE | 58847 | NRG California Peaker Operations LLC | 59002 | Carlsbad Energy Center | CA | San Diego | CEC 8 | Natural Gas Fired Combustion Turbine | GT |  | W | 131.8 | 0.85 | 105.5 | 105.5 | 24 | N |  |  | N | IPP Non-CHP | 2 | X | NG
Natural Gas Fired Combustion Turbine.NG | natural gas peaker | TRUE | 58847 | NRG California Peaker Operations LLC | 59002 | Carlsbad Energy Center | CA | San Diego | CEC 9 | Natural Gas Fired Combustion Turbine | GT |  | W | 131.8 | 0.85 | 105.5 | 105.5 | 24 | N |  |  | N | IPP Non-CHP | 2 | X | NG
Natural Gas Fired Combustion Turbine.NG | natural gas peaker | TRUE | 58847 | NRG California Peaker Operations LLC | 59002 | Carlsbad Energy Center | CA | San Diego | CEC10 | Natural Gas Fired Combustion Turbine | GT |  | W | 131.8 | 0.85 | 105.5 | 105.5 | 24 | N |  |  | N | IPP Non-CHP | 2 | X | NG
Onshore Wind Turbine.WND | onshore wind | TRUE | 56815 | NorthWestern Energy (MT wind/thermal) | 59003 | Two Dot Wind Farm | MT | Wheatland | 1 | Onshore Wind Turbine | WT |  | S | 9.7 |  | 9.7 | 9.7 | 1.6 | N |  |  | N | Electric Utility | 1 | X | WND
Natural Gas Fired Combined Cycle.NG | natural gas combined cycle | TRUE | 64709 | Potomac Energy Center LLC | 59004 | Potomac Energy Center, LLC | VA | Loudoun | GEN1 | Natural Gas Fired Combined Cycle | CT | STNL | S | 237 | 0.85 | 220 | 224 | 125 | N |  |  | N | IPP Non-CHP | 2 | X | NG
Natural Gas Fired Combined Cycle.NG | natural gas combined cycle | TRUE | 64709 | Potomac Energy Center LLC | 59004 | Potomac Energy Center, LLC | VA | Loudoun | GEN2 | Natural Gas Fired Combined Cycle | CT | STNL | S | 237 | 0.85 | 220 | 224 | 125 | N |  |  | N | IPP Non-CHP | 2 | X | NG
Natural Gas Fired Combined Cycle.NG | natural gas combined cycle | TRUE | 64709 | Potomac Energy Center LLC | 59004 | Potomac Energy Center, LLC | VA | Loudoun | GEN3 | Natural Gas Fired Combined Cycle | CA | STNL | S | 338 | 0.85 | 326 | 322 | 165 | N |  |  | N | IPP Non-CHP | 2 | X | NG
Onshore Wind Turbine.WND | onshore wind | TRUE | 59359 | BHE Renewables, LLC | 59005 | Mariah del Norte | TX | Parmer | MAR1 | Onshore Wind Turbine | WT |  | S | 230.4 |  | 230.4 | 230.4 | 1 | N |  |  | N | IPP Non-CHP | 2 | X | WND
Solar Photovoltaic.SUN | solar PV | TRUE | 61012 | AES Distributed Energy | 59008 | Woodmere Solar Farm | CA | Kern | PV1 | Solar Photovoltaic | PV |  | S | 15 |  | 15 | 14 |  | N |  |  | N | IPP Non-CHP | 2 | X | SUN
Solar Photovoltaic.SUN | solar PV | TRUE | 61012 | AES Distributed Energy | 59009 | Hayworth Solar | CA | Kern | PV1 | Solar Photovoltaic | PV |  | S | 27 |  | 26 | 25 |  | N |  |  | N | IPP Non-CHP | 2 | X | SUN
Solar Photovoltaic.SUN | solar PV | TRUE | 17650 | Southern Power Co | 59010 | Macho Springs | NM | Luna | MSS1 | Solar Photovoltaic | PV |  | W | 55 |  | 52.2 | 52.2 |  | N |  |  | N | IPP Non-CHP | 2 | X | SUN
Landfill Gas.LFG | natural gas peaker | TRUE | 58860 | Southbridge Recycling and Disposal Park | 59011 | Southbridge Landfill Gas-to-Energy | MA | Worcester | CAT | Landfill Gas | IC |  | S | 1.6 | 0.8 | 1.5 | 1.5 | 0.8 | N |  |  | N | IPP Non-CHP | 2 | X | LFG
Other Waste Biomass.OBG | biomass | TRUE | 58862 | DC Water | 59012 | Walt Bailey Bioenergy Facility | DC | District of Columbia | TURB1 | Other Waste Biomass | GT |  | S | 4.7 | 0.8 | 4 | 4 | 1 | N |  |  | Y | Commercial CHP | 5 | T | OBG | NG
Other Waste Biomass.OBG | biomass | TRUE | 58862 | DC Water | 59012 | Walt Bailey Bioenergy Facility | DC | District of Columbia | TURB2 | Other Waste Biomass | GT |  | S | 4.7 | 0.8 | 4 | 4 | 1 | N |  |  | Y | Commercial CHP | 5 | T | OBG | NG
Other Waste Biomass.OBG | biomass | TRUE | 58862 | DC Water | 59012 | Walt Bailey Bioenergy Facility | DC | District of Columbia | TURB3 | Other Waste Biomass | GT |  | S | 4.7 | 0.8 | 4 | 4 | 1 | N |  |  | Y | Commercial CHP | 5 | T | OBG | NG
Solar Photovoltaic.SUN | solar PV | TRUE | 61012 | AES Distributed Energy | 59013 | Scituate PV | MA | Plymouth | SCT | Solar Photovoltaic | PV |  | S | 2.5 |  | 2.5 | 2.5 |  | N |  |  | N | IPP Non-CHP | 2 | X | SUN
Solar Photovoltaic.SUN | solar PV | TRUE | 61012 | AES Distributed Energy | 59014 | Bolton PV | MA | Worcester | BLT | Solar Photovoltaic | PV |  | S | 4.9 |  | 4.9 | 4.9 |  | N |  |  | N | IPP Non-CHP | 2 | X | SUN
Solar Photovoltaic.SUN | solar PV | TRUE | 61012 | AES Distributed Energy | 59015 | Stow PV | MA | Middlesex | STW | Solar Photovoltaic | PV |  | S | 2 |  | 2 | 2 |  | N |  |  | N | IPP Non-CHP | 2 | X | SUN
Solar Photovoltaic.SUN | solar PV | TRUE | 61060 | Cypress Creek Renewables | 59017 | Carol Jean Solar | NC | Stokes | GEN 1 | Solar Photovoltaic | PV |  | S | 4 |  | 4 | 4 |  | N |  |  | N | IPP Non-CHP | 2 | X | SUN
Solar Photovoltaic.SUN | solar PV | TRUE | 60281 | Altus Power America Management, LLC | 59018 | East Chicago | IN | Lake | 1 | Solar Photovoltaic | PV |  | S | 2 |  | 2 | 2 |  | N |  |  | N | IPP Non-CHP | 2 | X | SUN
Solar Photovoltaic.SUN | solar PV | TRUE | 60281 | Altus Power America Management, LLC | 59019 | Griffith | IN | Lake | 1 | Solar Photovoltaic | PV |  | S | 2 |  | 2 | 2 |  | N |  |  | N | IPP Non-CHP | 2 | X | SUN
Solar Photovoltaic.SUN | solar PV | TRUE | 803 | Arizona Public Service Co | 59020 | Gila Bend Hybrid | AZ | Maricopa | PV1 | Solar Photovoltaic | PV |  | S | 37.4 |  | 36 | 36 |  | N |  |  | N | Electric Utility | 1 | X | SUN
Onshore Wind Turbine.WND | onshore wind | TRUE | 58865 | Hoopeston Wind LLC | 59021 | Hoopeston Wind LLC | IL | Vermilion | HOO1 | Onshore Wind Turbine | WT |  | S | 98 |  | 98 | 98 | 49 | N |  |  | N | IPP Non-CHP | 2 | X | WND
Onshore Wind Turbine.WND | onshore wind | TRUE | 58866 | Ipswich Wind Independence | 59023 | Ipswich Wind Independence | MA | Essex | GEN 1 | Onshore Wind Turbine | WT |  | S | 2 |  | 2 | 2 | 0.5 | N |  |  | N | IPP Non-CHP | 2 | X | WND
Onshore Wind Turbine.WND | onshore wind | TRUE | 58869 | Case Western Reserve University | 59024 | Euclid Farm, Stamco N-54 | OH | Cuyahoga | N-54 | Onshore Wind Turbine | WT |  | S | 1 |  | 1 | 1 | 0.1 | N |  |  | N | IPP Non-CHP | 2 | X | WND
Other Waste Biomass.OBG | biomass | TRUE | 58870 | Mayor and City Council of Baltimore City | 59026 | Back River Waste Water Treatment | MD | Baltimore City | CHP 1 | Other Waste Biomass | IC |  | S | 1.1 | 0.85 | 0.9 | 0.9 | 0.5 | N |  |  | N | IPP Non-CHP | 2 | X | OBG
Other Waste Biomass.OBG | biomass | TRUE | 58870 | Mayor and City Council of Baltimore City | 59026 | Back River Waste Water Treatment | MD | Baltimore City | CHP 2 | Other Waste Biomass | IC |  | S | 1.1 | 0.85 | 0.9 | 0.9 | 0.5 | N |  |  | N | IPP Non-CHP | 2 | X | OBG
Solar Photovoltaic.SUN | solar PV | TRUE | 58870 | Mayor and City Council of Baltimore City | 59026 | Back River Waste Water Treatment | MD | Baltimore City | SOLAR | Solar Photovoltaic | PV |  | S | 0.8 |  | 0.8 | 0.8 |  | N |  |  | N | IPP Non-CHP | 2 | X | SUN
Solar Photovoltaic.SUN | solar PV | TRUE | 58871 | Citizens Enterprises Corporation | 59028 | Agawam Solar | MA | Hampden | 0028 | Solar Photovoltaic | PV |  | W | 1.5 |  | 1.5 | 1.5 |  | N |  |  | N | IPP Non-CHP | 2 | X | SUN
Solar Photovoltaic.SUN | solar PV | TRUE | 58871 | Citizens Enterprises Corporation | 59029 | Rehoboth Solar | MA | Bristol | 0040 | Solar Photovoltaic | PV |  | W | 2 |  | 2 | 2 |  | N |  |  | N | IPP Non-CHP | 2 | X | SUN
Solar Photovoltaic.SUN | solar PV | TRUE | 58871 | Citizens Enterprises Corporation | 59030 | Chicopee Solar | MA | Hampden | 0036 | Solar Photovoltaic | PV |  | W | 3 |  | 3 | 3 |  | N |  |  | N | IPP Non-CHP | 2 | X | SUN
Solar Photovoltaic.SUN | solar PV | TRUE | 58871 | Citizens Enterprises Corporation | 59031 | Route 57 Solar | MA | Hampden | 0027 | Solar Photovoltaic | PV |  | W | 1.5 |  | 1.5 | 1.5 |  | N |  |  | N | IPP Non-CHP | 2 | X | SUN
Solar Photovoltaic.SUN | solar PV | TRUE | 58871 | Citizens Enterprises Corporation | 59032 | EBZ Solar | MA | Middlesex | 0031 | Solar Photovoltaic | PV |  | W | 2.5 |  | 2.5 | 2.5 |  | N |  |  | N | IPP Non-CHP | 2 | X | SUN
Solar Photovoltaic.SUN | solar PV | TRUE | 58871 | Citizens Enterprises Corporation | 59033 | Whately Solar | MA | Franklin | 0024 | Solar Photovoltaic | PV |  | W | 1.5 |  | 1.5 | 1.5 |  | N |  |  | N | IPP Non-CHP | 2 | X | SUN
Onshore Wind Turbine.WND | onshore wind | TRUE | 58872 | Shannon Wind LLC | 59034 | Shannon Wind | TX | Clay | SHAN1 | Onshore Wind Turbine | WT |  | S | 204 |  | 204 | 204 | 0.3 | N |  |  | N | IPP Non-CHP | 2 | X | WND
Wood/Wood Waste Biomass.WDS | biomass | TRUE | 58873 | Green Energy Team LLC | 59035 | Biomass to Energy Facility, Kauai | HI | Kauai | MKA1 | Wood/Wood Waste Biomass | ST |  | S | 9.3 | 0.8 | 7.5 | 7.5 | 4.2 | N |  |  | N | IPP Non-CHP | 2 | X | WDS
Petroleum Liquids.DFO | petroleum | TRUE | 58873 | Green Energy Team LLC | 59035 | Biomass to Energy Facility, Kauai | HI | Kauai | XKA1 | Petroleum Liquids | IC |  | S | 0.5 | 0.8 | 0.5 | 0.5 | 0.4 | N |  |  | N | IPP Non-CHP | 2 | X | DFO
Petroleum Liquids.DFO | petroleum | TRUE | 58873 | Green Energy Team LLC | 59035 | Biomass to Energy Facility, Kauai | HI | Kauai | XKA2 | Petroleum Liquids | IC |  | S | 0.5 | 0.8 | 0.5 | 0.5 | 0.4 | N |  |  | N | IPP Non-CHP | 2 | X | DFO
Conventional Hydroelectric.WAT | hydro | TRUE | 60222 | Haida Energy, Inc. | 59037 | Hiilangaay Hydro | AK | Prince of Wales Ketchikan | GEN 1 | Conventional Hydroelectric | HY |  | J | 5 | 0.8 | 5 | 5 | 0 | N |  |  | N | Electric Utility | 1 | X | WAT
Solar Photovoltaic.SUN | solar PV | TRUE | 61012 | AES Distributed Energy | 59038 | Battleground | NC | Cleveland | GEN1 | Solar Photovoltaic | PV |  | S | 3.5 |  | 3 | 3 |  | N |  |  | N | IPP Non-CHP | 2 | X | SUN
Solar Photovoltaic.SUN | solar PV | TRUE | 61012 | AES Distributed Energy | 59039 | Beulaville | NC | Duplin | GEN 1 | Solar Photovoltaic | PV |  | S | 2 |  | 1.5 | 1.5 |  | N |  |  | N | IPP Non-CHP | 2 | X | SUN
Conventional Hydroelectric.WAT | hydro | TRUE | 57280 | Eagle Creek Renewable Energy, LLC | 59040 | Ball Mountain Hydro | VT | Windham | GEN 1 | Conventional Hydroelectric | HY |  | W | 0.2 | 0.8 | 0.2 | 0.2 | 0.1 | N |  |  | N | IPP Non-CHP | 2 | X | WAT
Conventional Hydroelectric.WAT | hydro | TRUE | 57280 | Eagle Creek Renewable Energy, LLC | 59040 | Ball Mountain Hydro | VT | Windham | GEN 2 | Conventional Hydroelectric | HY |  | W | 0.2 | 0.8 | 0.2 | 0.2 | 0.1 | N |  |  | N | IPP Non-CHP | 2 | X | WAT
Conventional Hydroelectric.WAT | hydro | TRUE | 57280 | Eagle Creek Renewable Energy, LLC | 59040 | Ball Mountain Hydro | VT | Windham | GEN 3 | Conventional Hydroelectric | HY |  | W | 0.2 | 0.8 | 0.2 | 0.2 | 0.1 | N |  |  | N | IPP Non-CHP | 2 | X | WAT
Conventional Hydroelectric.WAT | hydro | TRUE | 57280 | Eagle Creek Renewable Energy, LLC | 59040 | Ball Mountain Hydro | VT | Windham | GEN 5 | Conventional Hydroelectric | HY |  | W | 0.2 | 0.8 | 0.2 | 0.2 | 0.1 | N |  |  | N | IPP Non-CHP | 2 | X | WAT
Conventional Hydroelectric.WAT | hydro | TRUE | 57280 | Eagle Creek Renewable Energy, LLC | 59040 | Ball Mountain Hydro | VT | Windham | GEN 6 | Conventional Hydroelectric | HY |  | W | 0.2 | 0.8 | 0.2 | 0.2 | 0.1 | N |  |  | N | IPP Non-CHP | 2 | X | WAT
Conventional Hydroelectric.WAT | hydro | TRUE | 57280 | Eagle Creek Renewable Energy, LLC | 59040 | Ball Mountain Hydro | VT | Windham | GEN 7 | Conventional Hydroelectric | HY |  | W | 0.2 | 0.8 | 0.2 | 0.2 | 0.1 | N |  |  | N | IPP Non-CHP | 2 | X | WAT
Conventional Hydroelectric.WAT | hydro | TRUE | 57280 | Eagle Creek Renewable Energy, LLC | 59040 | Ball Mountain Hydro | VT | Windham | GEN 8 | Conventional Hydroelectric | HY |  | W | 0.2 | 0.8 | 0.2 | 0.2 | 0.1 | N |  |  | N | IPP Non-CHP | 2 | X | WAT
Conventional Hydroelectric.WAT | hydro | TRUE | 57280 | Eagle Creek Renewable Energy, LLC | 59040 | Ball Mountain Hydro | VT | Windham | GEN 9 | Conventional Hydroelectric | HY |  | W | 0.2 | 0.8 | 0.2 | 0.2 | 0.1 | N |  |  | N | IPP Non-CHP | 2 | X | WAT
Conventional Hydroelectric.WAT | hydro | TRUE | 57280 | Eagle Creek Renewable Energy, LLC | 59040 | Ball Mountain Hydro | VT | Windham | GEN10 | Conventional Hydroelectric | HY |  | W | 0.2 | 0.8 | 0.2 | 0.2 | 0.1 | N |  |  | N | IPP Non-CHP | 2 | X | WAT
Conventional Hydroelectric.WAT | hydro | TRUE | 57280 | Eagle Creek Renewable Energy, LLC | 59040 | Ball Mountain Hydro | VT | Windham | GEN11 | Conventional Hydroelectric | HY |  | W | 0.2 | 0.8 | 0.2 | 0.2 | 0.1 | N |  |  | N | IPP Non-CHP | 2 | X | WAT
Conventional Hydroelectric.WAT | hydro | TRUE | 57280 | Eagle Creek Renewable Energy, LLC | 59040 | Ball Mountain Hydro | VT | Windham | GEN12 | Conventional Hydroelectric | HY |  | W | 0.2 | 0.8 | 0.2 | 0.2 | 0.1 | N |  |  | N | IPP Non-CHP | 2 | X | WAT
Conventional Hydroelectric.WAT | hydro | TRUE | 57280 | Eagle Creek Renewable Energy, LLC | 59040 | Ball Mountain Hydro | VT | Windham | GEN4 | Conventional Hydroelectric | HY |  | W | 0.2 | 0.8 | 0.2 | 0.2 | 0.1 | N |  |  | N | IPP Non-CHP | 2 | X | WAT
Solar Photovoltaic.SUN | solar PV | TRUE | 61012 | AES Distributed Energy | 59042 | Ellerbe | NC | Richmond | GEN 1 | Solar Photovoltaic | PV |  | S | 2 |  | 1.5 | 1.5 |  | N |  |  | N | IPP Non-CHP | 2 | X | SUN
Solar Photovoltaic.SUN | solar PV | TRUE | 60281 | Altus Power America Management, LLC | 59043 | West Davisville Solar | RI | Washington | PV1 | Solar Photovoltaic | PV |  | S | 2 |  | 2 | 2 |  | N |  |  | N | IPP Non-CHP | 2 | X | SUN
Solar Photovoltaic.SUN | solar PV | TRUE | 19728 | UNS Electric, Inc | 59044 | Rio Rico Solar | AZ | Santa Cruz | RRSF | Solar Photovoltaic | PV |  | S | 6 |  | 6 | 6 |  | N |  |  | N | Electric Utility | 1 | X | SUN
Natural Gas Internal Combustion Engine.NG | natural gas peaker | TRUE | 10035 | Kansas Municipal Energy Agency | 59045 | Jameson Energy Center | KS | Finney | JEC1 | Natural Gas Internal Combustion Engine | IC |  | S | 9.2 | 0.95 | 9 | 10.7 | 4 | N |  |  | N | Electric Utility | 1 | X | NG
Natural Gas Internal Combustion Engine.NG | natural gas peaker | TRUE | 10035 | Kansas Municipal Energy Agency | 59045 | Jameson Energy Center | KS | Finney | JEC2 | Natural Gas Internal Combustion Engine | IC |  | S | 9.2 | 0.95 | 9 | 10.7 | 4 | N |  |  | N | Electric Utility | 1 | X | NG
Natural Gas Internal Combustion Engine.NG | natural gas peaker | TRUE | 10035 | Kansas Municipal Energy Agency | 59045 | Jameson Energy Center | KS | Finney | JEC3 | Natural Gas Internal Combustion Engine | IC |  | S | 9.2 | 0.95 | 9 | 10.7 | 4 | N |  |  | N | Electric Utility | 1 | X | NG
Solar Photovoltaic.SUN | solar PV | TRUE | 59254 | NuGen Capital Management | 59046 | 651 Chase Solar NG | MA | Worcester | PV1 | Solar Photovoltaic | PV |  | S | 2.5 |  | 3.4 | 1.5 |  | N |  |  | N | IPP Non-CHP | 2 | X | SUN
Solar Photovoltaic.SUN | solar PV | TRUE | 58883 | ERWR Whitcomb Farm Solar LLC | 59049 | Whitcomb Solar Farm | VT | Chittenden | PS01 | Solar Photovoltaic | PV |  | S | 2.2 |  | 2.2 | 2.2 |  | N |  |  | N | IPP Non-CHP | 2 | X | SUN
Solar Photovoltaic.SUN | solar PV | TRUE | 61012 | AES Distributed Energy | 59050 | Wallace | NC | Duplin | GEN 1 | Solar Photovoltaic | PV |  | S | 2 |  | 1.8 | 1.7 |  | N |  |  | N | IPP Non-CHP | 2 | X | SUN
Solar Photovoltaic.SUN | solar PV | TRUE | 61012 | AES Distributed Energy | 59051 | Kenansville | NC | Duplin | GEN 1 | Solar Photovoltaic | PV |  | S | 2 |  | 1.9 | 1.8 |  | N |  |  | N | IPP Non-CHP | 2 | X | SUN
Solar Photovoltaic.SUN | solar PV | TRUE | 61012 | AES Distributed Energy | 59052 | Fairmont-FLS 100 | NC | Robeson | GEN 1 | Solar Photovoltaic | PV |  | S | 4 |  | 3 | 3 |  | N |  |  | N | IPP Non-CHP | 2 | X | SUN
Onshore Wind Turbine.WND | onshore wind | TRUE | 58887 | Michelangelo Wind 3 LLC | 59053 | Michelangelo Wind 3 LLC | IA | Story | WT1 | Onshore Wind Turbine | WT |  | S | 3 |  | 3 | 3 | 0.1 | N |  |  | N | IPP Non-CHP | 2 | X | WND
Natural Gas Internal Combustion Engine.NG | natural gas peaker | TRUE | 57130 | Janssen Pharmaceutical Co | 59055 | Rariton OMP | NJ | Somerset | CHP1 | Natural Gas Internal Combustion Engine | IC |  | S | 3 | 0.9 | 3 | 3 | 1.6 | N |  |  | N | IPP Non-CHP | 2 | X | NG
Solar Photovoltaic.SUN | solar PV | TRUE | 57130 | Janssen Pharmaceutical Co | 59055 | Rariton OMP | NJ | Somerset | PV1 | Solar Photovoltaic | PV |  | S | 2.4 |  | 2.4 | 2.1 |  | N |  |  | N | IPP Non-CHP | 2 | X | SUN
Natural Gas Internal Combustion Engine.NG | natural gas peaker | TRUE | 57130 | Janssen Pharmaceutical Co | 59056 | Spring House | PA | Montgomery | GEN 1 | Natural Gas Internal Combustion Engine | IC |  | S | 3.8 | 1 | 3.8 | 3.8 | 2.8 | N |  |  | N | IPP Non-CHP | 2 | X | NG
Solar Photovoltaic.SUN | solar PV | TRUE | 57130 | Janssen Pharmaceutical Co | 59057 | Skillman | NJ | Somerset | GEN 1 | Solar Photovoltaic | PV |  | S | 2.7 |  | 2.7 | 2.5 |  | N |  |  | N | IPP Non-CHP | 2 | X | SUN
Solar Photovoltaic.SUN | solar PV | TRUE | 57130 | Janssen Pharmaceutical Co | 59058 | Vacaville | CA | Solano | GEN 1 | Solar Photovoltaic | PV |  | S | 1 |  | 1 | 1 |  | N |  |  | N | IPP Non-CHP | 2 | X | SUN
Solar Photovoltaic.SUN | solar PV | TRUE | 57130 | Janssen Pharmaceutical Co | 59059 | Raritan ITS | NJ | Somerset | GEN 1 | Solar Photovoltaic | PV |  | S | 2 |  | 2 | 2 |  | N |  |  | N | IPP Non-CHP | 2 | X | SUN
Solar Photovoltaic.SUN | solar PV | TRUE | 58888 | City of Pittsfield | 59060 | Waste Water Treatment Plant | MA | Berkshire | WWPV | Solar Photovoltaic | PV |  | S | 1.5 |  | 1.5 | 1.5 |  | N |  |  | N | IPP Non-CHP | 2 | X | SUN
Onshore Wind Turbine.WND | onshore wind | TRUE | 56215 | RWE Renewables Americas, LLC | 59061 | Radfords Run Wind Farm | IL | Dewitt | WT1 | Onshore Wind Turbine | WT |  | S | 278 |  | 278 | 278 | 0 | N |  |  | N | IPP Non-CHP | 2 | X | WND
Onshore Wind Turbine.WND | onshore wind | TRUE | 56215 | RWE Renewables Americas, LLC | 59063 | Stella Wind Farm | TX | Kenedy | WT1 | Onshore Wind Turbine | WT |  | S | 201 |  | 201 | 201 | 0 | N |  |  | N | IPP Non-CHP | 2 | X | WND
Onshore Wind Turbine.WND | onshore wind | TRUE | 59380 | Enel Green Power NA, Inc. | 59065 | Drift Sand Wind Project LLC | OK | Grady | WT1 | Onshore Wind Turbine | WT |  | S | 108 |  | 108 | 108 | 0 | N |  |  | N | IPP Non-CHP | 2 | X | WND
Onshore Wind Turbine.WND | onshore wind | TRUE | 56215 | RWE Renewables Americas, LLC | 59066 | Bruennings Breeze Wind Farm | TX | Willacy | MVII | Onshore Wind Turbine | WT |  | S | 228 |  | 228 | 228 | 0 | N |  |  | N | IPP Non-CHP | 2 | X | WND
Onshore Wind Turbine.WND | onshore wind | TRUE | 56215 | RWE Renewables Americas, LLC | 59068 | Colbeck's Corner, LLC | TX | Carson | GVII | Onshore Wind Turbine | WT |  | S | 200 |  | 200 | 200 | 0 | N |  |  | N | IPP Non-CHP | 2 | X | WND
Onshore Wind Turbine.WND | onshore wind | TRUE | 58891 | Jericho Power LLC | 59070 | Jericho Power | NH | Coos | WT 1 | Onshore Wind Turbine | WT |  | S | 14.3 |  | 12.1 | 12.1 | 0.2 | N |  |  | N | IPP Non-CHP | 2 | X | WND
Onshore Wind Turbine.WND | onshore wind | TRUE | 62042 | SRIV Partnership LLC | 59071 | Carroll Area Wind Farm | IA | Carroll | WT 1 | Onshore Wind Turbine | WT |  | S | 20.7 |  | 20.7 | 20.7 | 0.3 | N |  |  | N | IPP Non-CHP | 2 | X | WND
Petroleum Liquids.DFO | petroleum | FALSE | 58893 | Xeres Ventures LLC | 59074 | SC 1 Data Center, Phase 2 | CA | Santa Clara | 14B | Petroleum Liquids | IC |  | S | 2.3 | 0.97 | 2.3 | 2.3 | 0 | N |  |  | N | Commercial Non-CHP | 4 | X | DFO
Petroleum Liquids.DFO | petroleum | FALSE | 58893 | Xeres Ventures LLC | 59074 | SC 1 Data Center, Phase 2 | CA | Santa Clara | 17A | Petroleum Liquids | IC |  | S | 2.3 | 0.97 | 2.3 | 2.3 | 0 | N |  |  | N | Commercial Non-CHP | 4 | X | DFO
Petroleum Liquids.DFO | petroleum | FALSE | 58893 | Xeres Ventures LLC | 59074 | SC 1 Data Center, Phase 2 | CA | Santa Clara | 17B | Petroleum Liquids | IC |  | S | 2.3 | 0.97 | 2.3 | 2.3 | 0 | N |  |  | N | Commercial Non-CHP | 4 | X | DFO
Petroleum Liquids.DFO | petroleum | FALSE | 58893 | Xeres Ventures LLC | 59074 | SC 1 Data Center, Phase 2 | CA | Santa Clara | 18A | Petroleum Liquids | IC |  | S | 2.3 | 0.97 | 2.3 | 2.3 | 0 | N |  |  | N | Commercial Non-CHP | 4 | X | DFO
Petroleum Liquids.DFO | petroleum | FALSE | 58893 | Xeres Ventures LLC | 59074 | SC 1 Data Center, Phase 2 | CA | Santa Clara | 18B | Petroleum Liquids | IC |  | S | 2.3 | 0.97 | 2.3 | 2.3 | 0 | N |  |  | N | Commercial Non-CHP | 4 | X | DFO
Petroleum Liquids.DFO | petroleum | FALSE | 58893 | Xeres Ventures LLC | 59074 | SC 1 Data Center, Phase 2 | CA | Santa Clara | 19A | Petroleum Liquids | IC |  | S | 2.3 | 0.97 | 2.3 | 2.3 | 0 | N |  |  | N | Commercial Non-CHP | 4 | X | DFO
Petroleum Liquids.DFO | petroleum | FALSE | 58893 | Xeres Ventures LLC | 59074 | SC 1 Data Center, Phase 2 | CA | Santa Clara | 19B | Petroleum Liquids | IC |  | S | 2.3 | 0.97 | 2.3 | 2.3 | 0 | N |  |  | N | Commercial Non-CHP | 4 | X | DFO
Petroleum Liquids.DFO | petroleum | FALSE | 58893 | Xeres Ventures LLC | 59074 | SC 1 Data Center, Phase 2 | CA | Santa Clara | 20A | Petroleum Liquids | IC |  | S | 2.3 | 0.97 | 2.3 | 2.3 | 0 | N |  |  | N | Commercial Non-CHP | 4 | X | DFO
Petroleum Liquids.DFO | petroleum | FALSE | 58893 | Xeres Ventures LLC | 59074 | SC 1 Data Center, Phase 2 | CA | Santa Clara | 20B | Petroleum Liquids | IC |  | S | 2.3 | 0.97 | 2.3 | 2.3 | 0 | N |  |  | N | Commercial Non-CHP | 4 | X | DFO
Petroleum Liquids.DFO | petroleum | FALSE | 58893 | Xeres Ventures LLC | 59074 | SC 1 Data Center, Phase 2 | CA | Santa Clara | 21A | Petroleum Liquids | IC |  | S | 2.3 | 0.97 | 2.3 | 2.3 | 0 | N |  |  | N | Commercial Non-CHP | 4 | X | DFO
Petroleum Liquids.DFO | petroleum | FALSE | 58893 | Xeres Ventures LLC | 59074 | SC 1 Data Center, Phase 2 | CA | Santa Clara | 21B | Petroleum Liquids | IC |  | S | 2.3 | 0.97 | 2.3 | 2.3 | 0 | N |  |  | N | Commercial Non-CHP | 4 | X | DFO
Petroleum Liquids.DFO | petroleum | FALSE | 58893 | Xeres Ventures LLC | 59074 | SC 1 Data Center, Phase 2 | CA | Santa Clara | 22A | Petroleum Liquids | IC |  | S | 2.3 | 0.97 | 2.3 | 2.3 | 0 | N |  |  | N | Commercial Non-CHP | 4 | X | DFO
Petroleum Liquids.DFO | petroleum | FALSE | 58893 | Xeres Ventures LLC | 59074 | SC 1 Data Center, Phase 2 | CA | Santa Clara | 22B | Petroleum Liquids | IC |  | S | 2.3 | 0.97 | 2.3 | 2.3 | 0 | N |  |  | N | Commercial Non-CHP | 4 | X | DFO
Petroleum Liquids.DFO | petroleum | FALSE | 58893 | Xeres Ventures LLC | 59074 | SC 1 Data Center, Phase 2 | CA | Santa Clara | EG10A | Petroleum Liquids | IC |  | S | 2.3 | 0.97 | 2.3 | 2.3 | 0 | N |  |  | N | Commercial Non-CHP | 4 | X | DFO
Petroleum Liquids.DFO | petroleum | FALSE | 58893 | Xeres Ventures LLC | 59074 | SC 1 Data Center, Phase 2 | CA | Santa Clara | EG10B | Petroleum Liquids | IC |  | S | 2.3 | 0.97 | 2.3 | 2.3 | 0 | N |  |  | N | Commercial Non-CHP | 4 | X | DFO
Petroleum Liquids.DFO | petroleum | FALSE | 58893 | Xeres Ventures LLC | 59074 | SC 1 Data Center, Phase 2 | CA | Santa Clara | EG11A | Petroleum Liquids | IC |  | S | 2.3 | 0.97 | 2.3 | 2.3 | 0 | N |  |  | N | Commercial Non-CHP | 4 | X | DFO
Petroleum Liquids.DFO | petroleum | FALSE | 58893 | Xeres Ventures LLC | 59074 | SC 1 Data Center, Phase 2 | CA | Santa Clara | EG11B | Petroleum Liquids | IC |  | S | 2.3 | 0.97 | 2.3 | 2.3 | 0 | N |  |  | N | Commercial Non-CHP | 4 | X | DFO
Petroleum Liquids.DFO | petroleum | FALSE | 58893 | Xeres Ventures LLC | 59074 | SC 1 Data Center, Phase 2 | CA | Santa Clara | EG12A | Petroleum Liquids | IC |  | S | 2.3 | 0.97 | 2.3 | 2.3 | 0 | N |  |  | N | Commercial Non-CHP | 4 | X | DFO
Petroleum Liquids.DFO | petroleum | FALSE | 58893 | Xeres Ventures LLC | 59074 | SC 1 Data Center, Phase 2 | CA | Santa Clara | EG12B | Petroleum Liquids | IC |  | S | 2.3 | 0.97 | 2.3 | 2.3 | 0 | N |  |  | N | Commercial Non-CHP | 4 | X | DFO
Petroleum Liquids.DFO | petroleum | FALSE | 58893 | Xeres Ventures LLC | 59074 | SC 1 Data Center, Phase 2 | CA | Santa Clara | EG13A | Petroleum Liquids | IC |  | S | 2.3 | 0.97 | 2.3 | 2.3 | 0 | N |  |  | N | Commercial Non-CHP | 4 | X | DFO
Petroleum Liquids.DFO | petroleum | FALSE | 58893 | Xeres Ventures LLC | 59074 | SC 1 Data Center, Phase 2 | CA | Santa Clara | EG13B | Petroleum Liquids | IC |  | S | 2.3 | 0.97 | 2.3 | 2.3 | 0 | N |  |  | N | Commercial Non-CHP | 4 | X | DFO
Petroleum Liquids.DFO | petroleum | FALSE | 58893 | Xeres Ventures LLC | 59074 | SC 1 Data Center, Phase 2 | CA | Santa Clara | EG14A | Petroleum Liquids | IC |  | S | 2.3 | 0.97 | 2.3 | 2.3 | 0 | N |  |  | N | Commercial Non-CHP | 4 | X | DFO
Petroleum Liquids.DFO | petroleum | FALSE | 58893 | Xeres Ventures LLC | 59074 | SC 1 Data Center, Phase 2 | CA | Santa Clara | EG15A | Petroleum Liquids | IC |  | S | 2.3 | 0.97 | 2.3 | 2.3 | 0 | N |  |  | N | Commercial Non-CHP | 4 | X | DFO
Petroleum Liquids.DFO | petroleum | FALSE | 58893 | Xeres Ventures LLC | 59074 | SC 1 Data Center, Phase 2 | CA | Santa Clara | EG15B | Petroleum Liquids | IC |  | S | 2.3 | 0.97 | 2.3 | 2.3 | 0 | N |  |  | N | Commercial Non-CHP | 4 | X | DFO
Petroleum Liquids.DFO | petroleum | FALSE | 58893 | Xeres Ventures LLC | 59074 | SC 1 Data Center, Phase 2 | CA | Santa Clara | EG16A | Petroleum Liquids | IC |  | S | 2.3 | 0.97 | 2.3 | 2.3 | 0 | N |  |  | N | Commercial Non-CHP | 4 | X | DFO
Petroleum Liquids.DFO | petroleum | FALSE | 58893 | Xeres Ventures LLC | 59074 | SC 1 Data Center, Phase 2 | CA | Santa Clara | EG16B | Petroleum Liquids | IC |  | S | 2.3 | 0.97 | 2.3 | 2.3 | 0 | N |  |  | N | Commercial Non-CHP | 4 | X | DFO
Petroleum Liquids.DFO | petroleum | FALSE | 58893 | Xeres Ventures LLC | 59074 | SC 1 Data Center, Phase 2 | CA | Santa Clara | EG1A | Petroleum Liquids | IC |  | S | 2.2 | 0.97 | 2.2 | 2.2 | 0 | N |  |  | N | Commercial Non-CHP | 4 | X | DFO
Petroleum Liquids.DFO | petroleum | FALSE | 58893 | Xeres Ventures LLC | 59074 | SC 1 Data Center, Phase 2 | CA | Santa Clara | EG1B | Petroleum Liquids | IC |  | S | 2.2 | 0.97 | 2.2 | 2.2 | 0 | N |  |  | N | Commercial Non-CHP | 4 | X | DFO
Petroleum Liquids.DFO | petroleum | FALSE | 58893 | Xeres Ventures LLC | 59074 | SC 1 Data Center, Phase 2 | CA | Santa Clara | EG2A | Petroleum Liquids | IC |  | S | 2.2 | 0.97 | 2.2 | 2.2 | 0 | N |  |  | N | Commercial Non-CHP | 4 | X | DFO
Petroleum Liquids.DFO | petroleum | FALSE | 58893 | Xeres Ventures LLC | 59074 | SC 1 Data Center, Phase 2 | CA | Santa Clara | EG2B | Petroleum Liquids | IC |  | S | 2.2 | 0.97 | 2.2 | 2.2 | 0 | N |  |  | N | Commercial Non-CHP | 4 | X | DFO
Petroleum Liquids.DFO | petroleum | FALSE | 58893 | Xeres Ventures LLC | 59074 | SC 1 Data Center, Phase 2 | CA | Santa Clara | EG3A | Petroleum Liquids | IC |  | S | 2.2 | 0.97 | 2.2 | 2.2 | 0 | N |  |  | N | Commercial Non-CHP | 4 | X | DFO
Petroleum Liquids.DFO | petroleum | FALSE | 58893 | Xeres Ventures LLC | 59074 | SC 1 Data Center, Phase 2 | CA | Santa Clara | EG3B | Petroleum Liquids | IC |  | S | 2.2 | 0.97 | 2.2 | 2.2 | 0 | N |  |  | N | Commercial Non-CHP | 4 | X | DFO
Petroleum Liquids.DFO | petroleum | FALSE | 58893 | Xeres Ventures LLC | 59074 | SC 1 Data Center, Phase 2 | CA | Santa Clara | EG4A | Petroleum Liquids | IC |  | S | 2.2 | 0.97 | 2.2 | 2.2 | 0 | N |  |  | N | Commercial Non-CHP | 4 | X | DFO
Petroleum Liquids.DFO | petroleum | FALSE | 58893 | Xeres Ventures LLC | 59074 | SC 1 Data Center, Phase 2 | CA | Santa Clara | EG4B | Petroleum Liquids | IC |  | S | 2.2 | 0.97 | 2.2 | 2.2 | 0 | N |  |  | N | Commercial Non-CHP | 4 | X | DFO
Petroleum Liquids.DFO | petroleum | FALSE | 58893 | Xeres Ventures LLC | 59074 | SC 1 Data Center, Phase 2 | CA | Santa Clara | EG5A | Petroleum Liquids | IC |  | S | 2.2 | 0.97 | 2.2 | 2.2 | 0 | N |  |  | N | Commercial Non-CHP | 4 | X | DFO
Petroleum Liquids.DFO | petroleum | FALSE | 58893 | Xeres Ventures LLC | 59074 | SC 1 Data Center, Phase 2 | CA | Santa Clara | EG5B | Petroleum Liquids | IC |  | S | 2.2 | 0.97 | 2.2 | 2.2 | 0 | N |  |  | N | Commercial Non-CHP | 4 | X | DFO
Petroleum Liquids.DFO | petroleum | FALSE | 58893 | Xeres Ventures LLC | 59074 | SC 1 Data Center, Phase 2 | CA | Santa Clara | EG6A | Petroleum Liquids | IC |  | S | 2.2 | 0.97 | 2.2 | 2.2 | 0 | N |  |  | N | Commercial Non-CHP | 4 | X | DFO
Petroleum Liquids.DFO | petroleum | FALSE | 58893 | Xeres Ventures LLC | 59074 | SC 1 Data Center, Phase 2 | CA | Santa Clara | EG6B | Petroleum Liquids | IC |  | S | 2.2 | 0.97 | 2.2 | 2.2 | 0 | N |  |  | N | Commercial Non-CHP | 4 | X | DFO
Petroleum Liquids.DFO | petroleum | FALSE | 58893 | Xeres Ventures LLC | 59074 | SC 1 Data Center, Phase 2 | CA | Santa Clara | EG7A | Petroleum Liquids | IC |  | S | 2.2 | 0.97 | 2.2 | 2.2 | 0 | N |  |  | N | Commercial Non-CHP | 4 | X | DFO
Petroleum Liquids.DFO | petroleum | FALSE | 58893 | Xeres Ventures LLC | 59074 | SC 1 Data Center, Phase 2 | CA | Santa Clara | EG7B | Petroleum Liquids | IC |  | S | 2.2 | 0.97 | 2.2 | 2.2 | 0 | N |  |  | N | Commercial Non-CHP | 4 | X | DFO
Petroleum Liquids.DFO | petroleum | FALSE | 58893 | Xeres Ventures LLC | 59074 | SC 1 Data Center, Phase 2 | CA | Santa Clara | EG8B | Petroleum Liquids | IC |  | S | 2.2 | 0.97 | 2.2 | 2.2 | 0 | N |  |  | N | Commercial Non-CHP | 4 | X | DFO
Petroleum Liquids.DFO | petroleum | FALSE | 58893 | Xeres Ventures LLC | 59074 | SC 1 Data Center, Phase 2 | CA | Santa Clara | EG9A | Petroleum Liquids | IC |  | S | 2.3 | 0.97 | 2.3 | 2.3 | 0 | N |  |  | N | Commercial Non-CHP | 4 | X | DFO
Petroleum Liquids.DFO | petroleum | FALSE | 58893 | Xeres Ventures LLC | 59074 | SC 1 Data Center, Phase 2 | CA | Santa Clara | EG9B | Petroleum Liquids | IC |  | S | 2.3 | 0.97 | 2.3 | 2.3 | 0 | N |  |  | N | Commercial Non-CHP | 4 | X | DFO
Petroleum Liquids.DFO | petroleum | FALSE | 58893 | Xeres Ventures LLC | 59074 | SC 1 Data Center, Phase 2 | CA | Santa Clara | GEN8A | Petroleum Liquids | IC |  | S | 2.2 | 0.97 | 2.2 | 2.2 | 0 | N |  |  | N | Commercial Non-CHP | 4 | X | DFO
Solar Photovoltaic.SUN | solar PV | TRUE | 65305 | Clean Focus Yield, LLC | 59075 | Brewster Landfill | MA | Barnstable | BRE1 | Solar Photovoltaic | PV |  | S | 1 |  | 1 | 1 |  | N |  |  | N | IPP Non-CHP | 2 | X | SUN
Onshore Wind Turbine.WND | onshore wind | TRUE | 57421 | Chopin Wind, LLC | 59076 | Chopin Wind LLC | OR | Umatilla | WT1 | Onshore Wind Turbine | WT |  | S | 10 |  | 10 | 10 | 0 | N |  |  | N | IPP Non-CHP | 2 | X | WND
Solar Photovoltaic.SUN | solar PV | TRUE | 65305 | Clean Focus Yield, LLC | 59077 | Chatham Landfill | MA | Barnstable | CHA | Solar Photovoltaic | PV |  | S | 1.5 |  | 1.5 | 1.5 |  | N |  |  | N | IPP Non-CHP | 2 | X | SUN
Solar Photovoltaic.SUN | solar PV | TRUE | 65305 | Clean Focus Yield, LLC | 59078 | Harwich Landfill | MA | Barnstable | HAR1 | Solar Photovoltaic | PV |  | S | 4 |  | 4 | 4 |  | N |  |  | N | IPP Non-CHP | 2 | X | SUN
Solar Photovoltaic.SUN | solar PV | TRUE | 65305 | Clean Focus Yield, LLC | 59079 | Katama Farm | MA | Dukes | KAT1 | Solar Photovoltaic | PV |  | S | 1 |  | 1 | 1 |  | N |  |  | N | IPP Non-CHP | 2 | X | SUN
Solar Photovoltaic.SUN | solar PV | TRUE | 65305 | Clean Focus Yield, LLC | 59080 | Nunnepog | MA | Dukes | NUN1 | Solar Photovoltaic | PV |  | S | 1 |  | 1 | 1 |  | N |  |  | N | IPP Non-CHP | 2 | X | SUN
Solar Photovoltaic.SUN | solar PV | TRUE | 65305 | Clean Focus Yield, LLC | 59081 | Barnstable Landfill | MA | Barnstable | HAR1 | Solar Photovoltaic | PV |  | S | 4 |  | 4 | 4 |  | N |  |  | N | IPP Non-CHP | 2 | X | SUN
Solar Photovoltaic.SUN | solar PV | TRUE | 65305 | Clean Focus Yield, LLC | 59082 | Dennis Landfill | MA | Barnstable | DEN1 | Solar Photovoltaic | PV |  | S | 5 |  | 5 | 5 |  | N |  |  | N | IPP Non-CHP | 2 | X | SUN
Onshore Wind Turbine.WND | onshore wind | TRUE | 57503 | Limon | 59083 | Limon III Wind LLC | CO | Lincoln | WT1 | Onshore Wind Turbine | WT |  | S | 200.6 |  | 200.6 | 200.6 | 7 | N |  |  | N | IPP Non-CHP | 2 | X | WND
Onshore Wind Turbine.WND | onshore wind | TRUE | 59359 | BHE Renewables, LLC | 59084 | Marshall Wind Farm | KS | Marshall | RPMA | Onshore Wind Turbine | WT |  | S | 73.8 |  | 72 | 72 | 1 | N |  |  | N | IPP Non-CHP | 2 | X | WND
Solar Photovoltaic.SUN | solar PV | TRUE | 65164 | CleanCapital Holdings | 59085 | Lepomis PV Energy LLC | MA | Plymouth | INV-1 | Solar Photovoltaic | PV |  | S | 4.5 |  | 4.5 | 4.5 |  | N |  |  | N | IPP Non-CHP | 2 | X | SUN
Solar Photovoltaic.SUN | solar PV | TRUE | 60453 | Onward Energy | 59086 | Cottonwood Solar, LLC (Goose Lake) | CA | Kern | GEN1 | Solar Photovoltaic | PV |  | S | 12 |  | 12 | 12 |  | N |  |  | N | IPP Non-CHP | 2 | X | SUN
Solar Photovoltaic.SUN | solar PV | TRUE | 60453 | Onward Energy | 59087 | Cottonwood Solar, LLC (City of Corcoran) | CA | Kings | GEN 1 | Solar Photovoltaic | PV |  | S | 12 |  | 12 | 12 |  | N |  |  | N | IPP Non-CHP | 2 | X | SUN
Solar Photovoltaic.SUN | solar PV | TRUE | 17650 | Southern Power Co | 59088 | Calipatria Solar Farm | CA | Imperial | GEN 1 | Solar Photovoltaic | PV |  | W | 20 |  | 20 | 20 |  | N |  |  | N | IPP Non-CHP | 2 | X | SUN
Solar Photovoltaic.SUN | solar PV | TRUE | 61944 | MN8 Energy LLC | 59090 | Rockland Solar CSG | MA | Plymouth | GEN1 | Solar Photovoltaic | PV |  | S | 2 |  | 2 | 2 |  | N |  |  | N | IPP Non-CHP | 2 | X | SUN
Natural Gas Fired Combined Cycle.NG | natural gas combined cycle | TRUE | 8723 | City of Holland | 59093 | Holland Energy Park | MI | Ottawa | 10 | Natural Gas Fired Combined Cycle | CT | 1012 | S | 53.1 | 0.85 | 43.1 | 53.1 | 25 | N |  |  | Y | Electric Utility | 1 | T | NG
Natural Gas Fired Combined Cycle.NG | natural gas combined cycle | TRUE | 8723 | City of Holland | 59093 | Holland Energy Park | MI | Ottawa | 11 | Natural Gas Fired Combined Cycle | CT | 1012 | S | 53.1 | 0.85 | 43.1 | 53.1 | 25 | N |  |  | Y | Electric Utility | 1 | T | NG
Natural Gas Fired Combined Cycle.NG | natural gas combined cycle | TRUE | 8723 | City of Holland | 59093 | Holland Energy Park | MI | Ottawa | 12 | Natural Gas Fired Combined Cycle | CA | 1012 | S | 43.2 | 0.85 | 40.9 | 42.9 | 18 | N |  |  | Y | Electric Utility | 1 | T | NG
Solar Photovoltaic.SUN | solar PV | TRUE | 60947 | Tesla Inc. | 59094 | Division 1 | CA | Los Angeles | GEN 1 | Solar Photovoltaic | PV |  | W | 1.5 |  | 1.5 | 1.5 |  | N |  |  | N | IPP Non-CHP | 2 | X | SUN
Solar Photovoltaic.SUN | solar PV | TRUE | 60947 | Tesla Inc. | 59095 | Division 2 | CA | Los Angeles | GEN 1 | Solar Photovoltaic | PV |  | W | 1 |  | 1 | 1 |  | N |  |  | N | IPP Non-CHP | 2 | X | SUN
Solar Photovoltaic.SUN | solar PV | TRUE | 60947 | Tesla Inc. | 59096 | Division 3 | CA | Los Angeles | GEN1 | Solar Photovoltaic | PV |  | W | 1 |  | 1 | 1 |  | N |  |  | N | IPP Non-CHP | 2 | X | SUN
Solar Photovoltaic.SUN | solar PV | TRUE | 61944 | MN8 Energy LLC | 59097 | Berry Plastics Solar | NJ | Warren | PV1 | Solar Photovoltaic | PV |  | S | 9.8 |  | 9.8 | 9.8 |  | N |  |  | N | IPP Non-CHP | 2 | X | SUN
Solar Photovoltaic.SUN | solar PV | TRUE | 60947 | Tesla Inc. | 59098 | Kettering Solar 1 | CA | Los Angeles | PV1 | Solar Photovoltaic | PV |  | W | 1 |  | 1 | 1 |  | N |  |  | N | IPP Non-CHP | 2 | X | SUN
Solar Photovoltaic.SUN | solar PV | TRUE | 60947 | Tesla Inc. | 59099 | Kettering Solar 2 | CA | Los Angeles | PV1 | Solar Photovoltaic | PV |  | W | 1 |  | 1 | 1 |  | N |  |  | N | IPP Non-CHP | 2 | X | SUN
Solar Photovoltaic.SUN | solar PV | TRUE | 64778 | Strata Manager, LLC | 59100 | Chauncey Farm LLC | NC | Columbus | 1 | Solar Photovoltaic | PV |  | W | 4.9 |  | 4.9 | 4.9 |  | N |  |  | N | IPP Non-CHP | 2 | X | SUN
Solar Photovoltaic.SUN | solar PV | TRUE | 64778 | Strata Manager, LLC | 59102 | Dragstrip Farm | NC | Burke | 1 | Solar Photovoltaic | PV |  | W | 5 |  | 5 | 5 |  | N |  |  | N | IPP Non-CHP | 2 | X | SUN
Solar Photovoltaic.SUN | solar PV | TRUE | 58468 | Dominion Renewable Energy | 59103 | Fremont Farm LLC | NC | Wayne | 1 | Solar Photovoltaic | PV |  | S | 5 |  | 5 | 5 |  | N |  |  | N | IPP Non-CHP | 2 | X | SUN
Solar Photovoltaic.SUN | solar PV | TRUE | 63248 | Palmetto Power Management LLC | 59105 | Market Farm | NC | Rockingham | 1 | Solar Photovoltaic | PV |  | W | 4.9 |  | 4.9 | 4.9 |  | N |  |  | N | IPP Non-CHP | 2 | X | SUN
Solar Photovoltaic.SUN | solar PV | TRUE | 64778 | Strata Manager, LLC | 59106 | Snow Hill Solar 2 LLC | NC | Greene | 1 | Solar Photovoltaic | PV |  | W | 2 |  | 2 | 2 |  | N |  |  | N | IPP Non-CHP | 2 | X | SUN
Solar Photovoltaic.SUN | solar PV | TRUE | 64778 | Strata Manager, LLC | 59107 | Mount Olive Farm | NC | Wayne | 1 | Solar Photovoltaic | PV |  | W | 5 |  | 5 | 5 |  | N |  |  | N | IPP Non-CHP | 2 | X | SUN
Solar Photovoltaic.SUN | solar PV | TRUE | 64778 | Strata Manager, LLC | 59109 | Spicewood Solar Farm LLC | NC | Moore | 1 | Solar Photovoltaic | PV |  | W | 5 |  | 5 | 5 |  | N |  |  | N | IPP Non-CHP | 2 | X | SUN
Solar Photovoltaic.SUN | solar PV | TRUE | 64778 | Strata Manager, LLC | 59110 | Springfield Solar 1 LLC | MO | Greene | 1 | Solar Photovoltaic | PV |  | W | 4.9 |  | 4.9 | 4.9 |  | N |  |  | N | IPP Non-CHP | 2 | X | SUN
Solar Photovoltaic.SUN | solar PV | TRUE | 64778 | Strata Manager, LLC | 59111 | West Salisbury Farm LLC | NC | Rowan | 1 | Solar Photovoltaic | PV |  | W | 5 |  | 5 | 5 |  | N |  |  | N | IPP Non-CHP | 2 | X | SUN
Solar Photovoltaic.SUN | solar PV | TRUE | 64778 | Strata Manager, LLC | 59112 | West Siler | NC | Chatham | 1 | Solar Photovoltaic | PV |  | W | 5 |  | 5 | 5 |  | N |  |  | N | IPP Non-CHP | 2 | X | SUN
Solar Photovoltaic.SUN | solar PV | TRUE | 64778 | Strata Manager, LLC | 59113 | Yanceyville Farm 2 LLC | NC | Caswell | 1 | Solar Photovoltaic | PV |  | W | 5 |  | 5 | 5 |  | N |  |  | N | IPP Non-CHP | 2 | X | SUN
Solar Photovoltaic.SUN | solar PV | TRUE | 64778 | Strata Manager, LLC | 59114 | Redmon Solar Farm LLC | NC | Rowan | 1 | Solar Photovoltaic | PV |  | W | 2 |  | 2 | 2 |  | N |  |  | N | IPP Non-CHP | 2 | X | SUN
Solar Photovoltaic.SUN | solar PV | TRUE | 64778 | Strata Manager, LLC | 59115 | Anderson Farm LLC | NC | Sampson | 1 | Solar Photovoltaic | PV |  | W | 1.9 |  | 1.9 | 1.9 |  | N |  |  | N | IPP Non-CHP | 2 | X | SUN
Landfill Gas.LFG | natural gas peaker | FALSE | 58929 | Cape May County Municipal | 59116 | Woodbine Landfill Plant | NJ | Cape May | V1021 | Landfill Gas | IC |  | S | 3.2 | 0.8 | 2.1 | 2.1 | 0.5 | N |  |  | N | Commercial Non-CHP | 4 | X | LFG
Solar Photovoltaic.SUN | solar PV | TRUE | 3046 | Duke Energy Progress - (NC) | 59117 | DD Fayetteville Solar NC LLC | NC | Bladen | PV1 | Solar Photovoltaic | PV |  | S | 23.1 |  | 23.1 | 23.1 |  | N |  |  | N | Electric Utility | 1 | X | SUN
Onshore Wind Turbine.WND | onshore wind | TRUE | 58939 | Cameron Wind 1 LLC | 59118 | Cameron Wind 1 LLC | TX | Cameron | CAM1 | Onshore Wind Turbine | WT |  | S | 165 |  | 165 | 165 | 55 | N |  |  | N | IPP Non-CHP | 2 | X | WND
Solar Photovoltaic.SUN | solar PV | TRUE | 61012 | AES Distributed Energy | 59119 | Warsaw I | NC | Duplin | PV1 | Solar Photovoltaic | PV |  | S | 2 |  | 2 | 2 |  | N |  |  | N | IPP Non-CHP | 2 | X | SUN
Solar Photovoltaic.SUN | solar PV | TRUE | 61012 | AES Distributed Energy | 59120 | Warsaw II | NC | Duplin | PV1 | Solar Photovoltaic | PV |  | S | 2 |  | 2 | 2 |  | N |  |  | N | IPP Non-CHP | 2 | X | SUN
Solar Photovoltaic.SUN | solar PV | TRUE | 65164 | CleanCapital Holdings | 59121 | Acushnet-Braley Road 1 | MA | Bristol | 57449 | Solar Photovoltaic | PV |  | W | 1.9 |  | 1.9 | 1.9 |  | N |  |  | N | IPP Non-CHP | 2 | X | SUN
Solar Photovoltaic.SUN | solar PV | TRUE | 58944 | Enerparc CA 1, LLC | 59122 | Enerparc CA1 LLC | CA | San Benito | ECA11 | Solar Photovoltaic | PV |  | W | 1.5 |  | 1.5 | 1.5 |  | N |  |  | N | IPP Non-CHP | 2 | X | SUN
Solar Photovoltaic.SUN | solar PV | TRUE | 64778 | Strata Manager, LLC | 59123 | Moncure Farm LLC | NC | Chatham | 1 | Solar Photovoltaic | PV |  | W | 3 |  | 3 | 3 |  | N |  |  | N | IPP Non-CHP | 2 | X | SUN
Solar Photovoltaic.SUN | solar PV | TRUE | 64778 | Strata Manager, LLC | 59124 | Martin Creek Farm LLC | NC | Vance | 1 | Solar Photovoltaic | PV |  | W | 3 |  | 3 | 3 |  | N |  |  | N | IPP Non-CHP | 2 | X | SUN
Solar Photovoltaic.SUN | solar PV | TRUE | 64778 | Strata Manager, LLC | 59125 | Kinston | NC | Lenoir | 1 | Solar Photovoltaic | PV |  | W | 2 |  | 2 | 2 |  | N |  |  | N | IPP Non-CHP | 2 | X | SUN
Solar Photovoltaic.SUN | solar PV | TRUE | 64778 | Strata Manager, LLC | 59126 | Daniel Farm LLC | NC | Davie | 1 | Solar Photovoltaic | PV |  | W | 5 |  | 5 | 5 |  | N |  |  | N | IPP Non-CHP | 2 | X | SUN
Solar Photovoltaic.SUN | solar PV | TRUE | 64778 | Strata Manager, LLC | 59127 | Bailey Farm LLC | NC | Nash | 1 | Solar Photovoltaic | PV |  | W | 5 |  | 5 | 5 |  | N |  |  | N | IPP Non-CHP | 2 | X | SUN
Solar Photovoltaic.SUN | solar PV | TRUE | 65164 | CleanCapital Holdings | 59128 | Acushnet- High Hill | MA | Bristol | 57449 | Solar Photovoltaic | PV |  | W | 2.8 |  | 3.2 | 3.2 |  | N |  |  | N | IPP Non-CHP | 2 | X | SUN
Solar Photovoltaic.SUN | solar PV | TRUE | 65164 | CleanCapital Holdings | 59129 | CSD 2- Freedom High | CA | Contra Costa | 57449 | Solar Photovoltaic | PV |  | W | 0.9 |  | 1.1 | 1.1 |  | N |  |  | N | IPP Non-CHP | 2 | X | SUN
Solar Photovoltaic.SUN | solar PV | TRUE | 65164 | CleanCapital Holdings | 59130 | CSD 2 - Heritage High | CA | Contra Costa | 57449 | Solar Photovoltaic | PV |  | W | 1.3 |  | 1.3 | 1.3 |  | N |  |  | N | IPP Non-CHP | 2 | X | SUN
Solar Photovoltaic.SUN | solar PV | TRUE | 65164 | CleanCapital Holdings | 59131 | Dartmouth Landfill | MA | Bristol | 57449 | Solar Photovoltaic | PV |  | W | 1.1 |  | 1.3 | 1.3 |  | N |  |  | N | IPP Non-CHP | 2 | X | SUN
Solar Photovoltaic.SUN | solar PV | TRUE | 65164 | CleanCapital Holdings | 59132 | EAFB - North Base | CA | Kern | 57449 | Solar Photovoltaic | PV |  | W | 1 |  | 1.1 | 1.1 |  | N |  |  | N | IPP Non-CHP | 2 | X | SUN
Solar Photovoltaic.SUN | solar PV | TRUE | 65164 | CleanCapital Holdings | 59133 | EAFB - South Base | CA | Kern | 57449 | Solar Photovoltaic | PV |  | W | 1 |  | 1.1 | 1.1 |  | N |  |  | N | IPP Non-CHP | 2 | X | SUN
Solar Photovoltaic.SUN | solar PV | TRUE | 65164 | CleanCapital Holdings | 59134 | Easton Landfill | MA | Bristol | 57449 | Solar Photovoltaic | PV |  | W | 1.6 |  | 1.9 | 1.9 |  | N |  |  | N | IPP Non-CHP | 2 | X | SUN
Solar Photovoltaic.SUN | solar PV | TRUE | 65164 | CleanCapital Holdings | 59135 | Ludlow Landfill | MA | Hampden | 57449 | Solar Photovoltaic | PV |  | W | 2.3 |  | 2.6 | 2.6 |  | N |  |  | N | IPP Non-CHP | 2 | X | SUN
Solar Photovoltaic.SUN | solar PV | TRUE | 65164 | CleanCapital Holdings | 59136 | Methuen Landfill | MA | Essex | 57449 | Solar Photovoltaic | PV |  | W | 1.1 |  | 1.3 | 1.3 |  | N |  |  | N | IPP Non-CHP | 2 | X | SUN
Solar Photovoltaic.SUN | solar PV | TRUE | 65164 | CleanCapital Holdings | 59137 | Plymouth Site 1 | MA | Plymouth | 57449 | Solar Photovoltaic | PV |  | W | 4 |  | 4 | 4 |  | N |  |  | N | IPP Non-CHP | 2 | X | SUN
Solar Photovoltaic.SUN | solar PV | TRUE | 65164 | CleanCapital Holdings | 59138 | SDCCD - Miramar | CA | San Diego | 57449 | Solar Photovoltaic | PV |  | W | 1 |  | 1.1 | 1.1 |  | N |  |  | N | IPP Non-CHP | 2 | X | SUN
Solar Photovoltaic.SUN | solar PV | TRUE | 65164 | CleanCapital Holdings | 59139 | SDCWA - Twin Oaks | CA | San Diego | 57449 | Solar Photovoltaic | PV |  | W | 1 |  | 1.1 | 1.1 |  | N |  |  | N | IPP Non-CHP | 2 | X | SUN
Solar Photovoltaic.SUN | solar PV | TRUE | 65164 | CleanCapital Holdings | 59140 | EDF Lancaster | MA | Worcester | INV-1 | Solar Photovoltaic | PV |  | S | 4.5 |  | 4.5 | 4.5 |  | N |  |  | N | IPP Non-CHP | 2 | X | SUN
Landfill Gas.LFG | natural gas peaker | TRUE | 58948 | Manatee County Utilities Department | 59142 | Manatee County LFGTE | FL | Manatee | IC1 | Landfill Gas | IC |  | S | 1.6 | 0.9 | 1.6 | 1.6 | 0.8 | N |  |  | N | IPP Non-CHP | 2 | X | LFG
Landfill Gas.LFG | natural gas peaker | TRUE | 58960 | Timberline Energy LLC | 59143 | Front Range Project | CO | Weld | FR-1 | Landfill Gas | IC |  | S | 3.2 | 0.8 | 3.1 | 3.1 | 1.5 | N |  |  | N | IPP Non-CHP | 2 | X | LFG
Solar Photovoltaic.SUN | solar PV | TRUE | 58949 | Hangar 160 LLC | 59144 | Brighton PV Solar Plant | CO | Adams | 15755 | Solar Photovoltaic | PV |  | S | 1.8 |  | 1.8 | 1.8 |  | N |  |  | N | IPP Non-CHP | 2 | X | SUN
Natural Gas Fired Combustion Turbine.NG | natural gas peaker | FALSE | 58959 | Freeport LNG Development L.P | 59145 | Freeport LP Pretreatment Facility | TX | Brazoria | 65GTG | Natural Gas Fired Combustion Turbine | GT |  | S | 87 | 0.9 | 70 | 87 | 56 | N |  |  | Y | Industrial CHP | 7 | T | NG
Solar Photovoltaic.SUN | solar PV | TRUE | 58961 | United Therapeutics Corporation | 59146 | XPF Solar Field | NC | Durham | PV1 | Solar Photovoltaic | PV |  | S | 3 |  | 3 | 3 |  | N |  |  | N | IPP Non-CHP | 2 | X | SUN
Onshore Wind Turbine.WND | onshore wind | TRUE | 58962 | Fair Wind Power Partners, LLC | 59147 | Fair Wind | MD | Garrett | 1 | Onshore Wind Turbine | WT |  | S | 30 |  | 30 | 30 | 0.5 | N |  |  | N | IPP Non-CHP | 2 | X | WND
Solar Photovoltaic.SUN | solar PV | TRUE | 61060 | Cypress Creek Renewables | 59148 | Green Farm | NC | Martin | GREEN | Solar Photovoltaic | PV |  | S | 5 |  | 5 | 5 |  | N |  |  | N | IPP Non-CHP | 2 | X | SUN
Solar Photovoltaic.SUN | solar PV | TRUE | 61060 | Cypress Creek Renewables | 59149 | Simons Farm | NC | Hertford | SIMON | Solar Photovoltaic | PV |  | S | 5 |  | 5 | 5 |  | N |  |  | N | IPP Non-CHP | 2 | X | SUN
Batteries.MWH | battery storage | 0 | 61944 | MN8 Energy LLC | 59150 | RE Mustang LLC | CA | Kings | BESS1 | Batteries | BA |  | W | 75 |  | 75 | 75 |  | N |  |  | N | IPP Non-CHP | 2 | X | MWH
Solar Photovoltaic.SUN | solar PV | TRUE | 61944 | MN8 Energy LLC | 59150 | RE Mustang LLC | CA | Kings | PV1 | Solar Photovoltaic | PV |  | S | 100 |  | 100 | 100 |  | N |  |  | N | IPP Non-CHP | 2 | X | SUN
Solar Photovoltaic.SUN | solar PV | TRUE | 58970 | Ecoplexus, Inc | 59152 | Thornton PV1 | NC | Greene | THOR1 | Solar Photovoltaic | PV |  | W | 5 |  | 5 | 5 |  | N |  |  | N | IPP Non-CHP | 2 | X | SUN
Solar Photovoltaic.SUN | solar PV | TRUE | 58970 | Ecoplexus, Inc | 59153 | Watson Seed Farm PV1 | NC | Nash | WAT1 | Solar Photovoltaic | PV |  | W | 20 |  | 20 | 20 |  | N |  |  | N | IPP Non-CHP | 2 | X | SUN
Solar Photovoltaic.SUN | solar PV | TRUE | 58970 | Ecoplexus, Inc | 59154 | Bradley PV1 | NC | Hertford | BRAD1 | Solar Photovoltaic | PV |  | W | 5 |  | 5 | 5 |  | N |  |  | N | IPP Non-CHP | 2 | X | SUN
Solar Photovoltaic.SUN | solar PV | TRUE | 65411 | Duke Energy Renewables Services | 59155 | Shawboro PV1 | NC | Currituck | SHAW1 | Solar Photovoltaic | PV |  | W | 20 |  | 20 | 20 |  | N |  |  | N | IPP Non-CHP | 2 | X | SUN
Solar Photovoltaic.SUN | solar PV | TRUE | 58970 | Ecoplexus, Inc | 59156 | Carter PV1 | NC | Cumberland | CTR1 | Solar Photovoltaic | PV |  | W | 5 |  | 5 | 5 |  | N |  |  | N | IPP Non-CHP | 2 | X | SUN
Solar Photovoltaic.SUN | solar PV | TRUE | 58970 | Ecoplexus, Inc | 59157 | Pecan PV1 | NC | Richmond | PEC1 | Solar Photovoltaic | PV |  | W | 5 |  | 5 | 5 |  | N |  |  | N | IPP Non-CHP | 2 | X | SUN
Solar Photovoltaic.SUN | solar PV | TRUE | 58970 | Ecoplexus, Inc | 59158 | Langley PV1 | NC | Wilson | LNG1 | Solar Photovoltaic | PV |  | W | 5 |  | 5 | 5 |  | N |  |  | N | IPP Non-CHP | 2 | X | SUN
Solar Photovoltaic.SUN | solar PV | TRUE | 59462 | Heelstone Energy Holdings, LLC | 59162 | Mariposa Solar Center LLC | NC | Gaston | MSC 1 | Solar Photovoltaic | PV |  | S | 5 |  | 5 | 5 |  | N |  |  | N | IPP Non-CHP | 2 | X | SUN
Solar Photovoltaic.SUN | solar PV | TRUE | 61119 | SRE Utility Solar 1, LLC | 59163 | Highland Solar Center LLC | NC | Lenoir | HSC 1 | Solar Photovoltaic | PV |  | S | 5 |  | 5 | 5 |  | N |  |  | N | IPP Non-CHP | 2 | X | SUN
Solar Photovoltaic.SUN | solar PV | TRUE | 3046 | Duke Energy Progress - (NC) | 59164 | Elm City Solar Facility | NC | Wilson | NSC 1 | Solar Photovoltaic | PV |  | S | 40 |  | 40 | 40 |  | N |  |  | N | Electric Utility | 1 | X | SUN
Solar Photovoltaic.SUN | solar PV | FALSE | 58977 | Bridgeport Disposal LLC | 59166 | Bridgeport Disposal Solar Farm | NJ | Gloucester | BRIDG | Solar Photovoltaic | PV |  | S | 1.2 |  | 1.2 | 1.2 |  | N |  |  | N | Commercial Non-CHP | 4 | X | SUN
Solar Photovoltaic.SUN | solar PV | TRUE | 58976 | PsomasFMG Lancaster Solar Crest, LLC | 59167 | Lancaster Solar 1 | CA | Los Angeles | LS1 | Solar Photovoltaic | PV |  | S | 1.5 |  | 1.5 | 1.5 |  | N |  |  | N | IPP Non-CHP | 2 | X | SUN
Solar Photovoltaic.SUN | solar PV | TRUE | 61230 | Arevon Energy, Inc. | 59168 | Avalon Solar | AZ | Pima | AS | Solar Photovoltaic | PV |  | S | 29 |  | 29 | 29 |  | N |  |  | N | IPP Non-CHP | 2 | X | SUN
Solar Photovoltaic.SUN | solar PV | TRUE | 58976 | PsomasFMG Lancaster Solar Crest, LLC | 59169 | Lancaster Solar 2 | CA | Los Angeles | LS2 | Solar Photovoltaic | PV |  | S | 1.5 |  | 1.5 | 1.5 |  | N |  |  | N | IPP Non-CHP | 2 | X | SUN
Solar Photovoltaic.SUN | solar PV | TRUE | 64778 | Strata Manager, LLC | 59170 | Jakana Solar | NC | Martin | 5MWPV | Solar Photovoltaic | PV |  | W | 5 |  | 5 | 5 |  | N |  |  | N | IPP Non-CHP | 2 | X | SUN
Solar Photovoltaic.SUN | solar PV | TRUE | 64778 | Strata Manager, LLC | 59171 | Windsor Solar | NC | Bertie | 5MWPV | Solar Photovoltaic | PV |  | W | 5 |  | 5 | 5 |  | N |  |  | N | IPP Non-CHP | 2 | X | SUN
Solar Photovoltaic.SUN | solar PV | TRUE | 58985 | Marion Solar LLC | 59172 | Belmont | IN | Marion | PV1 | Solar Photovoltaic | PV |  | S | 3.8 |  | 3.8 | 3.8 |  | N |  |  | N | IPP Non-CHP | 2 | X | SUN
Solar Photovoltaic.SUN | solar PV | TRUE | 64778 | Strata Manager, LLC | 59173 | Bethel Solar | NC | Pitt | 5MWPV | Solar Photovoltaic | PV |  | W | 5 |  | 5 | 5 |  | N |  |  | N | IPP Non-CHP | 2 | X | SUN
Solar Photovoltaic.SUN | solar PV | TRUE | 64778 | Strata Manager, LLC | 59174 | Lewiston Solar | NC | Bertie | 5MWPV | Solar Photovoltaic | PV |  | W | 5 |  | 5 | 5 |  | N |  |  | N | IPP Non-CHP | 2 | X | SUN
Solar Photovoltaic.SUN | solar PV | TRUE | 65411 | Duke Energy Renewables Services | 59175 | Woodland Solar | NC | Northampton | 5MWPV | Solar Photovoltaic | PV |  | W | 5 |  | 5 | 5 |  | N |  |  | N | IPP Non-CHP | 2 | X | SUN
Solar Photovoltaic.SUN | solar PV | TRUE | 64778 | Strata Manager, LLC | 59176 | Williamston Solar | NC | Martin | 5MWPV | Solar Photovoltaic | PV |  | W | 5 |  | 5 | 5 |  | N |  |  | N | IPP Non-CHP | 2 | X | SUN
Solar Photovoltaic.SUN | solar PV | TRUE | 65411 | Duke Energy Renewables Services | 59177 | Winton Solar | NC | Hertford | 5MWPV | Solar Photovoltaic | PV |  | W | 5 |  | 5 | 5 |  | N |  |  | N | IPP Non-CHP | 2 | X | SUN
Solar Photovoltaic.SUN | solar PV | TRUE | 58440 | CD US Solar MT 2 LLC | 59178 | Franklin 1 | MA | Norfolk | KRS04 | Solar Photovoltaic | PV |  | S | 3 |  | 3 | 3 |  | N |  |  | N | IPP Non-CHP | 2 | X | SUN
Solar Photovoltaic.SUN | solar PV | TRUE | 58440 | CD US Solar MT 2 LLC | 59179 | Franklin 2 | MA | Norfolk | KRS05 | Solar Photovoltaic | PV |  | S | 4 |  | 4 | 4 |  | N |  |  | N | IPP Non-CHP | 2 | X | SUN
Solar Photovoltaic.SUN | solar PV | TRUE | 58985 | Marion Solar LLC | 59180 | Marion Solar LNG | IN | Marion | PV1 | Solar Photovoltaic | PV |  | S | 1.5 |  | 1.5 | 1.5 |  | N |  |  | N | IPP Non-CHP | 2 | X | SUN
Other Waste Biomass.OBG | biomass | TRUE | 58986 | AgriReNew | 59181 | AgriReNew | IA | Scott | 00001 | Other Waste Biomass | GT |  | S | 1 | 0.8 | 1 | 1 | 0.4 | N |  |  | Y | IPP CHP | 3 | T | OBG
Solar Photovoltaic.SUN | solar PV | TRUE | 59139 | SunEdison LLC | 59182 | Hesperia | CA | San Bernardino | 10-94 | Solar Photovoltaic | PV |  | W | 1.5 |  | 1.5 | 1.5 |  | N |  |  | N | IPP Non-CHP | 2 | X | SUN
Solar Photovoltaic.SUN | solar PV | TRUE | 60453 | Onward Energy | 59183 | CID Solar, LLC | CA | Kings | PV1 | Solar Photovoltaic | PV |  | S | 20 |  | 20 | 20 |  | N |  |  | N | IPP Non-CHP | 2 | X | SUN
Solar Photovoltaic.SUN | solar PV | TRUE | 60453 | Onward Energy | 59184 | Mulberry Farm LLC | TN | McNairy | PV1 | Solar Photovoltaic | PV |  | S | 15.8 |  | 15.8 | 15.8 |  | N |  |  | N | IPP Non-CHP | 2 | X | SUN
Solar Photovoltaic.SUN | solar PV | TRUE | 56990 | NJR Clean Energy Ventures Corporation | 59185 | Jacobstown | NJ | Burlington | PV1 | Solar Photovoltaic | PV |  | W | 5 |  | 5 | 5 |  | N |  |  | N | IPP Non-CHP | 2 | X | SUN
Solar Photovoltaic.SUN | solar PV | TRUE | 56990 | NJR Clean Energy Ventures Corporation | 59186 | West Pemberton | NJ | Burlington | PV1 | Solar Photovoltaic | PV |  | W | 7 |  | 7 | 7 |  | N |  |  | N | IPP Non-CHP | 2 | X | SUN
Onshore Wind Turbine.WND | onshore wind | TRUE | 13809 | NorthWestern Energy - (SD) | 59187 | Beethoven Wind | SD | Bon Homme | B&H80 | Onshore Wind Turbine | WT |  | S | 80 |  | 80 | 80 | 0.1 | N |  |  | N | Electric Utility | 1 | X | WND
Solar Photovoltaic.SUN | solar PV | TRUE | 60453 | Onward Energy | 59188 | Selmer Farm LLC | TN | McNairy | PV1 | Solar Photovoltaic | PV |  | S | 15.8 |  | 15.8 | 15.8 |  | N |  |  | N | IPP Non-CHP | 2 | X | SUN
Solar Photovoltaic.SUN | solar PV | TRUE | 64778 | Strata Manager, LLC | 59189 | East Wayne Solar LLC | NC | Wayne | 1 | Solar Photovoltaic | PV |  | W | 2 |  | 2 | 2 |  | N |  |  | N | IPP Non-CHP | 2 | X | SUN
Solar Photovoltaic.SUN | solar PV | TRUE | 64778 | Strata Manager, LLC | 59190 | Vickers | NC | Chatham | 1 | Solar Photovoltaic | PV |  | W | 2 |  | 2 | 2 |  | N |  |  | N | IPP Non-CHP | 2 | X | SUN
Solar Photovoltaic.SUN | solar PV | TRUE | 64778 | Strata Manager, LLC | 59191 | Soluga Farms 1 | NC | Sampson | 1 | Solar Photovoltaic | PV |  | W | 5 |  | 5 | 5 |  | N |  |  | N | IPP Non-CHP | 2 | X | SUN
Solar Photovoltaic.SUN | solar PV | TRUE | 64778 | Strata Manager, LLC | 59192 | Soluga Farms 2 LLC | NC | Bladen | 1 | Solar Photovoltaic | PV |  | W | 5 |  | 5 | 5 |  | N |  |  | N | IPP Non-CHP | 2 | X | SUN
Onshore Wind Turbine.WND | onshore wind | TRUE | 58998 | Chapman Ranch Wind LLC | 59193 | Chapman Ranch Wind I | TX | Nueces | CHA1 | Onshore Wind Turbine | WT |  | S | 236 |  | 249 | 249 | 0 | N |  |  | N | IPP Non-CHP | 2 | X | WND
Natural Gas Fired Combustion Turbine.NG | natural gas peaker | TRUE | 57341 | Veolia Energy | 59197 | Univ Minnesota CHP Plant | MN | Hennepin | CTG-1 | Natural Gas Fired Combustion Turbine | GT |  | S | 21 | 0.85 | 18 | 22 | 0 | N |  |  | Y | IPP CHP | 3 | T | NG | DFO
Solar Photovoltaic.SUN | solar PV | TRUE | 60025 | Greenbacker Renewable Energy Corporation | 59198 | Sterling PV 3 | CO | Logan | STER3 | Solar Photovoltaic | PV |  | S | 1.6 |  | 1.6 | 1.6 |  | N |  |  | N | IPP Non-CHP | 2 | X | SUN
Solar Photovoltaic.SUN | solar PV | TRUE | 60025 | Greenbacker Renewable Energy Corporation | 59199 | Mesa PV1 | CO | Mesa | MESA1 | Solar Photovoltaic | PV |  | S | 1.6 |  | 1.6 | 1.6 |  | N |  |  | N | IPP Non-CHP | 2 | X | SUN
Onshore Wind Turbine.WND | onshore wind | TRUE | 13781 | Northern States Power Co - Minnesota | 59200 | Border Winds Wind Farm | ND | Rolette | 1 | Onshore Wind Turbine | WT |  | S | 150 |  | 148 | 148 | 1 | N |  |  | N | Electric Utility | 1 | X | WND
Onshore Wind Turbine.WND | onshore wind | TRUE | 13781 | Northern States Power Co - Minnesota | 59201 | Pleasant Valley Wind Farm | MN | Mower | 1 | Onshore Wind Turbine | WT |  | S | 200 |  | 196 | 196 | 1 | N |  |  | N | Electric Utility | 1 | X | WND
Solar Photovoltaic.SUN | solar PV | TRUE | 61230 | Arevon Energy, Inc. | 59203 | Farmersville | CA | Tulare | PV1 | Solar Photovoltaic | PV |  | S | 1.5 |  | 1.5 | 1.5 |  | N |  |  | N | IPP Non-CHP | 2 | X | SUN
Solar Photovoltaic.SUN | solar PV | TRUE | 61230 | Arevon Energy, Inc. | 59203 | Farmersville | CA | Tulare | PV2 | Solar Photovoltaic | PV |  | S | 1.5 |  | 1.5 | 1.5 |  | N |  |  | N | IPP Non-CHP | 2 | X | SUN
Solar Photovoltaic.SUN | solar PV | TRUE | 61230 | Arevon Energy, Inc. | 59203 | Farmersville | CA | Tulare | PV3 | Solar Photovoltaic | PV |  | S | 1.5 |  | 1.5 | 1.5 |  | N |  |  | N | IPP Non-CHP | 2 | X | SUN
Solar Photovoltaic.SUN | solar PV | TRUE | 56769 | Consolidated Edison Development Inc. | 59204 | OCI Alamo 3 LLC | TX | Bexar | OCIA3 | Solar Photovoltaic | PV |  | S | 5.5 |  | 5.5 | 5.5 |  | N |  |  | N | IPP Non-CHP | 2 | X | SUN
Solar Photovoltaic.SUN | solar PV | TRUE | 56769 | Consolidated Edison Development Inc. | 59205 | OCI Alamo 5 LLC | TX | Uvalde | OCIA5 | Solar Photovoltaic | PV |  | S | 100 |  | 100 | 100 |  | N |  |  | N | IPP Non-CHP | 2 | X | SUN
Solar Photovoltaic.SUN | solar PV | TRUE | 59359 | BHE Renewables, LLC | 59206 | Alamo 6 | TX | Pecos | OCIA6 | Solar Photovoltaic | PV |  | S | 105 |  | 116 | 116 |  | N |  |  | N | IPP Non-CHP | 2 | X | SUN
Solar Photovoltaic.SUN | solar PV | TRUE | 56769 | Consolidated Edison Development Inc. | 59207 | OCI Alamo 7 LLC | TX | Haskell | OCIA7 | Solar Photovoltaic | PV |  | S | 100 |  | 100 | 100 |  | N |  |  | N | IPP Non-CHP | 2 | X | SUN
Solar Photovoltaic.SUN | solar PV | TRUE | 58468 | Dominion Renewable Energy | 59213 | Clipperton Holdings LLC | NC | Sampson | PV1 | Solar Photovoltaic | PV |  | S | 5 |  | 5 | 5 |  | N |  |  | N | IPP Non-CHP | 2 | X | SUN
Solar Photovoltaic.SUN | solar PV | TRUE | 59462 | Heelstone Energy Holdings, LLC | 59217 | Tiburon Holdings | NC | Davie | PV1 | Solar Photovoltaic | PV |  | S | 5 |  | 5 | 5 |  | N |  |  | N | IPP Non-CHP | 2 | X | SUN
Solar Photovoltaic.SUN | solar PV | TRUE | 61230 | Arevon Energy, Inc. | 59219 | Porterville 6 and 7 | CA | Tulare | PV1 | Solar Photovoltaic | PV |  | S | 1.5 |  | 1.5 | 1.5 |  | N |  |  | N | IPP Non-CHP | 2 | X | SUN
Solar Photovoltaic.SUN | solar PV | TRUE | 61230 | Arevon Energy, Inc. | 59219 | Porterville 6 and 7 | CA | Tulare | PV2 | Solar Photovoltaic | PV |  | S | 1.5 |  | 1.5 | 1.5 |  | N |  |  | N | IPP Non-CHP | 2 | X | SUN
Natural Gas Fired Combined Cycle.NG | natural gas combined cycle | TRUE | 40229 | Old Dominion Electric Coop | 59220 | Wildcat Point Generation Facility | MD | Cecil | CT1 | Natural Gas Fired Combined Cycle | CT | CC1 | S | 310.3 | 0.85 | 252.3 | 285.8 |  | N |  |  | N | Electric Utility | 1 | X | NG
Natural Gas Fired Combined Cycle.NG | natural gas combined cycle | TRUE | 40229 | Old Dominion Electric Coop | 59220 | Wildcat Point Generation Facility | MD | Cecil | CT2 | Natural Gas Fired Combined Cycle | CT | CC1 | S | 310.3 | 0.85 | 241.1 | 303.8 |  | N |  |  | N | Electric Utility | 1 | X | NG
Natural Gas Fired Combined Cycle.NG | natural gas combined cycle | TRUE | 40229 | Old Dominion Electric Coop | 59220 | Wildcat Point Generation Facility | MD | Cecil | ST1 | Natural Gas Fired Combined Cycle | CA | CC1 | S | 493 | 0.85 | 497.9 | 500 |  | N |  |  | N | Electric Utility | 1 | X | NG
Landfill Gas.LFG | natural gas peaker | TRUE | 55858 | EDL Inc | 59221 | Pecan Row Landfill To Electric Facility | GA | Lowndes | GEN1 | Landfill Gas | IC |  | S | 1.6 | 1 | 1.6 | 1.6 | 0.8 | N |  |  | N | IPP Non-CHP | 2 | X | LFG
Landfill Gas.LFG | natural gas peaker | TRUE | 55858 | EDL Inc | 59221 | Pecan Row Landfill To Electric Facility | GA | Lowndes | GEN2 | Landfill Gas | IC |  | S | 1.6 | 1 | 1.6 | 1.6 | 0.8 | N |  |  | N | IPP Non-CHP | 2 | X | LFG
Landfill Gas.LFG | natural gas peaker | TRUE | 55858 | EDL Inc | 59221 | Pecan Row Landfill To Electric Facility | GA | Lowndes | GEN3 | Landfill Gas | IC |  | S | 1.6 | 1 | 1.6 | 1.6 | 0.8 | N |  |  | N | IPP Non-CHP | 2 | X | LFG
Landfill Gas.LFG | natural gas peaker | TRUE | 55858 | EDL Inc | 59221 | Pecan Row Landfill To Electric Facility | GA | Lowndes | GM04 | Landfill Gas | IC |  | S | 1.6 | 1 | 1.6 | 1.6 | 0.8 | N |  |  | N | IPP Non-CHP | 2 | X | LFG
Onshore Wind Turbine.WND | onshore wind | TRUE | 17650 | Southern Power Co | 59222 | Passadumkeag Windpark LLC | ME | Penobscot | Q357 | Onshore Wind Turbine | WT |  | W | 42.9 |  | 39.9 | 39.9 | 3.3 | N |  |  | N | IPP Non-CHP | 2 | X | WND
Onshore Wind Turbine.WND | onshore wind | TRUE | 59017 | Optimum Wind 5 LLC | 59223 | Optimum Wind 5 LLC | IA | Story | WT1 | Onshore Wind Turbine | WT |  | S | 3 |  | 3 | 3 | 0.1 | N |  |  | N | IPP Non-CHP | 2 | X | WND
Onshore Wind Turbine.WND | onshore wind | TRUE | 59018 | Optimum Wind 6 LLC | 59224 | Optimum Wind 6 LLC | IA | Story | WT1 | Onshore Wind Turbine | WT |  | S | 3 |  | 3 | 3 | 0.1 | N |  |  | N | IPP Non-CHP | 2 | X | WND
Onshore Wind Turbine.WND | onshore wind | TRUE | 59019 | Optimum Wind 7 LLC | 59225 | Optimum Wind 7 LLC | IA | Story | WT1 | Onshore Wind Turbine | WT |  | S | 3 |  | 3 | 3 | 0.1 | N |  |  | N | IPP Non-CHP | 2 | X | WND
Onshore Wind Turbine.WND | onshore wind | TRUE | 59024 | Optimum Wind 4 LLC | 59226 | Optimum Wind 4 LLC | IA | Story | WT1 | Onshore Wind Turbine | WT |  | S | 3 |  | 3 | 3 | 0.1 | N |  |  | N | IPP Non-CHP | 2 | X | WND
Onshore Wind Turbine.WND | onshore wind | TRUE | 59025 | Optimum Wind 3 LLC | 59227 | Optimum Wind 3 LLC | IA | Story | WT1 | Onshore Wind Turbine | WT |  | S | 3 |  | 3 | 3 | 0.1 | N |  |  | N | IPP Non-CHP | 2 | X | WND
Onshore Wind Turbine.WND | onshore wind | TRUE | 59022 | Leonardo Wind 1 LLC | 59228 | Leonardo Wind 1 LLC | IA | Hardin | WT1 | Onshore Wind Turbine | WT |  | S | 3 |  | 3 | 3 | 0.1 | N |  |  | N | IPP Non-CHP | 2 | X | WND
Onshore Wind Turbine.WND | onshore wind | TRUE | 59021 | Venus Wind 3 LLC | 59230 | Venus Wind 3 LLC | IA | Poweshiek | WT1 | Onshore Wind Turbine | WT |  | S | 3 |  | 3 | 3 | 0.1 | N |  |  | N | IPP Non-CHP | 2 | X | WND
Onshore Wind Turbine.WND | onshore wind | TRUE | 59026 | Michelangelo Wind 1 LLC | 59231 | Michelangelo Wind 1 LLC | IA | Story | WT1 | Onshore Wind Turbine | WT |  | S | 3 |  | 3 | 3 | 0.1 | N |  |  | N | IPP Non-CHP | 2 | X | WND
Onshore Wind Turbine.WND | onshore wind | TRUE | 59027 | Michelangelo Wind 4 LLC | 59232 | Michelangelo Wind 4 LLC | IA | Boone | WT1 | Onshore Wind Turbine | WT |  | S | 3 |  | 3 | 3 | 0 | N |  |  | N | IPP Non-CHP | 2 | X | WND
Natural Gas Fired Combined Cycle.NG | natural gas combined cycle | FALSE | 49913 | University of Arizona | 59233 | Cogeneration 2 | AZ | Pima | CT2 | Natural Gas Fired Combined Cycle | CS |  | S | 6 | 0.8 | 5 | 5 | 2.8 | N |  |  | Y | Commercial CHP | 5 | T | NG
Onshore Wind Turbine.WND | onshore wind | TRUE | 59039 | Arbuckle Mountain Wind Farm LLC | 59234 | Arbuckle Mountain Wind Farm LLC | OK | Murray | GEN1 | Onshore Wind Turbine | WT |  | S | 100 |  | 100 | 100 | 1 | N |  |  | N | IPP Non-CHP | 2 | X | WND
Onshore Wind Turbine.WND | onshore wind | TRUE | 59040 | Rising Tree Wind Farm II LLC | 59235 | Rising Tree Wind Farm II | CA | Kern | GEN1 | Onshore Wind Turbine | WT |  | S | 19.8 |  | 19.8 | 19.8 | 1 | N |  |  | N | IPP Non-CHP | 2 | X | WND
Onshore Wind Turbine.WND | onshore wind | TRUE | 59042 | Rising Tree Wind Farm III LLC | 59236 | Rising Tree Wind Farm III | CA | Kern | GEN1 | Onshore Wind Turbine | WT |  | S | 99 |  | 99 | 99 | 1 | N |  |  | N | IPP Non-CHP | 2 | X | WND
Solar Photovoltaic.SUN | solar PV | TRUE | 59041 | Lone Valley Solar Park II LLC | 59237 | Lone Valley Solar Park II LLC | CA | San Bernardino | CPII | Solar Photovoltaic | PV |  | S | 20 |  | 20 | 20 |  | N |  |  | N | IPP Non-CHP | 2 | X | SUN
Onshore Wind Turbine.WND | onshore wind | TRUE | 57170 | EDF Renewable Asset Holdings, Inc. | 59238 | Windthorst-2 | TX | Archer | WND2 | Onshore Wind Turbine | WT |  | J | 67.6 |  | 67.6 | 67.6 | 0 | N |  |  | N | IPP Non-CHP | 2 | X | WND
Solar Photovoltaic.SUN | solar PV | TRUE | 59045 | Eagle Springs Solar LLC | 59239 | Eagle Springs Solar LLC | CO | Garfield | ESS01 | Solar Photovoltaic | PV |  | S | 1 |  | 1 | 0.8 |  | N |  |  | N | IPP Non-CHP | 2 | X | SUN
Landfill Gas.LFG | natural gas peaker | TRUE | 59881 | Port Charlotte Energy LLC | 59240 | Port Charlotte Energy LLC | FL | Charlotte | G1 | Landfill Gas | IC |  | S | 1.5 | 0.97 | 1.4 | 1.4 | 0.7 | N |  |  | N | IPP Non-CHP | 2 | X | LFG
Landfill Gas.LFG | natural gas peaker | TRUE | 59881 | Port Charlotte Energy LLC | 59240 | Port Charlotte Energy LLC | FL | Charlotte | G2 | Landfill Gas | IC |  | S | 1.5 | 0.97 | 1.4 | 1.4 | 0.7 | N |  |  | N | IPP Non-CHP | 2 | X | LFG
Solar Photovoltaic.SUN | solar PV | TRUE | 58801 | Integrys MA Solar, LLC | 59241 | Brockelman | MA | Worcester | BROCK | Solar Photovoltaic | PV |  | S | 3 |  | 3 | 3 |  | N |  |  | N | IPP Non-CHP | 2 | X | SUN
Solar Photovoltaic.SUN | solar PV | TRUE | 58801 | Integrys MA Solar, LLC | 59242 | Beverly | MA | Essex | BVRLY | Solar Photovoltaic | PV |  | S | 2 |  | 2 | 2 |  | N |  |  | N | IPP Non-CHP | 2 | X | SUN
Onshore Wind Turbine.WND | onshore wind | TRUE | 61133 | Lorenzo Wind, LLC | 59244 | Lorenzo Wind | TX | Crosby | FIBE1 | Onshore Wind Turbine | WT |  | S | 80 |  | 80 | 80 | 3 | N |  |  | N | IPP Non-CHP | 2 | X | WND
Onshore Wind Turbine.WND | onshore wind | TRUE | 60042 | Fluvanna Wind Energy LLC | 59245 | Fluvanna | TX | Scurry | FLUV1 | Onshore Wind Turbine | WT |  | S | 155.4 |  | 155.4 | 155.4 | 0 | N |  |  | N | IPP Non-CHP | 2 | X | WND
Onshore Wind Turbine.WND | onshore wind | TRUE | 17718 | Southwestern Public Service Co | 59247 | Hale Community Wind Farm | TX | Hale | HALE1 | Onshore Wind Turbine | WT |  | S | 478 |  | 478 | 478 | 1 | N |  |  | N | IPP Non-CHP | 2 | X | WND
Solar Photovoltaic.SUN | solar PV | TRUE | 59063 | Camden Solar Center, LLC | 59248 | CCMUA | NJ | Camden | CCMUA | Solar Photovoltaic | PV |  | S | 1.5 |  | 1.5 | 1.5 |  | N |  |  | N | IPP Non-CHP | 2 | X | SUN
Solar Photovoltaic.SUN | solar PV | TRUE | 65411 | Duke Energy Renewables Services | 59249 | Rio Bravo Solar 1 LLC | CA | Kern | PV1 | Solar Photovoltaic | PV |  | W | 20 |  | 19.5 | 14.1 |  | N |  |  | N | IPP Non-CHP | 2 | X | SUN
Solar Photovoltaic.SUN | solar PV | TRUE | 65411 | Duke Energy Renewables Services | 59250 | Rio Bravo Solar II LLC | CA | Kern | PV1 | Solar Photovoltaic | PV |  | W | 20 |  | 19.5 | 14.1 |  | N |  |  | N | IPP Non-CHP | 2 | X | SUN
Solar Photovoltaic.SUN | solar PV | TRUE | 65411 | Duke Energy Renewables Services | 59251 | Caprock Solar 1 LLC | NM | Quay | PV1 | Solar Photovoltaic | PV |  | W | 25 |  | 24.4 | 18.8 |  | N |  |  | N | IPP Non-CHP | 2 | X | SUN
Solar Photovoltaic.SUN | solar PV | TRUE | 65411 | Duke Energy Renewables Services | 59253 | Wildwood Solar II | CA | Kern | PV1 | Solar Photovoltaic | PV |  | W | 15 |  | 14.7 | 11.2 |  | N |  |  | N | IPP Non-CHP | 2 | X | SUN
Landfill Gas.LFG | natural gas peaker | TRUE | 56889 | Rhode Island LFG Genco | 59254 | Johnston LFG Turbine Plant | RI | Providence | GENS1 | Landfill Gas | CA | CC1 | S | 10.5 | 0.8 | 8.9 | 9.9 | 4.2 | N |  |  | N | IPP Non-CHP | 2 | X | LFG
Landfill Gas.LFG | natural gas peaker | TRUE | 56889 | Rhode Island LFG Genco | 59254 | Johnston LFG Turbine Plant | RI | Providence | GENT1 | Landfill Gas | CT | CC1 | S | 6.3 | 0.8 | 5.5 | 6.3 | 4.2 | N |  |  | N | IPP Non-CHP | 2 | X | LFG
Landfill Gas.LFG | natural gas peaker | TRUE | 56889 | Rhode Island LFG Genco | 59254 | Johnston LFG Turbine Plant | RI | Providence | GENT2 | Landfill Gas | CT | CC1 | S | 6.3 | 0.8 | 5.5 | 6.3 | 4.2 | N |  |  | N | IPP Non-CHP | 2 | X | LFG
Landfill Gas.LFG | natural gas peaker | TRUE | 56889 | Rhode Island LFG Genco | 59254 | Johnston LFG Turbine Plant | RI | Providence | GENT3 | Landfill Gas | CT | CC1 | S | 6.3 | 0.8 | 5.5 | 6.3 | 4.2 | N |  |  | N | IPP Non-CHP | 2 | X | LFG
Landfill Gas.LFG | natural gas peaker | TRUE | 56889 | Rhode Island LFG Genco | 59254 | Johnston LFG Turbine Plant | RI | Providence | GENT4 | Landfill Gas | CT | CC1 | S | 6.3 | 0.8 | 5.5 | 6.3 | 4.2 | N |  |  | N | IPP Non-CHP | 2 | X | LFG
Other Gases.OG | other | TRUE | 9267 | Hoosier Energy R E C, Inc | 59255 | Osprey Point RES | IN | Sullivan | 1 | Other Gases | IC |  | S | 3.3 | 0.8 | 3 | 3 | 2.3 | N |  |  | N | Electric Utility | 1 | X | OG
Other Gases.OG | other | TRUE | 9267 | Hoosier Energy R E C, Inc | 59255 | Osprey Point RES | IN | Sullivan | 2 | Other Gases | IC |  | S | 3.3 | 0.8 | 3 | 3 | 2.3 | N |  |  | N | Electric Utility | 1 | X | OG
Other Gases.OG | other | TRUE | 9267 | Hoosier Energy R E C, Inc | 59255 | Osprey Point RES | IN | Sullivan | 3 | Other Gases | IC |  | S | 3.3 | 0.8 | 3 | 3 | 2.3 | N |  |  | N | Electric Utility | 1 | X | OG
Other Gases.OG | other | TRUE | 9267 | Hoosier Energy R E C, Inc | 59255 | Osprey Point RES | IN | Sullivan | 4 | Other Gases | IC |  | S | 3.3 | 0.8 | 3 | 3 | 2.3 | N |  |  | N | Electric Utility | 1 | X | OG
Natural Gas Internal Combustion Engine.NG | natural gas peaker | FALSE | 59093 | Hidden View Dairy, LLC | 59260 | Hidden View Dairy, LLC | IN | Jasper | HV3 | Natural Gas Internal Combustion Engine | IC |  | S | 1 | 0.98 | 0.9 | 0.9 | 0.3 | N |  |  | N | Industrial Non-CHP | 6 | X | NG
Other Natural Gas.NG | natural gas peaker | TRUE | 57128 | Bloom Energy | 59261 | Verizon-Torrance | CA | Los Angeles | VZ300 | Other Natural Gas | FC |  | W | 1 |  | 1 | 1 | 0 | N |  |  | N | IPP Non-CHP | 2 | X | NG
Solar Photovoltaic.SUN | solar PV | TRUE | 61012 | AES Distributed Energy | 59262 | Lancaster Little Rock | CA | Los Angeles | LLRC | Solar Photovoltaic | PV |  | S | 5 |  | 5 | 5 |  | N |  |  | N | IPP Non-CHP | 2 | X | SUN
Solar Photovoltaic.SUN | solar PV | TRUE | 59089 | Merced Solar LLC | 59265 | Merced Solar LLC | CA | Merced | PV8 | Solar Photovoltaic | PV |  | S | 1.5 |  | 1.5 | 1.5 |  | N |  |  | N | IPP Non-CHP | 2 | X | SUN
Solar Photovoltaic.SUN | solar PV | TRUE | 59090 | Mission Solar LLC | 59267 | Mission Solar LLC | CA | Merced | PV9 | Solar Photovoltaic | PV |  | S | 1.5 |  | 1.5 | 1.5 |  | N |  |  | N | IPP Non-CHP | 2 | X | SUN
Solar Photovoltaic.SUN | solar PV | TRUE | 59091 | Hollister Solar LLC | 59268 | Hollister Solar LLC | CA | San Benito | PV10 | Solar Photovoltaic | PV |  | S | 1.5 |  | 1.5 | 1.5 |  | N |  |  | N | IPP Non-CHP | 2 | X | SUN
Solar Photovoltaic.SUN | solar PV | TRUE | 61012 | AES Distributed Energy | 59269 | Victor Mesa Linda B2 | CA | San Bernardino | VMLB2 | Solar Photovoltaic | PV |  | S | 1.5 |  | 1.6 | 1.5 |  | N |  |  | N | IPP Non-CHP | 2 | X | SUN
Solar Photovoltaic.SUN | solar PV | TRUE | 61012 | AES Distributed Energy | 59270 | Victor Mesa Linda C2 | CA | San Bernardino | VMLC2 | Solar Photovoltaic | PV |  | S | 1.5 |  | 1.6 | 1.5 |  | N |  |  | N | IPP Non-CHP | 2 | X | SUN
Solar Photovoltaic.SUN | solar PV | TRUE | 61012 | AES Distributed Energy | 59271 | Victor Mesa Linda D2 | CA | San Bernardino | VMLD2 | Solar Photovoltaic | PV |  | S | 1.5 |  | 1.6 | 1.5 |  | N |  |  | N | IPP Non-CHP | 2 | X | SUN
Solar Photovoltaic.SUN | solar PV | TRUE | 61012 | AES Distributed Energy | 59272 | Victor Mesa Linda E2 | CA | San Bernardino | VMLE2 | Solar Photovoltaic | PV |  | S | 1.5 |  | 1.6 | 1.5 |  | N |  |  | N | IPP Non-CHP | 2 | X | SUN
Solar Photovoltaic.SUN | solar PV | TRUE | 61012 | AES Distributed Energy | 59273 | SEPV Palmdale East | CA | Los Angeles | PALME | Solar Photovoltaic | PV |  | S | 10 |  | 9 | 9 |  | N |  |  | N | IPP Non-CHP | 2 | X | SUN
Solar Photovoltaic.SUN | solar PV | TRUE | 61012 | AES Distributed Energy | 59274 | Sutter Greenworks LLC | NY | Suffolk | SUTTG | Solar Photovoltaic | PV |  | S | 5 |  | 4 | 4 |  | N |  |  | N | IPP Non-CHP | 2 | X | SUN
Solar Photovoltaic.SUN | solar PV | TRUE | 61012 | AES Distributed Energy | 59275 | Sterlington Greenworks LLC | NY | Suffolk | STERG | Solar Photovoltaic | PV |  | S | 1.3 |  | 1 | 1 |  | N |  |  | N | IPP Non-CHP | 2 | X | SUN
Solar Photovoltaic.SUN | solar PV | TRUE | 61012 | AES Distributed Energy | 59276 | Leavenworth Greenworks LLC | NY | Suffolk | LEAVG | Solar Photovoltaic | PV |  | S | 9.5 |  | 9.5 | 9.3 |  | N |  |  | N | IPP Non-CHP | 2 | X | SUN
Solar Photovoltaic.SUN | solar PV | TRUE | 56990 | NJR Clean Energy Ventures Corporation | 59277 | Medford WWTP | NJ | Burlington | MED1 | Solar Photovoltaic | PV |  | S | 1.3 |  | 1.3 | 1.3 |  | N |  |  | N | IPP Non-CHP | 2 | X | SUN
Solar Photovoltaic.SUN | solar PV | TRUE | 56990 | NJR Clean Energy Ventures Corporation | 59278 | Reeves South | NJ | Burlington | REEV1 | Solar Photovoltaic | PV |  | S | 1 |  | 1 | 1 |  | N |  |  | N | IPP Non-CHP | 2 | X | SUN
Other Natural Gas.NG | natural gas peaker | TRUE | 57128 | Bloom Energy | 59279 | Life Technologies - Pleasanton | CA | Alameda | LFT01 | Other Natural Gas | FC |  | W | 1.1 |  | 1 | 1 | 0 | N |  |  | N | IPP Non-CHP | 2 | X | NG
Other Natural Gas.NG | natural gas peaker | TRUE | 57128 | Bloom Energy | 59280 | Kellogg's - San Jose | CA | Santa Clara | KLG00 | Other Natural Gas | FC |  | W | 1.1 |  | 1 | 1 | 0 | N |  |  | N | IPP Non-CHP | 2 | X | NG
Solar Photovoltaic.SUN | solar PV | TRUE | 58540 | California PV Energy LLC | 59283 | California PV Energy at ISD WWTP | CA | Contra Costa | W4236 | Solar Photovoltaic | PV |  | S | 1 |  | 1 | 1 |  | N |  |  | N | IPP Non-CHP | 2 | X | SUN
Onshore Wind Turbine.WND | onshore wind | TRUE | 60768 | Mammoth Plains Wind Project | 59284 | Mammoth Plains | OK | Dewey | GE1.7 | Onshore Wind Turbine | WT |  | S | 199 |  | 199 | 199 | 0 | N |  |  | N | IPP Non-CHP | 2 | X | WND
Onshore Wind Turbine.WND | onshore wind | TRUE | 61414 | Rattlesnake Creek Wind Project, LLC | 59292 | Rattlesnake Creek Wind Project | NE | Dixon | RCWP | Onshore Wind Turbine | WT |  | W | 318.1 |  | 318.1 | 318.1 | 0 | N |  |  | N | IPP Non-CHP | 2 | X | WND
Onshore Wind Turbine.WND | onshore wind | TRUE | 59097 | WED NK Green LLC | 59295 | WED NK Green | RI | Washington | NKG1 | Onshore Wind Turbine | WT |  | S | 1.5 |  | 1.5 | 1.5 | 0.2 | N |  |  | N | IPP Non-CHP | 2 | X | WND
Batteries.MWH | battery storage | 0 | 59098 | Northwest Ohio Wind, LLC | 59296 | Northwest Ohio Wind | OH | Paulding | NWO-B | Batteries | BA |  | W | 0.8 | 1 | 0.8 | 0.8 | 0 | N |  |  | N | IPP Non-CHP | 2 | X | MWH
Solar Photovoltaic.SUN | solar PV | TRUE | 59098 | Northwest Ohio Wind, LLC | 59296 | Northwest Ohio Wind | OH | Paulding | NWO-S | Solar Photovoltaic | PV |  | W | 4 | 1 | 4 | 4 | 0 | N |  |  | N | IPP Non-CHP | 2 | X | SUN
Onshore Wind Turbine.WND | onshore wind | TRUE | 59098 | Northwest Ohio Wind, LLC | 59296 | Northwest Ohio Wind | OH | Paulding | NWOH1 | Onshore Wind Turbine | WT |  | S | 105 |  | 100 | 100 | 0 | N |  |  | N | IPP Non-CHP | 2 | X | WND
Solar Photovoltaic.SUN | solar PV | TRUE | 59100 | Sunlight General Solar Fund II, LLC | 59297 | Carrier Clinic | NJ | Somerset | CARRI | Solar Photovoltaic | PV |  | S | 1.5 |  | 1.5 | 1.5 |  | N |  |  | N | IPP Non-CHP | 2 | X | SUN
Landfill Gas.LFG | natural gas peaker | TRUE | 54842 | WM Renewable Energy LLC | 59299 | Waste Mangement Redwood LFGTE | CA | Marin | RED1 | Landfill Gas | IC |  | S | 2 | 0.8 | 2 | 2 | 0.8 | N |  |  | N | IPP Non-CHP | 2 | X | LFG
Landfill Gas.LFG | natural gas peaker | TRUE | 54842 | WM Renewable Energy LLC | 59299 | Waste Mangement Redwood LFGTE | CA | Marin | RED2 | Landfill Gas | IC |  | S | 2 | 0.8 | 2 | 2 | 0.8 | N |  |  | N | IPP Non-CHP | 2 | X | LFG
Solar Photovoltaic.SUN | solar PV | TRUE | 61230 | Arevon Energy, Inc. | 59300 | Hanford 1 and 2 | CA | Kings | HAN1 | Solar Photovoltaic | PV |  | S | 1.5 |  | 1.5 | 1.5 |  | N |  |  | N | IPP Non-CHP | 2 | X | SUN
Solar Photovoltaic.SUN | solar PV | TRUE | 61230 | Arevon Energy, Inc. | 59300 | Hanford 1 and 2 | CA | Kings | HAN2 | Solar Photovoltaic | PV |  | S | 1.5 |  | 1.5 | 1.5 |  | N |  |  | N | IPP Non-CHP | 2 | X | SUN
Onshore Wind Turbine.WND | onshore wind | TRUE | 59105 | WED Coventry One, LLC | 59301 | WED Coventry 1 | RI | Kent | WEDC1 | Onshore Wind Turbine | WT |  | W | 1.5 |  | 1.5 | 1.5 | 0.2 | N |  |  | N | IPP Non-CHP | 2 | X | WND
Onshore Wind Turbine.WND | onshore wind | TRUE | 59106 | WED Coventry Two, LLC | 59302 | WED Coventry 2 | RI | Kent | COV2 | Onshore Wind Turbine | WT |  | W | 1.5 |  | 1.5 | 1.5 | 0.2 | N |  |  | N | IPP Non-CHP | 2 | X | WND
Onshore Wind Turbine.WND | onshore wind | TRUE | 59106 | WED Coventry Two, LLC | 59302 | WED Coventry 2 | RI | Kent | COV2A | Onshore Wind Turbine | WT |  | W | 1.5 |  | 1.5 | 1.5 | 0.2 | N |  |  | N | IPP Non-CHP | 2 | X | WND
Onshore Wind Turbine.WND | onshore wind | TRUE | 59106 | WED Coventry Two, LLC | 59302 | WED Coventry 2 | RI | Kent | COV2B | Onshore Wind Turbine | WT |  | W | 1.5 |  | 1.5 | 1.5 | 0.2 | N |  |  | N | IPP Non-CHP | 2 | X | WND
Onshore Wind Turbine.WND | onshore wind | TRUE | 59107 | WED Coventry Three, LLC | 59305 | WED Coventry 3 | RI | Kent | WEDC3 | Onshore Wind Turbine | WT |  | W | 1.5 |  | 1.5 | 1.5 | 0.2 | N |  |  | N | IPP Non-CHP | 2 | X | WND
Onshore Wind Turbine.WND | onshore wind | TRUE | 59108 | WED Coventry Four, LLC | 59306 | WED Coventry 4 | RI | Kent | WEDC4 | Onshore Wind Turbine | WT |  | W | 1.5 |  | 1.5 | 1.5 | 0.2 | N |  |  | N | IPP Non-CHP | 2 | X | WND
Solar Photovoltaic.SUN | solar PV | TRUE | 60865 | CD Global Solar Holdings, LLC | 59308 | Beacon Solar Plant Site 5 | CA | Kern | BEAC5 | Solar Photovoltaic | PV |  | S | 37.8 |  | 37.8 | 37.8 |  | N |  |  | N | IPP Non-CHP | 2 | X | SUN
Solar Photovoltaic.SUN | solar PV | TRUE | 60865 | CD Global Solar Holdings, LLC | 59309 | Beacon Solar Plant Site 2 | CA | Kern | BEAC2 | Solar Photovoltaic | PV |  | S | 47.3 |  | 47.3 | 47.3 |  | N |  |  | N | IPP Non-CHP | 2 | X | SUN
Landfill Gas.LFG | natural gas peaker | TRUE | 61038 | Cube District Energy, LLC | 59310 | Black Oak Power Producers | MO | Wright | GEN1 | Landfill Gas | IC |  | S | 2 | 0.8 | 1.9 | 1.9 | 1 | N |  |  | N | IPP Non-CHP | 2 | X | LFG
Landfill Gas.LFG | natural gas peaker | TRUE | 61038 | Cube District Energy, LLC | 59310 | Black Oak Power Producers | MO | Wright | GEN2 | Landfill Gas | IC |  | S | 2 | 0.8 | 1.9 | 1.9 | 1 | N |  |  | N | IPP Non-CHP | 2 | X | LFG
Onshore Wind Turbine.WND | onshore wind | TRUE | 59115 | NextEra Energy Seiling Wind | 59311 | Seiling Wind I | OK | Dewey | SEIL1 | Onshore Wind Turbine | WT |  | S | 199 |  | 199 | 199 | 5 | N |  |  | N | IPP Non-CHP | 2 | X | WND
Onshore Wind Turbine.WND | onshore wind | TRUE | 59115 | NextEra Energy Seiling Wind | 59312 | Seiling Wind II | OK | Dewey | SEIL2 | Onshore Wind Turbine | WT |  | S | 98.6 |  | 98.6 | 98.6 | 5 | N |  |  | N | IPP Non-CHP | 2 | X | WND
Onshore Wind Turbine.WND | onshore wind | TRUE | 59116 | WED Coventry Five, LLC | 59313 | WED Coventry 5 | RI | Kent | COV5 | Onshore Wind Turbine | WT |  | S | 1.5 |  | 1.5 | 1.5 | 0.2 | N |  |  | N | IPP Non-CHP | 2 | X | WND
Onshore Wind Turbine.WND | onshore wind | TRUE | 59117 | WED Coventry Six, LLC | 59314 | WED Coventry 6 | RI | Kent | COV6 | Onshore Wind Turbine | WT |  | S | 1.5 |  | 1.5 | 1.5 | 0.2 | N |  |  | N | IPP Non-CHP | 2 | X | WND
Onshore Wind Turbine.WND | onshore wind | TRUE | 59117 | WED Coventry Six, LLC | 59314 | WED Coventry 6 | RI | Kent | COV6A | Onshore Wind Turbine | WT |  | S | 1.5 |  | 1.5 | 1.5 | 0.2 | N |  |  | N | IPP Non-CHP | 2 | X | WND
Onshore Wind Turbine.WND | onshore wind | TRUE | 59117 | WED Coventry Six, LLC | 59314 | WED Coventry 6 | RI | Kent | COV6B | Onshore Wind Turbine | WT |  | S | 1.5 |  | 1.5 | 1.5 | 0.2 | N |  |  | N | IPP Non-CHP | 2 | X | WND
Solar Photovoltaic.SUN | solar PV | TRUE | 61012 | AES Distributed Energy | 59315 | Hecate Energy Beacon Solar 1 | CA | Kern | BEAC1 | Solar Photovoltaic | PV |  | S | 56 |  | 51 | 50 |  | N |  |  | N | IPP Non-CHP | 2 | X | SUN
Solar Photovoltaic.SUN | solar PV | TRUE | 61012 | AES Distributed Energy | 59316 | Hecate Energy Beacon Solar 3 | CA | Kern | BEAC3 | Solar Photovoltaic | PV |  | S | 56 |  | 51 | 50 |  | N |  |  | N | IPP Non-CHP | 2 | X | SUN
Solar Photovoltaic.SUN | solar PV | TRUE | 61012 | AES Distributed Energy | 59317 | Hecate Energy Beacon Solar 4 | CA | Kern | BEAC4 | Solar Photovoltaic | PV |  | S | 50 |  | 47 | 45 |  | N |  |  | N | IPP Non-CHP | 2 | X | SUN
Solar Photovoltaic.SUN | solar PV | TRUE | 56990 | NJR Clean Energy Ventures Corporation | 59318 | North Run | NJ | Burlington | NRUN1 | Solar Photovoltaic | PV |  | W | 5 |  | 5 | 5 |  | N |  |  | N | IPP Non-CHP | 2 | X | SUN
Solar Photovoltaic.SUN | solar PV | TRUE | 56990 | NJR Clean Energy Ventures Corporation | 59319 | Rock Solid | NJ | Monmouth | ROCK1 | Solar Photovoltaic | PV |  | W | 8 |  | 8 | 8 |  | N |  |  | N | IPP Non-CHP | 2 | X | SUN
Onshore Wind Turbine.WND | onshore wind | TRUE | 65411 | Duke Energy Renewables Services | 59320 | Los Vientos Windpower III | TX | Starr | GEN1 | Onshore Wind Turbine | WT |  | W | 200 |  | 200 | 200 | 0.1 | N |  |  | N | IPP Non-CHP | 2 | X | WND
Onshore Wind Turbine.WND | onshore wind | TRUE | 65411 | Duke Energy Renewables Services | 59321 | Los Vientos Windpower IV | TX | Starr | GEN1 | Onshore Wind Turbine | WT |  | W | 200 |  | 200 | 200 | 26 | N |  |  | N | IPP Non-CHP | 2 | X | WND
Solar Photovoltaic.SUN | solar PV | TRUE | 65411 | Duke Energy Renewables Services | 59322 | Pumpjack Solar I | CA | Kern | GEN1 | Solar Photovoltaic | PV |  | W | 20 |  | 20 | 20 |  | N |  |  | N | IPP Non-CHP | 2 | X | SUN
Solar Photovoltaic.SUN | solar PV | TRUE | 63249 | Terraform Arcadia | 59323 | Sacramento (SMUD) | CA | Sacramento | SMUPV | Solar Photovoltaic | PV |  | S | 1.5 |  | 1.5 | 1.5 |  | N |  |  | N | IPP Non-CHP | 2 | X | SUN
Solar Photovoltaic.SUN | solar PV | TRUE | 59122 | The Medical Center Company | 59324 | MCCo Solar Generating Facility | OH | Cuyahoga | MCCO1 | Solar Photovoltaic | PV |  | S | 1 |  | 0.9 | 0.6 |  | N |  |  | N | IPP Non-CHP | 2 | X | SUN
Natural Gas Fired Combined Cycle.NG | natural gas combined cycle | TRUE | 59123 | Carolina Power Partners, LLC | 59325 | Kings Mountain Energy Center | NC | Cleveland | KMEC1 | Natural Gas Fired Combined Cycle | CT | KMEC | S | 310.2 | 0.85 | 259 | 305 | 107 | N |  |  | N | IPP Non-CHP | 2 | X | NG
Natural Gas Fired Combined Cycle.NG | natural gas combined cycle | TRUE | 59123 | Carolina Power Partners, LLC | 59325 | Kings Mountain Energy Center | NC | Cleveland | KMEC2 | Natural Gas Fired Combined Cycle | CA | KMEC | S | 233.7 | 0.85 | 227 | 208 | 93 | N |  |  | N | IPP Non-CHP | 2 | X | NG
Natural Gas Fired Combined Cycle.NG | natural gas combined cycle | TRUE | 59124 | Ohio Power Partners, LLC | 59326 | Middletown Energy Center | OH | Butler | MEC1 | Natural Gas Fired Combined Cycle | CT | MCC1 | S | 310.2 | 0.85 | 248 | 279.9 | 100.8 | N |  |  | N | IPP Non-CHP | 2 | X | NG
Natural Gas Fired Combined Cycle.NG | natural gas combined cycle | TRUE | 59124 | Ohio Power Partners, LLC | 59326 | Middletown Energy Center | OH | Butler | MEC2 | Natural Gas Fired Combined Cycle | CA | MCC1 | S | 233.7 | 0.85 | 215.6 | 225 | 11 | N |  |  | N | IPP Non-CHP | 2 | X | NG
Solar Photovoltaic.SUN | solar PV | FALSE | 59125 | Marlboro Mushroom | 59327 | Marlboro Mushrooms Solar Field | PA | Chester | GEN1 | Solar Photovoltaic | PV |  | S | 1 |  | 1 | 0.3 |  | N |  |  | N | Industrial Non-CHP | 6 | X | SUN
Onshore Wind Turbine.WND | onshore wind | FALSE | 56930 | Foundation HA Energy Generation, LLC | 59328 | Golden Acorn Casino | CA | San Diego | GAC1 | Onshore Wind Turbine | WT |  | S | 1 |  | 1 | 1 | 0.1 | N |  |  | N | Commercial Non-CHP | 4 | X | WND
Onshore Wind Turbine.WND | onshore wind | TRUE | 56930 | Foundation HA Energy Generation, LLC | 59329 | City of Soledad Water Reclamation | CA | Monterey | SOL1 | Onshore Wind Turbine | WT |  | S | 1 |  | 1 | 1 | 0.1 | N |  |  | N | IPP Non-CHP | 2 | X | WND
Onshore Wind Turbine.WND | onshore wind | TRUE | 56930 | Foundation HA Energy Generation, LLC | 59330 | Taylor Farms | CA | Monterey | TAY1 | Onshore Wind Turbine | WT |  | S | 1 |  | 1 | 1 | 0.1 | N |  |  | N | IPP Non-CHP | 2 | X | WND
Onshore Wind Turbine.WND | onshore wind | FALSE | 56930 | Foundation HA Energy Generation, LLC | 59331 | Anheuser-Busch #2 | CA | Solano | ANB2 | Onshore Wind Turbine | WT |  | S | 1.6 |  | 1.6 | 1.6 | 0.1 | N |  |  | N | Industrial Non-CHP | 6 | X | WND
Onshore Wind Turbine.WND | onshore wind | TRUE | 65411 | Duke Energy Renewables Services | 59332 | Mesquite Creek Wind | TX | Dawson | MSCRK | Onshore Wind Turbine | WT |  | W | 211.2 |  | 211.2 | 211.2 | 0 | N |  |  | N | IPP Non-CHP | 2 | X | WND
Solar Photovoltaic.SUN | solar PV | TRUE | 63233 | USF Surry, LLC | 59333 | Faison Solar | NC | Duplin | FAIS1 | Solar Photovoltaic | PV |  | S | 2 |  | 2 | 2 |  | N |  |  | N | IPP Non-CHP | 2 | X | SUN
Solar Photovoltaic.SUN | solar PV | TRUE | 60453 | Onward Energy | 59334 | Catalina Solar 2, LLC | CA | Kern | INV-1 | Solar Photovoltaic | PV |  | S | 18 |  | 18 | 18 |  | N |  |  | N | IPP Non-CHP | 2 | X | SUN
Landfill Gas.LFG | natural gas peaker | TRUE | 59135 | Inst and Envir Div Marine Logistics Base | 59335 | MCLB Landfill Gas to Energy | GA | Dougherty | GEN1 | Landfill Gas | IC |  | S | 1.9 | 0.85 | 1.7 | 1.8 | 0.5 | N |  |  | Y | IPP CHP | 3 | T | LFG | NG
Landfill Gas.LFG | natural gas peaker | TRUE | 59135 | Inst and Envir Div Marine Logistics Base | 59335 | MCLB Landfill Gas to Energy | GA | Dougherty | GEN2 | Landfill Gas | IC |  | S | 2.1 | 0.85 | 1.9 | 1.9 | 0.5 | N |  |  | N | IPP CHP | 3 | X | LFG | NG
Solar Photovoltaic.SUN | solar PV | TRUE | 61119 | SRE Utility Solar 1, LLC | 59337 | Harrell's Hill Solar Center LLC | NC | Wayne | HHS1 | Solar Photovoltaic | PV |  | S | 5 |  | 5 | 5 |  | N |  |  | N | IPP Non-CHP | 2 | X | SUN
Natural Gas Fired Combined Cycle.NG | natural gas combined cycle | TRUE | 16572 | Salt River Project | 59338 | Gila River Power Block 1 | AZ | Maricopa | CTG1 | Natural Gas Fired Combined Cycle | CT | PB1 | S | 174 | 0.85 | 164 | 184 | 70 | Y |  |  | N | Electric Utility | 1 | X | NG
Natural Gas Fired Combined Cycle.NG | natural gas combined cycle | TRUE | 16572 | Salt River Project | 59338 | Gila River Power Block 1 | AZ | Maricopa | CTG2 | Natural Gas Fired Combined Cycle | CT | PB1 | S | 174 | 0.85 | 164 | 184 | 70 | Y |  |  | N | Electric Utility | 1 | X | NG
Natural Gas Fired Combined Cycle.NG | natural gas combined cycle | TRUE | 16572 | Salt River Project | 59338 | Gila River Power Block 1 | AZ | Maricopa | ST9 | Natural Gas Fired Combined Cycle | CA | PB1 | S | 271 | 0.85 | 242 | 249 | 70 | N |  |  | N | Electric Utility | 1 | X | NG
Solar Photovoltaic.SUN | solar PV | TRUE | 61230 | Arevon Energy, Inc. | 59339 | Quinto Solar PV Project | CA | Merced | SSC13 | Solar Photovoltaic | PV |  | S | 108 |  | 105.1 | 76.8 |  | N |  |  | N | IPP Non-CHP | 2 | X | SUN
Conventional Hydroelectric.WAT | hydro | TRUE | 59140 | Dorena Hydro, LLC | 59357 | Dorena Hydro-Electric Facility | OR | Lane | FRNCS | Conventional Hydroelectric | HY |  | S | 1.4 | 0.9 | 1.4 | 1.4 | 0.4 | N |  |  | N | IPP Non-CHP | 2 | X | WAT
Conventional Hydroelectric.WAT | hydro | TRUE | 59140 | Dorena Hydro, LLC | 59357 | Dorena Hydro-Electric Facility | OR | Lane | KAPLN | Conventional Hydroelectric | HY |  | S | 6.1 | 0.9 | 6.1 | 6.1 | 1.8 | N |  |  | N | IPP Non-CHP | 2 | X | WAT
Solar Photovoltaic.SUN | solar PV | TRUE | 60281 | Altus Power America Management, LLC | 59358 | Devens | MA | Middlesex | MA2 | Solar Photovoltaic | PV |  | S | 3 |  | 2 | 1 |  | N |  |  | N | IPP Non-CHP | 2 | X | SUN
Solar Photovoltaic.SUN | solar PV | TRUE | 59139 | SunEdison LLC | 59359 | SCE-Snowline-Duncan Road (North) | CA | San Bernardino | 10400 | Solar Photovoltaic | PV |  | W | 1.5 |  | 1.5 | 1.5 |  | N |  |  | N | IPP Non-CHP | 2 | X | SUN
Solar Photovoltaic.SUN | solar PV | TRUE | 59139 | SunEdison LLC | 59360 | SCE-Snowline-Duncan Road (South) | CA | San Bernardino | 11113 | Solar Photovoltaic | PV |  | W | 1 |  | 1 | 1 |  | N |  |  | N | IPP Non-CHP | 2 | X | SUN
Solar Photovoltaic.SUN | solar PV | TRUE | 65432 | CVI CleanCapital Solar 1 LLC | 59361 | Browne Solar LLC | MA | Hampden | PV1 | Solar Photovoltaic | PV |  | S | 1 |  | 1 | 1 |  | N |  |  | N | IPP Non-CHP | 2 | X | SUN
Solar Photovoltaic.SUN | solar PV | TRUE | 65432 | CVI CleanCapital Solar 1 LLC | 59362 | Indian Hill Solar LLC | MA | Hampden | PV1 | Solar Photovoltaic | PV |  | S | 1 |  | 1 | 1 |  | N |  |  | N | IPP Non-CHP | 2 | X | SUN
Solar Photovoltaic.SUN | solar PV | TRUE | 65432 | CVI CleanCapital Solar 1 LLC | 59363 | State Street Solar LLC | MA | Hampden | PV1 | Solar Photovoltaic | PV |  | S | 1 |  | 1 | 1 |  | N |  |  | N | IPP Non-CHP | 2 | X | SUN
Solar Photovoltaic.SUN | solar PV | TRUE | 58258 | SunRay Power LLC | 59364 | Plainfield One Solar LLC | NJ | Somerset | PV1 | Solar Photovoltaic | PV |  | S | 1.3 |  | 1.3 | 1.3 |  | N |  |  | N | IPP Non-CHP | 2 | X | SUN
Solar Photovoltaic.SUN | solar PV | TRUE | 60281 | Altus Power America Management, LLC | 59365 | 24 Applegate Solar LLC | NJ | Mercer | PV1 | Solar Photovoltaic | PV |  | S | 2.6 |  | 2.6 | 2.6 |  | N |  |  | N | IPP Non-CHP | 2 | X | SUN
Solar Photovoltaic.SUN | solar PV | TRUE | 62629 | G&S Operations LLC | 59366 | G&S Wantage Solar LLC | NJ | Sussex | PV1 | Solar Photovoltaic | PV |  | J | 8.5 |  | 8.5 | 8.5 |  | N |  |  | N | IPP Non-CHP | 2 | X | SUN
Solar Photovoltaic.SUN | solar PV | TRUE | 58258 | SunRay Power LLC | 59367 | Engelhard Solar LLC | NJ | Middlesex | PV1 | Solar Photovoltaic | PV |  | S | 0.8 |  | 0.8 | 0.8 |  | N |  |  | N | IPP Non-CHP | 2 | X | SUN
Solar Photovoltaic.SUN | solar PV | TRUE | 58258 | SunRay Power LLC | 59368 | Westborough Solar LLC | MA | Worcester | PV1 | Solar Photovoltaic | PV |  | S | 1.8 |  | 1.8 | 1.8 |  | N |  |  | N | IPP Non-CHP | 2 | X | SUN
Solar Photovoltaic.SUN | solar PV | TRUE | 62629 | G&S Operations LLC | 59370 | 4 Applegate Solar LLC | NJ | Mercer | PV1 | Solar Photovoltaic | PV |  | S | 1.4 |  | 1.8 | 1.8 |  | N |  |  | N | IPP Non-CHP | 2 | X | SUN
Solar Photovoltaic.SUN | solar PV | TRUE | 62629 | G&S Operations LLC | 59371 | 12 Applegate Solar LLC | NJ | Mercer | PV1 | Solar Photovoltaic | PV |  | S | 1.5 |  | 1.9 | 1.9 |  | N |  |  | N | IPP Non-CHP | 2 | X | SUN
Natural Gas Fired Combustion Turbine.NG | natural gas peaker | FALSE | 59147 | Broshco Fabricated Products | 59373 | Broshco Fabricated Products | OH | Richland | 1 | Natural Gas Fired Combustion Turbine | GT |  | S | 1.2 | 0.8 | 1.2 | 1.2 | 0.2 | N |  |  | Y | Industrial CHP | 7 | T | NG
Natural Gas Fired Combustion Turbine.NG | natural gas peaker | FALSE | 59147 | Broshco Fabricated Products | 59373 | Broshco Fabricated Products | OH | Richland | 2 | Natural Gas Fired Combustion Turbine | GT |  | S | 1.2 | 0.8 | 1.2 | 1.2 | 0.2 | N |  |  | Y | Industrial CHP | 7 | T | NG
Natural Gas Fired Combustion Turbine.NG | natural gas peaker | FALSE | 59147 | Broshco Fabricated Products | 59373 | Broshco Fabricated Products | OH | Richland | 3 | Natural Gas Fired Combustion Turbine | GT |  | S | 1.2 | 0.8 | 1.2 | 1.2 | 0.2 | N |  |  | Y | Industrial CHP | 7 | T | NG
Natural Gas Fired Combustion Turbine.NG | natural gas peaker | FALSE | 59147 | Broshco Fabricated Products | 59373 | Broshco Fabricated Products | OH | Richland | 4 | Natural Gas Fired Combustion Turbine | GT |  | S | 1.1 | 0.8 | 1.1 | 1.1 | 0.2 | N |  |  | Y | Industrial CHP | 7 | T | NG
Solar Photovoltaic.SUN | solar PV | TRUE | 59143 | Old Mill Solar | 59374 | Old Mill Solar | OR | Klamath | OMSLR | Solar Photovoltaic | PV |  | S | 5 |  | 5 | 5 |  | N |  |  | N | IPP Non-CHP | 2 | X | SUN
Solar Photovoltaic.SUN | solar PV | TRUE | 61677 | Sol Systems | 59375 | Rose Hill | NC | Duplin | ROSE1 | Solar Photovoltaic | PV |  | J | 2 |  | 2 | 2 |  | N |  |  | N | IPP Non-CHP | 2 | X | SUN
Solar Photovoltaic.SUN | solar PV | TRUE | 61060 | Cypress Creek Renewables | 59376 | Dunn | NC | Harnett | DUNN1 | Solar Photovoltaic | PV |  | S | 2 |  | 2 | 2 |  | N |  |  | N | IPP Non-CHP | 2 | X | SUN
Solar Photovoltaic.SUN | solar PV | TRUE | 61060 | Cypress Creek Renewables | 59377 | Town of Cary | NC | Duplin | CARY1 | Solar Photovoltaic | PV |  | S | 1.5 |  | 1.5 | 1.5 |  | N |  |  | N | IPP Non-CHP | 2 | X | SUN
Petroleum Liquids.DFO | petroleum | FALSE | 59156 | Wapsie Valley Creamery | 59379 | Wapsie Valley Creamery Back Up Generator | IA | Buchanan | 1 | Petroleum Liquids | IC |  | S | 1.8 | 0.8 | 1.1 | 1.1 | 0 | N |  |  | N | Industrial Non-CHP | 6 | X | DFO
Solar Photovoltaic.SUN | solar PV | TRUE | 65411 | Duke Energy Renewables Services | 59380 | Wildwood Solar I, LLC | CA | Kern | WLD1 | Solar Photovoltaic | PV |  | W | 19.5 |  | 19.5 | 19.5 |  | N |  |  | N | IPP Non-CHP | 2 | X | SUN
Natural Gas Fired Combustion Turbine.NG | natural gas peaker | FALSE | 59157 | The Methodist Hospital | 59381 | The Methodist Hospital, Gas Turbine | TX | Harris | GT-1 | Natural Gas Fired Combustion Turbine | GT |  | S | 5 | 0.8 | 3 | 4 | 2.3 | N |  |  | Y | Commercial CHP | 5 | T | NG
Geothermal.GEO | geothermal | TRUE | 18260 | Surprise Valley Electrification | 59382 | Paisley Geothermal Generating Plant | OR | Lake | SVEP1 | Geothermal | ST |  | S | 3.7 | 0.9 | 1.8 | 2.3 | 1 | N |  |  | N | Electric Utility | 1 | X | GEO
All Other.WH | other | FALSE | 59160 | East Kansas Agri-Energy, LLC | 59383 | East Kansas Agri-Energy, LLC | KS | Anderson | KATO | All Other | ST |  | S | 2 | 0.85 | 0.8 | 0.8 | 0.3 | N |  |  | N | Industrial Non-CHP | 6 | X | WH
Onshore Wind Turbine.WND | onshore wind | TRUE | 59155 | Evergreen Wind, LLC | 59384 | South Plains Wind Phase I | TX | Floyd | 1 | Onshore Wind Turbine | WT |  | S | 200 |  | 200 | 200 | 0 | N |  |  | N | IPP Non-CHP | 2 | X | WND
Solar Photovoltaic.SUN | solar PV | TRUE | 64629 | Clearway Renewable Operation & Maintenance LLC | 59386 | Enterprise Solar, LLC | UT | Iron | ENTS1 | Solar Photovoltaic | PV |  | W | 80 |  | 80 | 80 |  | N |  |  | N | IPP Non-CHP | 2 | X | SUN
Solar Photovoltaic.SUN | solar PV | TRUE | 64629 | Clearway Renewable Operation & Maintenance LLC | 59387 | Escalante Solar I, LLC | UT | Beaver | ESCS1 | Solar Photovoltaic | PV |  | W | 80 |  | 80 | 80 |  | N |  |  | N | IPP Non-CHP | 2 | X | SUN
Solar Photovoltaic.SUN | solar PV | TRUE | 64629 | Clearway Renewable Operation & Maintenance LLC | 59388 | Escalante Solar II, LLC | UT | Beaver | ESCS2 | Solar Photovoltaic | PV |  | W | 80 |  | 80 | 80 |  | N |  |  | N | IPP Non-CHP | 2 | X | SUN
Solar Photovoltaic.SUN | solar PV | TRUE | 64629 | Clearway Renewable Operation & Maintenance LLC | 59389 | Escalante Solar III, LLC | UT | Beaver | ESCS3 | Solar Photovoltaic | PV |  | W | 80 |  | 80 | 80 |  | N |  |  | N | IPP Non-CHP | 2 | X | SUN
Solar Photovoltaic.SUN | solar PV | TRUE | 58677 | CD US Solar MT1 LLC | 59390 | True North | MA | Essex | TNE1 | Solar Photovoltaic | PV |  | S | 4.8 |  | 4.8 | 4.8 |  | N |  |  | N | IPP Non-CHP | 2 | X | SUN
Natural Gas Internal Combustion Engine.NG | natural gas peaker | TRUE | 17583 | South Texas Electric Coop, Inc | 59391 | Red Gate Power Plant | TX | Hidalgo | ENG01 | Natural Gas Internal Combustion Engine | IC |  | S | 18.7 | 0.9 | 18.3 | 18.3 | 7.5 | N |  |  | N | Electric Utility | 1 | X | NG
Natural Gas Internal Combustion Engine.NG | natural gas peaker | TRUE | 17583 | South Texas Electric Coop, Inc | 59391 | Red Gate Power Plant | TX | Hidalgo | ENG02 | Natural Gas Internal Combustion Engine | IC |  | S | 18.7 | 0.9 | 18.3 | 18.3 | 7.5 | N |  |  | N | Electric Utility | 1 | X | NG
Natural Gas Internal Combustion Engine.NG | natural gas peaker | TRUE | 17583 | South Texas Electric Coop, Inc | 59391 | Red Gate Power Plant | TX | Hidalgo | ENG03 | Natural Gas Internal Combustion Engine | IC |  | S | 18.7 | 0.9 | 18.3 | 18.3 | 7.5 | N |  |  | N | Electric Utility | 1 | X | NG
Natural Gas Internal Combustion Engine.NG | natural gas peaker | TRUE | 17583 | South Texas Electric Coop, Inc | 59391 | Red Gate Power Plant | TX | Hidalgo | ENG04 | Natural Gas Internal Combustion Engine | IC |  | S | 18.7 | 0.9 | 18.3 | 18.3 | 7.5 | N |  |  | N | Electric Utility | 1 | X | NG
Natural Gas Internal Combustion Engine.NG | natural gas peaker | TRUE | 17583 | South Texas Electric Coop, Inc | 59391 | Red Gate Power Plant | TX | Hidalgo | ENG05 | Natural Gas Internal Combustion Engine | IC |  | S | 18.7 | 0.9 | 18.3 | 18.3 | 7.5 | N |  |  | N | Electric Utility | 1 | X | NG
Natural Gas Internal Combustion Engine.NG | natural gas peaker | TRUE | 17583 | South Texas Electric Coop, Inc | 59391 | Red Gate Power Plant | TX | Hidalgo | ENG06 | Natural Gas Internal Combustion Engine | IC |  | S | 18.7 | 0.9 | 18.3 | 18.3 | 7.5 | N |  |  | N | Electric Utility | 1 | X | NG
Natural Gas Internal Combustion Engine.NG | natural gas peaker | TRUE | 17583 | South Texas Electric Coop, Inc | 59391 | Red Gate Power Plant | TX | Hidalgo | ENG07 | Natural Gas Internal Combustion Engine | IC |  | S | 18.7 | 0.9 | 18.3 | 18.3 | 7.5 | N |  |  | N | Electric Utility | 1 | X | NG
Natural Gas Internal Combustion Engine.NG | natural gas peaker | TRUE | 17583 | South Texas Electric Coop, Inc | 59391 | Red Gate Power Plant | TX | Hidalgo | ENG08 | Natural Gas Internal Combustion Engine | IC |  | S | 18.7 | 0.9 | 18.3 | 18.3 | 7.5 | N |  |  | N | Electric Utility | 1 | X | NG
Natural Gas Internal Combustion Engine.NG | natural gas peaker | TRUE | 17583 | South Texas Electric Coop, Inc | 59391 | Red Gate Power Plant | TX | Hidalgo | ENG09 | Natural Gas Internal Combustion Engine | IC |  | S | 18.7 | 0.9 | 18.3 | 18.3 | 7.5 | N |  |  | N | Electric Utility | 1 | X | NG
Natural Gas Internal Combustion Engine.NG | natural gas peaker | TRUE | 17583 | South Texas Electric Coop, Inc | 59391 | Red Gate Power Plant | TX | Hidalgo | ENG10 | Natural Gas Internal Combustion Engine | IC |  | S | 18.7 | 0.9 | 18.3 | 18.3 | 7.5 | N |  |  | N | Electric Utility | 1 | X | NG
Natural Gas Internal Combustion Engine.NG | natural gas peaker | TRUE | 17583 | South Texas Electric Coop, Inc | 59391 | Red Gate Power Plant | TX | Hidalgo | ENG11 | Natural Gas Internal Combustion Engine | IC |  | S | 18.7 | 0.9 | 18.3 | 18.3 | 7.5 | N |  |  | N | Electric Utility | 1 | X | NG
Natural Gas Internal Combustion Engine.NG | natural gas peaker | TRUE | 17583 | South Texas Electric Coop, Inc | 59391 | Red Gate Power Plant | TX | Hidalgo | ENG12 | Natural Gas Internal Combustion Engine | IC |  | S | 18.7 | 0.9 | 18.3 | 18.3 | 7.5 | N |  |  | N | Electric Utility | 1 | X | NG
Landfill Gas.LFG | natural gas peaker | TRUE | 59170 | North American Biofuels, LLC | 59392 | Blue Ridge Generating | KY | Estill | GEN1 | Landfill Gas | IC |  | S | 1.6 | 0.9 | 1.2 | 1.2 | 1 | N |  |  | N | IPP Non-CHP | 2 | X | LFG
Solar Photovoltaic.SUN | solar PV | TRUE | 59171 | Suncore Photovoltaics, Inc | 59393 | Eubank Landfill Solar Array | NM | Bernalillo | ESNM1 | Solar Photovoltaic | PV |  | W | 2 |  | 2 | 2 |  | N |  |  | N | IPP Non-CHP | 2 | X | SUN
Solar Photovoltaic.SUN | solar PV | TRUE | 58440 | CD US Solar MT 2 LLC | 59394 | Grafton Solar | MA | Worcester | KRS03 | Solar Photovoltaic | PV |  | S | 1.5 |  | 1.5 | 1.5 |  | N |  |  | N | IPP Non-CHP | 2 | X | SUN
Other Natural Gas.NG | natural gas peaker | FALSE | 59173 | City of Tulare Water Pollution Control | 59395 | City of Tulare Water Facility | CA | Tulare | MM26 | Other Natural Gas | FC |  | W | 2.8 |  | 2.8 | 2.8 | 2.8 | N |  |  | N | Commercial Non-CHP | 4 | X | NG
Other Waste Biomass.OBG | biomass | TRUE | 59173 | City of Tulare Water Pollution Control | 59395 | City of Tulare Water Facility | CA | Tulare | MM27 | Other Waste Biomass | FC |  | W | 3 |  | 2.8 | 2.8 | 2.4 | N |  |  | N | Commercial Non-CHP | 4 | X | OBG
Solar Photovoltaic.SUN | solar PV | FALSE | 59173 | City of Tulare Water Pollution Control | 59395 | City of Tulare Water Facility | CA | Tulare | SC500 | Solar Photovoltaic | PV |  | S | 1 |  | 1 | 0.8 |  | N |  |  | N | Commercial Non-CHP | 4 | X | SUN
Solar Photovoltaic.SUN | solar PV | FALSE | 59173 | City of Tulare Water Pollution Control | 59395 | City of Tulare Water Facility | CA | Tulare | SOLAR | Solar Photovoltaic | PV |  | W | 2.4 |  | 2.2 | 1.7 |  | N |  |  | N | Commercial Non-CHP | 4 | X | SUN
Solar Photovoltaic.SUN | solar PV | TRUE | 59174 | CD US Solar MT3, LLC | 59396 | Shaffer | MA | Middlesex | SHF01 | Solar Photovoltaic | PV |  | S | 5 |  | 5 | 5 |  | N |  |  | N | IPP Non-CHP | 2 | X | SUN
Solar Photovoltaic.SUN | solar PV | TRUE | 60281 | Altus Power America Management, LLC | 59404 | Searchlight Solar | NV | Clark | 1 | Solar Photovoltaic | PV |  | S | 17.5 |  | 17.5 | 17.5 |  | N |  |  | N | IPP Non-CHP | 2 | X | SUN
Solar Photovoltaic.SUN | solar PV | TRUE | 59176 | Diamond Valley Solar LLC | 59405 | Diamond Valley Solar Project | CA | Riverside | PV11 | Solar Photovoltaic | PV |  | S | 1.3 |  | 1.3 | 1.3 |  | N |  |  | N | IPP Non-CHP | 2 | X | SUN
Solar Photovoltaic.SUN | solar PV | TRUE | 59533 | Facile Solar LLC | 59406 | Facile Solar | NC | Alamance | SYS1 | Solar Photovoltaic | PV |  | W | 2 |  | 2 | 2 |  | N |  |  | N | IPP Non-CHP | 2 | X | SUN
Solar Photovoltaic.SUN | solar PV | TRUE | 59180 | Newman Solar LLC | 59407 | Newman Solar | TX | El Paso | NEW1 | Solar Photovoltaic | PV |  | S | 10.5 |  | 10.3 | 10.3 |  | N |  |  | N | IPP Non-CHP | 2 | X | SUN
Solar Photovoltaic.SUN | solar PV | TRUE | 59183 | Shafter Solar LLC | 59408 | Shafter Solar LLC | CA | Kern | 1 | Solar Photovoltaic | PV |  | S | 20 |  | 20 | 20 |  | N |  |  | N | IPP Non-CHP | 2 | X | SUN
Solar Photovoltaic.SUN | solar PV | TRUE | 59185 | CD US Solar PO 3, LLC | 59409 | Madelyn Solar, LLC | CA | San Bernardino | SNL17 | Solar Photovoltaic | PV |  | S | 1 |  | 1 | 1 |  | N |  |  | N | IPP Non-CHP | 2 | X | SUN
Solar Photovoltaic.SUN | solar PV | TRUE | 59185 | CD US Solar PO 3, LLC | 59410 | Rudy Solar, LLC | CA | San Bernardino | SNL19 | Solar Photovoltaic | PV |  | S | 1.5 |  | 1.5 | 1.5 |  | N |  |  | N | IPP Non-CHP | 2 | X | SUN
Solar Photovoltaic.SUN | solar PV | TRUE | 59185 | CD US Solar PO 3, LLC | 59411 | Mitchell Solar, LLC | CA | San Bernardino | SNL18 | Solar Photovoltaic | PV |  | S | 1.5 |  | 1.5 | 1.5 |  | N |  |  | N | IPP Non-CHP | 2 | X | SUN
Solar Photovoltaic.SUN | solar PV | TRUE | 59050 | Algonquin Power Co | 59412 | Algonquin SKIC20 Solar LLC | CA | Kern | SKI20 | Solar Photovoltaic | PV |  | S | 20 |  | 20 | 20 |  | N |  |  | N | IPP Non-CHP | 2 | X | SUN
Solar Photovoltaic.SUN | solar PV | TRUE | 56769 | Consolidated Edison Development Inc. | 59413 | Corcoran Solar 2 | CA | Kings | C2CA | Solar Photovoltaic | PV |  | S | 19.8 |  | 19.8 | 19.8 |  | N |  |  | N | IPP Non-CHP | 2 | X | SUN
Solar Photovoltaic.SUN | solar PV | TRUE | 56769 | Consolidated Edison Development Inc. | 59414 | Atwell Island West Solar | CA | Tulare | AWCA | Solar Photovoltaic | PV |  | S | 20 |  | 20 | 20 |  | N |  |  | N | IPP Non-CHP | 2 | X | SUN
Petroleum Liquids.DFO | petroleum | TRUE | 4180 | Connecticut Mun Elec Engy Coop | 59415 | Backus Microgrid Project | CT | New London | BMP1 | Petroleum Liquids | IC |  | S | 2.6 | 0.8 | 2.5 | 2.5 | 1.5 | N |  |  | N | Electric Utility | 1 | X | DFO
Petroleum Liquids.DFO | petroleum | TRUE | 4180 | Connecticut Mun Elec Engy Coop | 59415 | Backus Microgrid Project | CT | New London | BMP2 | Petroleum Liquids | IC |  | S | 2.6 | 0.8 | 2.5 | 2.5 | 1.5 | N |  |  | N | Electric Utility | 1 | X | DFO
Petroleum Liquids.DFO | petroleum | TRUE | 4180 | Connecticut Mun Elec Engy Coop | 59415 | Backus Microgrid Project | CT | New London | BMP3 | Petroleum Liquids | IC |  | S | 2.6 | 0.8 | 2.5 | 2.5 | 1.5 | N |  |  | N | Electric Utility | 1 | X | DFO
Petroleum Liquids.DFO | petroleum | TRUE | 4180 | Connecticut Mun Elec Engy Coop | 59415 | Backus Microgrid Project | CT | New London | BMP4 | Petroleum Liquids | IC |  | S | 2.6 | 0.8 | 2.5 | 2.5 | 1.5 | N |  |  | N | Electric Utility | 1 | X | DFO
Solar Photovoltaic.SUN | solar PV | TRUE | 59187 | Anaheim Public Utilities | 59416 | Anaheim Solar Energy Plant | CA | Orange | PV1 | Solar Photovoltaic | PV |  | S | 2.1 |  | 2 | 1.2 |  | N |  |  | N | Electric Utility | 1 | X | SUN
Onshore Wind Turbine.WND | onshore wind | TRUE | 59188 | Pleasant Hill Wind Energy LLC | 59417 | Pleasant Hill Wind Energy Project | TX | Crosby | WT1 | Onshore Wind Turbine | WT |  | S | 20 |  | 20 | 20 | 0 | N |  |  | N | IPP Non-CHP | 2 | X | WND
Solar Photovoltaic.SUN | solar PV | TRUE | 59139 | SunEdison LLC | 59421 | SCE-Snowline-White Road (South) | CA | San Bernardino | 11111 | Solar Photovoltaic | PV |  | W | 1.5 |  | 1.5 | 1.5 |  | N |  |  | N | IPP Non-CHP | 2 | X | SUN
Solar Photovoltaic.SUN | solar PV | TRUE | 59139 | SunEdison LLC | 59422 | SCE-Snowline-White Road (North) | CA | San Bernardino | 10401 | Solar Photovoltaic | PV |  | W | 1.5 |  | 1.5 | 1.5 |  | N |  |  | N | IPP Non-CHP | 2 | X | SUN
Solar Photovoltaic.SUN | solar PV | TRUE | 59139 | SunEdison LLC | 59423 | SCE-Snowline-White Rd (Central) | CA | San Bernardino | 10402 | Solar Photovoltaic | PV |  | W | 1.5 |  | 1.5 | 1.5 |  | N |  |  | N | IPP Non-CHP | 2 | X | SUN
Solar Photovoltaic.SUN | solar PV | TRUE | 63249 | Terraform Arcadia | 59424 | IND Solar Farm (Phase IIA) | IN | Marion | IND2A | Solar Photovoltaic | PV |  | S | 7.5 |  | 7.5 | 7.5 |  | N |  |  | N | IPP Non-CHP | 2 | X | SUN
Landfill Gas.LFG | natural gas peaker | TRUE | 59195 | Landfill Energy Systems | 59425 | Zimmerman Energy | IN | Marshall | ZE#4 | Landfill Gas | IC |  | S | 1.6 | 0.8 | 1.4 | 1.4 | 0.8 | N |  |  | N | IPP Non-CHP | 2 | X | LFG
Landfill Gas.LFG | natural gas peaker | TRUE | 59195 | Landfill Energy Systems | 59425 | Zimmerman Energy | IN | Marshall | ZE-#1 | Landfill Gas | IC |  | S | 2 | 0.8 | 1.9 | 1.9 | 0.9 | N |  |  | N | IPP Non-CHP | 2 | X | LFG
Landfill Gas.LFG | natural gas peaker | TRUE | 59195 | Landfill Energy Systems | 59425 | Zimmerman Energy | IN | Marshall | ZE-#2 | Landfill Gas | IC |  | S | 2 | 0.8 | 1.9 | 1.9 | 0.9 | N |  |  | N | IPP Non-CHP | 2 | X | LFG
Landfill Gas.LFG | natural gas peaker | TRUE | 59195 | Landfill Energy Systems | 59425 | Zimmerman Energy | IN | Marshall | ZE-#3 | Landfill Gas | IC |  | S | 2 | 0.8 | 1.9 | 1.9 | 0.9 | N |  |  | N | IPP Non-CHP | 2 | X | LFG
Solar Photovoltaic.SUN | solar PV | TRUE | 61060 | Cypress Creek Renewables | 59426 | GKS Solar | NC | Perquimans | GKS1 | Solar Photovoltaic | PV |  | S | 5 |  | 5 | 5 |  | N |  |  | N | IPP Non-CHP | 2 | X | SUN
Solar Photovoltaic.SUN | solar PV | TRUE | 61060 | Cypress Creek Renewables | 59427 | Two Mile Solar | NC | Perquimans | TMS1 | Solar Photovoltaic | PV |  | S | 5 |  | 5 | 5 |  | N |  |  | N | IPP Non-CHP | 2 | X | SUN
Conventional Hydroelectric.WAT | hydro | TRUE | 59205 | Baker Station Associates, LP | 59428 | Baker Creek Hydroelectric | CA | Humboldt | GENE1 | Conventional Hydroelectric | HY |  | S | 1.4 | 1 |  | 1.4 |  | N |  |  | N | IPP Non-CHP | 2 | X | WAT
Conventional Hydroelectric.WAT | hydro | TRUE | 59205 | Baker Station Associates, LP | 59428 | Baker Creek Hydroelectric | CA | Humboldt | GENE2 | Conventional Hydroelectric | HY |  | S | 0.1 | 1 |  | 0.1 |  | N |  |  | N | IPP Non-CHP | 2 | X | WAT
Solar Photovoltaic.SUN | solar PV | TRUE | 61060 | Cypress Creek Renewables | 59429 | Downs Farm Solar | NC | Hertford | DOWN1 | Solar Photovoltaic | PV |  | S | 5 |  | 5 | 5 |  | N |  |  | N | IPP Non-CHP | 2 | X | SUN
Solar Photovoltaic.SUN | solar PV | TRUE | 59208 | NRG Solar Las Vegas MB-1 | 59430 | Solar Las Vegas MB-1 | NV | Clark | MB-1 | Solar Photovoltaic | PV |  | S | 4.9 |  | 4.9 | 4.9 |  | N |  |  | N | IPP Non-CHP | 2 | X | SUN
Solar Photovoltaic.SUN | solar PV | TRUE | 61012 | AES Distributed Energy | 59431 | Sierra Solar Greenworks | CA | Los Angeles | SSG1 | Solar Photovoltaic | PV |  | S | 20 |  | 18 | 18 |  | N |  |  | N | IPP Non-CHP | 2 | X | SUN
Solar Photovoltaic.SUN | solar PV | TRUE | 59209 | Concord New Energy | 59432 | Duke Building 87 | IN | Marion | DUK87 | Solar Photovoltaic | PV |  | S | 2.7 |  | 2.7 | 2.7 |  | N |  |  | N | IPP Non-CHP | 2 | X | SUN
Solar Photovoltaic.SUN | solar PV | TRUE | 59209 | Concord New Energy | 59433 | Duke Building 98 | IN | Marion | DUK98 | Solar Photovoltaic | PV |  | S | 2.7 |  | 2.7 | 2.7 |  | N |  |  | N | IPP Non-CHP | 2 | X | SUN
Solar Photovoltaic.SUN | solar PV | TRUE | 59209 | Concord New Energy | 59434 | Duke Building 129 | IN | Marion | DU129 | Solar Photovoltaic | PV |  | S | 3.4 |  | 3.4 | 3.4 |  | N |  |  | N | IPP Non-CHP | 2 | X | SUN
Onshore Wind Turbine.WND | onshore wind | TRUE | 56769 | Consolidated Edison Development Inc. | 59435 | Oak Tree Energy | SD | Clark | OTE14 | Onshore Wind Turbine | WT |  | S | 19.5 |  | 19.5 | 19.5 | 0 | N |  |  | N | IPP Non-CHP | 2 | X | WND
Landfill Gas.LFG | natural gas peaker | TRUE | 13559 | North American Natural Res | 59436 | Lennon Generating | MI | Shiawassee | 10 | Landfill Gas | IC |  | S | 1.6 | 0.96 | 1.5 | 1.5 | 1.4 | N |  |  | N | IPP Non-CHP | 2 | X | LFG
Landfill Gas.LFG | natural gas peaker | TRUE | 13559 | North American Natural Res | 59436 | Lennon Generating | MI | Shiawassee | 3 | Landfill Gas | IC |  | S | 0.8 | 0.96 | 0.8 | 0.8 | 0.5 | N |  |  | N | IPP Non-CHP | 2 | X | LFG
Landfill Gas.LFG | natural gas peaker | TRUE | 13559 | North American Natural Res | 59436 | Lennon Generating | MI | Shiawassee | 4 | Landfill Gas | IC |  | S | 0.8 | 0.96 | 0.8 | 0.8 | 0.5 | N |  |  | N | IPP Non-CHP | 2 | X | LFG
Landfill Gas.LFG | natural gas peaker | TRUE | 13559 | North American Natural Res | 59436 | Lennon Generating | MI | Shiawassee | 5 | Landfill Gas | IC |  | S | 0.8 | 0.96 | 0.8 | 0.8 | 0.5 | N |  |  | N | IPP Non-CHP | 2 | X | LFG
Landfill Gas.LFG | natural gas peaker | TRUE | 13559 | North American Natural Res | 59436 | Lennon Generating | MI | Shiawassee | 6 | Landfill Gas | IC |  | S | 0.8 | 0.96 | 0.8 | 0.8 | 0.5 | N |  |  | N | IPP Non-CHP | 2 | X | LFG
Landfill Gas.LFG | natural gas peaker | TRUE | 13559 | North American Natural Res | 59436 | Lennon Generating | MI | Shiawassee | 7 | Landfill Gas | IC |  | S | 1.6 | 0.96 | 1.5 | 1.5 | 1.4 | N |  |  | N | IPP Non-CHP | 2 | X | LFG
Landfill Gas.LFG | natural gas peaker | TRUE | 13559 | North American Natural Res | 59436 | Lennon Generating | MI | Shiawassee | 8 | Landfill Gas | IC |  | S | 1.6 | 0.96 | 1.5 | 1.5 | 1.4 | N |  |  | N | IPP Non-CHP | 2 | X | LFG
Landfill Gas.LFG | natural gas peaker | TRUE | 13559 | North American Natural Res | 59436 | Lennon Generating | MI | Shiawassee | 9 | Landfill Gas | IC |  | S | 1.6 | 0.96 | 1.5 | 1.5 | 1.4 | N |  |  | N | IPP Non-CHP | 2 | X | LFG
Conventional Hydroelectric.WAT | hydro | TRUE | 59178 | Brookfield Black Bear Hydro, LLC | 59437 | Stillwater B | ME | Penobscot | SWB-1 | Conventional Hydroelectric | HY |  | S | 0.8 | 0.9 | 0.8 | 0.8 | 0.3 | N |  |  | N | IPP Non-CHP | 2 | X | WAT
Conventional Hydroelectric.WAT | hydro | TRUE | 59178 | Brookfield Black Bear Hydro, LLC | 59437 | Stillwater B | ME | Penobscot | SWB-2 | Conventional Hydroelectric | HY |  | S | 0.8 | 0.9 | 0.8 | 0.8 | 0.3 | N |  |  | N | IPP Non-CHP | 2 | X | WAT
Conventional Hydroelectric.WAT | hydro | TRUE | 59178 | Brookfield Black Bear Hydro, LLC | 59437 | Stillwater B | ME | Penobscot | SWB-3 | Conventional Hydroelectric | HY |  | S | 0.8 | 0.9 | 0.8 | 0.8 | 0.3 | N |  |  | N | IPP Non-CHP | 2 | X | WAT
Conventional Hydroelectric.WAT | hydro | TRUE | 59178 | Brookfield Black Bear Hydro, LLC | 59438 | Orono B | ME | Penobscot | ORB-1 | Conventional Hydroelectric | HY |  | S | 1.3 | 0.9 | 1.3 | 1.3 | 0.5 | N |  |  | N | IPP Non-CHP | 2 | X | WAT
Conventional Hydroelectric.WAT | hydro | TRUE | 59178 | Brookfield Black Bear Hydro, LLC | 59438 | Orono B | ME | Penobscot | ORB-2 | Conventional Hydroelectric | HY |  | S | 1.3 | 0.9 | 1.3 | 1.3 | 0.5 | N |  |  | N | IPP Non-CHP | 2 | X | WAT
Conventional Hydroelectric.WAT | hydro | TRUE | 59178 | Brookfield Black Bear Hydro, LLC | 59438 | Orono B | ME | Penobscot | ORB-3 | Conventional Hydroelectric | HY |  | S | 1.3 | 0.9 | 1.3 | 1.3 | 0.5 | N |  |  | N | IPP Non-CHP | 2 | X | WAT
Landfill Gas.LFG | natural gas peaker | TRUE | 59177 | Petra Engineering | 59439 | COC Surry LFG, LLC | NC | Surry | UNIT1 | Landfill Gas | IC |  | W | 1.6 | 0.95 | 1.5 | 1.5 | 0.4 | N |  |  | N | IPP Non-CHP | 2 | X | LFG
Solar Photovoltaic.SUN | solar PV | TRUE | 59212 | Adelanto Solar II, LLC | 59440 | Adelanto Solar II, LLC | CA | San Bernardino | SAS | Solar Photovoltaic | PV |  | S | 7 |  | 7 | 7 |  | N |  |  | N | IPP Non-CHP | 2 | X | SUN
Solar Photovoltaic.SUN | solar PV | TRUE | 59211 | Adelanto Solar, LLC | 59441 | Adelanto Solar, LLC | CA | San Bernardino | SAS | Solar Photovoltaic | PV |  | S | 20 |  | 20 | 20 |  | N |  |  | N | IPP Non-CHP | 2 | X | SUN
Onshore Wind Turbine.WND | onshore wind | TRUE | 56545 | Pattern Operators LP | 59442 | Logans Gap Wind LLC | TX | Comanche | 1 | Onshore Wind Turbine | WT |  | W | 200.1 |  | 200.1 | 200.1 | 0.1 | N |  |  | N | IPP Non-CHP | 2 | X | WND
Solar Photovoltaic.SUN | solar PV | TRUE | 60453 | Onward Energy | 59443 | TA-Acacia, LLC | CA | Los Angeles | WAS1 | Solar Photovoltaic | PV |  | S | 20 |  | 20 | 20 |  | N |  |  | N | IPP Non-CHP | 2 | X | SUN
Solar Photovoltaic.SUN | solar PV | TRUE | 803 | Arizona Public Service Co | 59444 | Desert Star Hybrid | AZ | Maricopa | PV1 | Solar Photovoltaic | PV |  | S | 10 |  | 10 | 10 |  | N |  |  | N | Electric Utility | 1 | X | SUN
Solar Photovoltaic.SUN | solar PV | TRUE | 59215 | St. Albans Solar Partners, LLC | 59445 | St. Albans SPEED Project | VT | Franklin | PV1 | Solar Photovoltaic | PV |  | W | 2 |  | 2 | 2 |  | N |  |  | N | IPP Non-CHP | 2 | X | SUN
Solar Photovoltaic.SUN | solar PV | TRUE | 59214 | RE Cranbury Solar 1, LLC | 59446 | Cranbury | NJ | Middlesex | CRANB | Solar Photovoltaic | PV |  | S | 5 |  | 5 | 5 |  | N |  |  | N | IPP Non-CHP | 2 | X | SUN
Landfill Gas.LFG | natural gas peaker | FALSE | 59216 | S.C. Johnson & Son, Inc. | 59448 | Waxdale | WI | Racine | CGEN1 | Landfill Gas | GT |  | S | 3.5 | 0.8 | 3.5 | 3.5 | 0.2 | N |  |  | Y | Industrial CHP | 7 | T | LFG
Natural Gas Fired Combustion Turbine.NG | natural gas peaker | FALSE | 59216 | S.C. Johnson & Son, Inc. | 59448 | Waxdale | WI | Racine | CGEN2 | Natural Gas Fired Combustion Turbine | GT |  | S | 3.5 | 0.8 | 3.5 | 3.5 | 0.2 | N |  |  | N | Industrial CHP | 7 | X | NG
Onshore Wind Turbine.WND | onshore wind | FALSE | 59216 | S.C. Johnson & Son, Inc. | 59448 | Waxdale | WI | Racine | WEC01 | Onshore Wind Turbine | WT |  | S | 1.5 |  | 1.5 | 1.5 | 0.1 | N |  |  | N | Industrial CHP | 7 | X | WND
Onshore Wind Turbine.WND | onshore wind | FALSE | 59216 | S.C. Johnson & Son, Inc. | 59448 | Waxdale | WI | Racine | WEC02 | Onshore Wind Turbine | WT |  | S | 1.5 |  | 1.5 | 1.5 | 0.1 | N |  |  | N | Industrial CHP | 7 | X | WND
Solar Photovoltaic.SUN | solar PV | TRUE | 17650 | Southern Power Co | 59449 | Decatur County Solar Project | GA | Decatur | DCSP1 | Solar Photovoltaic | PV |  | W | 20 |  | 19 | 19 |  | N |  |  | N | IPP Non-CHP | 2 | X | SUN
Solar Photovoltaic.SUN | solar PV | TRUE | 17650 | Southern Power Co | 59450 | Decatur Parkway Solar Project, LLC | GA | Decatur | DPSP1 | Solar Photovoltaic | PV |  | W | 80 |  | 80 | 80 |  | N |  |  | N | IPP Non-CHP | 2 | X | SUN
Solar Photovoltaic.SUN | solar PV | TRUE | 59217 | CBC Alternative Energy, LLC | 59451 | CBC Solar Energy Gen Fac Phase 2 | NC | Wake | PV2 | Solar Photovoltaic | PV |  | S | 2.5 |  | 2.5 | 2.5 |  | N |  |  | N | IPP Non-CHP | 2 | X | SUN
Natural Gas Fired Combustion Turbine.NG | natural gas peaker | FALSE | 59218 | East. Michigan Univ. Heating Plant | 59452 | East. Michigan Univ. Heating Plant | MI | Washtenaw | COGN2 | Natural Gas Fired Combustion Turbine | GT |  | S | 7.8 | 0.8 | 6.8 | 6.8 | 4 | N |  |  | Y | Commercial CHP | 5 | T | NG
Natural Gas Fired Combustion Turbine.NG | natural gas peaker | FALSE | 59219 | Albany Medical Center | 59453 | Albany Medical Ctr Cogen Plant | NY | Albany | GTG1A | Natural Gas Fired Combustion Turbine | GT |  | S | 4.3 | 0.8 | 4 | 4.4 | 4 | N |  |  | Y | Commercial CHP | 5 | T | NG
Solar Photovoltaic.SUN | solar PV | TRUE | 56215 | RWE Renewables Americas, LLC | 59454 | Valencia Solar | AZ | Pima | VALEN | Solar Photovoltaic | PV |  | S | 10 |  | 10 | 10 | 0 | N |  |  | N | IPP Non-CHP | 2 | X | SUN
Solar Photovoltaic.SUN | solar PV | TRUE | 56215 | RWE Renewables Americas, LLC | 59455 | Tech Park Solar | AZ | Pima | TECHP | Solar Photovoltaic | PV |  | S | 5 |  | 5 | 5 |  | N |  |  | N | IPP Non-CHP | 2 | X | SUN
Natural Gas Fired Combustion Turbine.NG | natural gas peaker | FALSE | 59222 | Qualcomm Incorporated | 59456 | P Plant | CA | San Diego | P-TG4 | Natural Gas Fired Combustion Turbine | GT |  | S | 4.6 | 0.8 | 4 | 4 | 3.8 | N |  |  | Y | Commercial CHP | 5 | T | NG
Natural Gas Fired Combustion Turbine.NG | natural gas peaker | FALSE | 59222 | Qualcomm Incorporated | 59456 | P Plant | CA | San Diego | P-TG5 | Natural Gas Fired Combustion Turbine | GT |  | S | 4.6 | 0.8 | 4 | 4 | 3.8 | N |  |  | Y | Commercial CHP | 5 | T | NG
Natural Gas Fired Combustion Turbine.NG | natural gas peaker | FALSE | 59222 | Qualcomm Incorporated | 59457 | Q Plant | CA | San Diego | Q-TG1 | Natural Gas Fired Combustion Turbine | GT |  | S | 4.6 | 0.8 | 4 | 4 | 3.8 | N |  |  | Y | Commercial CHP | 5 | T | NG
Natural Gas Fired Combustion Turbine.NG | natural gas peaker | FALSE | 59222 | Qualcomm Incorporated | 59458 | W Plant | CA | San Diego | W-TG1 | Natural Gas Fired Combustion Turbine | GT |  | S | 4.6 | 0.8 | 4 | 4 | 3.8 | N |  |  | Y | Commercial CHP | 5 | T | NG
Solar Photovoltaic.SUN | solar PV | TRUE | 59223 | BFI Waste Systems of GA, LLC | 59459 | Hickory Ridge Landfill Solar Project | GA | DeKalb | 5088 | Solar Photovoltaic | PV |  | S | 0.6 |  | 0.6 | 0.6 |  | N |  |  | N | IPP Non-CHP | 2 | X | SUN
Onshore Wind Turbine.WND | onshore wind | TRUE | 17650 | Southern Power Co | 59460 | Kay Wind, LLC | OK | Kay | KNG1 | Onshore Wind Turbine | WT |  | W | 299 |  | 299 | 299 | 2.3 | N |  |  | N | IPP Non-CHP | 2 | X | WND
Landfill Gas.LFG | natural gas peaker | TRUE | 59228 | Bowerman Power LFG, LLC | 59461 | Bowerman Power LFG, LLC | CA | Orange | GEN01 | Landfill Gas | IC |  | S | 3.4 | 0.8 | 3.4 | 3.4 | 0.5 | N |  |  | N | IPP Non-CHP | 2 | X | LFG
Landfill Gas.LFG | natural gas peaker | TRUE | 59228 | Bowerman Power LFG, LLC | 59461 | Bowerman Power LFG, LLC | CA | Orange | GEN02 | Landfill Gas | IC |  | S | 3.4 | 0.8 | 3.4 | 3.4 | 0.5 | N |  |  | N | IPP Non-CHP | 2 | X | LFG
Landfill Gas.LFG | natural gas peaker | TRUE | 59228 | Bowerman Power LFG, LLC | 59461 | Bowerman Power LFG, LLC | CA | Orange | GEN03 | Landfill Gas | IC |  | S | 3.4 | 0.8 | 3.4 | 3.4 | 0.5 | N |  |  | N | IPP Non-CHP | 2 | X | LFG
Landfill Gas.LFG | natural gas peaker | TRUE | 59228 | Bowerman Power LFG, LLC | 59461 | Bowerman Power LFG, LLC | CA | Orange | GEN04 | Landfill Gas | IC |  | S | 3.4 | 0.8 | 3.4 | 3.4 | 0.5 | N |  |  | N | IPP Non-CHP | 2 | X | LFG
Landfill Gas.LFG | natural gas peaker | TRUE | 59228 | Bowerman Power LFG, LLC | 59461 | Bowerman Power LFG, LLC | CA | Orange | GEN05 | Landfill Gas | IC |  | S | 3.4 | 0.8 | 3.4 | 3.4 | 0.5 | N |  |  | N | IPP Non-CHP | 2 | X | LFG
Landfill Gas.LFG | natural gas peaker | TRUE | 59228 | Bowerman Power LFG, LLC | 59461 | Bowerman Power LFG, LLC | CA | Orange | GEN06 | Landfill Gas | IC |  | S | 3.4 | 0.8 | 3.4 | 3.4 | 0.5 | N |  |  | N | IPP Non-CHP | 2 | X | LFG
Landfill Gas.LFG | natural gas peaker | TRUE | 59228 | Bowerman Power LFG, LLC | 59461 | Bowerman Power LFG, LLC | CA | Orange | GEN07 | Landfill Gas | IC |  | S | 3.4 | 0.8 | 3.4 | 3.4 | 0.5 | N |  |  | N | IPP Non-CHP | 2 | X | LFG
Solar Photovoltaic.SUN | solar PV | TRUE | 59229 | Denver Int'l Airport IV Solar | 59462 | Denver Intl Airport IV Solar | CO | Denver | DIA4 | Solar Photovoltaic | PV |  | W | 1.5 |  | 1.5 | 0.6 |  | N |  |  | N | IPP Non-CHP | 2 | X | SUN
Solar Photovoltaic.SUN | solar PV | TRUE | 60281 | Altus Power America Management, LLC | 59463 | Ayers Village Solar | MA | Essex | 1 | Solar Photovoltaic | PV |  | S | 2 |  | 2 | 2 |  | N |  |  | N | IPP Non-CHP | 2 | X | SUN
Solar Photovoltaic.SUN | solar PV | TRUE | 60281 | Altus Power America Management, LLC | 59464 | Monson Solar | MA | Hampden | 2 | Solar Photovoltaic | PV |  | S | 3 |  | 3 | 3 |  | N |  |  | N | IPP Non-CHP | 2 | X | SUN
Solar Photovoltaic.SUN | solar PV | TRUE | 60281 | Altus Power America Management, LLC | 59465 | Sullivan Solar | MA | Bristol | 1 | Solar Photovoltaic | PV |  | S | 1.5 |  | 1.5 | 1.5 |  | N |  |  | N | IPP Non-CHP | 2 | X | SUN
Solar Photovoltaic.SUN | solar PV | TRUE | 60281 | Altus Power America Management, LLC | 59466 | Winchendon Solar | MA | Worcester | 3 | Solar Photovoltaic | PV |  | S | 1.9 |  | 1.9 | 1.9 |  | N |  |  | N | IPP Non-CHP | 2 | X | SUN
Natural Gas Internal Combustion Engine.NG | natural gas peaker | TRUE | 3915 | Coldwater Board of Public Util | 59467 | Coldwater Peaking Plant | MI | Branch | GEN1 | Natural Gas Internal Combustion Engine | IC |  | S | 4.3 | 1 | 4.3 | 4.3 | 4.3 | N |  |  | N | Electric Utility | 1 | X | NG
Natural Gas Internal Combustion Engine.NG | natural gas peaker | TRUE | 3915 | Coldwater Board of Public Util | 59467 | Coldwater Peaking Plant | MI | Branch | GEN2 | Natural Gas Internal Combustion Engine | IC |  | S | 4.3 | 1 | 4.3 | 4.3 | 4.3 | N |  |  | N | Electric Utility | 1 | X | NG
Natural Gas Internal Combustion Engine.NG | natural gas peaker | TRUE | 3915 | Coldwater Board of Public Util | 59467 | Coldwater Peaking Plant | MI | Branch | GEN3 | Natural Gas Internal Combustion Engine | IC |  | S | 4.3 | 1 | 4.3 | 4.3 | 4.3 | N |  |  | N | Electric Utility | 1 | X | NG
Solar Photovoltaic.SUN | solar PV | TRUE | 59232 | Kearsarge Solar LLC | 59468 | KS Solar Six LLC | MA | Worcester | HUBB | Solar Photovoltaic | PV |  | J | 2 |  | 2 | 2 |  | N |  |  | N | IPP Non-CHP | 2 | X | SUN
Solar Photovoltaic.SUN | solar PV | TRUE | 60453 | Onward Energy | 59469 | Alamo Solar | CA | San Bernardino | ALAMO | Solar Photovoltaic | PV |  | S | 20 |  | 20 | 20 |  | N |  |  | N | IPP Non-CHP | 2 | X | SUN
Solar Photovoltaic.SUN | solar PV | TRUE | 59237 | Ulysses Solar, LLC | 59470 | Cornell Snyder Road Solar Array | NY | Tompkins | CSR1 | Solar Photovoltaic | PV |  | S | 1.8 |  | 1.8 | 1.4 |  | N |  |  | N | IPP Non-CHP | 2 | X | SUN
Solar Photovoltaic.SUN | solar PV | FALSE | 17166 | Sierra Pacific Power Co | 59472 | Ft. Churchill PV | NV | Lyon | NVC7 | Solar Photovoltaic | PV |  | S | 19.9 |  | 19.5 | 19.5 |  | N |  |  | N | Commercial Non-CHP | 4 | X | SUN
Solar Photovoltaic.SUN | solar PV | FALSE | 57369 | Apple, Inc | 59473 | Apple Campus 2 PV | CA | Santa Clara | AC2PV | Solar Photovoltaic | PV |  | S | 14.4 |  | 12.4 | 9.5 |  | N |  |  | N | Industrial Non-CHP | 6 | X | SUN
Solar Photovoltaic.SUN | solar PV | FALSE | 57369 | Apple, Inc | 59474 | Apple Data Center PV3 | NC | Catawba | DCPV3 | Solar Photovoltaic | PV |  | S | 17.5 |  | 17.5 | 14.4 |  | N |  |  | N | Commercial Non-CHP | 4 | X | SUN
Onshore Wind Turbine.WND | onshore wind | TRUE | 59238 | Palo Duro Wind | 59475 | Palo Duro Wind | TX | Ochiltree | GE1.7 | Onshore Wind Turbine | WT |  | S | 249.9 |  | 249.9 | 249.9 | 0 | N |  |  | N | IPP Non-CHP | 2 | X | WND
Solar Photovoltaic.SUN | solar PV | TRUE | 59240 | Clarendon Solar Farm, LLC | 59476 | Clarendon Solar Farm | VT | Rutland | VT001 | Solar Photovoltaic | PV |  | S | 2 |  | 2 | 2 |  | N |  |  | N | IPP Non-CHP | 2 | X | SUN
Solar Photovoltaic.SUN | solar PV | TRUE | 59241 | Claire Solar Partners LLC | 59477 | Claire Solar Farm | VT | Chittenden | CSF1 | Solar Photovoltaic | PV |  | S | 2.2 |  | 2.2 | 1.3 |  | N |  |  | N | IPP Non-CHP | 2 | X | SUN
Solar Photovoltaic.SUN | solar PV | TRUE | 9234 | Indiana Municipal Power Agency | 59478 | IMPA Richmond Solar Park | IN | Wayne | SRICH | Solar Photovoltaic | PV |  | S | 1 |  | 1 | 0.8 |  | N |  |  | N | Electric Utility | 1 | X | SUN
Solar Photovoltaic.SUN | solar PV | TRUE | 9234 | Indiana Municipal Power Agency | 59479 | IMPA Frankton Solar Park | IN | Madison | SFRAN | Solar Photovoltaic | PV |  | S | 1 |  | 1 | 0.8 |  | N |  |  | N | Electric Utility | 1 | X | SUN
Solar Photovoltaic.SUN | solar PV | TRUE | 9234 | Indiana Municipal Power Agency | 59480 | IMPA Rensselaer Solar Park | IN | Jasper | SRENS | Solar Photovoltaic | PV |  | S | 1 |  | 1 | 0.8 |  | N |  |  | N | Electric Utility | 1 | X | SUN
Solar Photovoltaic.SUN | solar PV | TRUE | 9234 | Indiana Municipal Power Agency | 59481 | IMPA Peru Solar Park | IN | Miami | SPERU | Solar Photovoltaic | PV |  | S | 3 |  | 3 | 2.4 |  | N |  |  | N | Electric Utility | 1 | X | SUN
Solar Photovoltaic.SUN | solar PV | TRUE | 9234 | Indiana Municipal Power Agency | 59482 | IMPA Tell City Solar Park | IN | Perry | STELL | Solar Photovoltaic | PV |  | S | 1.1 |  | 1.1 | 0.9 |  | N |  |  | N | Electric Utility | 1 | X | SUN
Solar Photovoltaic.SUN | solar PV | TRUE | 9234 | Indiana Municipal Power Agency | 59483 | IMPA Crawfordsville Solar Park | IN | Montgomery | SCRAW | Solar Photovoltaic | PV |  | S | 3 |  | 3 | 2.4 |  | N |  |  | N | Electric Utility | 1 | X | SUN
Solar Photovoltaic.SUN | solar PV | TRUE | 59254 | NuGen Capital Management | 59484 | Hadley Solar NG, LLC | MA | Hampshire | PV1 | Solar Photovoltaic | PV |  | S | 2.7 |  | 2 | 1 |  | N |  |  | N | IPP Non-CHP | 2 | X | SUN
Solar Photovoltaic.SUN | solar PV | TRUE | 59254 | NuGen Capital Management | 59485 | 265 Pleasant Solar NG, LLC | MA | Worcester | PV2 | Solar Photovoltaic | PV |  | S | 1 |  | 0.9 | 0.3 |  | N |  |  | N | IPP Non-CHP | 2 | X | SUN
Solar Photovoltaic.SUN | solar PV | TRUE | 61060 | Cypress Creek Renewables | 59486 | Lanier Solar | NC | Duplin | LANIE | Solar Photovoltaic | PV |  | S | 4.9 |  | 4.9 | 4.9 |  | N |  |  | N | IPP Non-CHP | 2 | X | SUN
Solar Photovoltaic.SUN | solar PV | TRUE | 61060 | Cypress Creek Renewables | 59487 | Highwater Solar I | NC | Wayne | HIGHW | Solar Photovoltaic | PV |  | S | 4.9 |  | 4.9 | 4.9 |  | N |  |  | N | IPP Non-CHP | 2 | X | SUN
Solar Photovoltaic.SUN | solar PV | TRUE | 59247 | Bearford Solar II, LLC | 59488 | Bearford Solar II | NC | Pender | BEARF | Solar Photovoltaic | PV |  | S | 4.9 |  | 4.9 | 4.9 |  | N |  |  | N | IPP Non-CHP | 2 | X | SUN
Solar Photovoltaic.SUN | solar PV | TRUE | 59244 | GEM Energy LLC | 59489 | Anthony Wayne Solar #1 | OH | Lucas | AWS1 | Solar Photovoltaic | PV |  | J | 1.7 |  | 1.7 | 1.2 |  | N |  |  | N | IPP Non-CHP | 2 | X | SUN
Onshore Wind Turbine.WND | onshore wind | TRUE | 59860 | Jett Creek | 59490 | Jett Creek Windfarm (Burnt River) | OR | Baker | JCW | Onshore Wind Turbine | WT |  | S | 10 |  | 10 | 10 | 0.1 | N |  |  | N | IPP Non-CHP | 2 | X | WND
Onshore Wind Turbine.WND | onshore wind | TRUE | 59861 | Benson Creek | 59491 | Benson Creek Windfarm (Burnt River) | OR | Baker | BCW | Onshore Wind Turbine | WT |  | S | 10 |  | 10 | 10 | 0.1 | N |  |  | N | IPP Non-CHP | 2 | X | WND
Onshore Wind Turbine.WND | onshore wind | TRUE | 59862 | Durbin Creek | 59492 | Durbin Creek Windfarm (Burnt River) | OR | Baker | DCW | Onshore Wind Turbine | WT |  | S | 10 |  | 10 | 10 | 0.1 | N |  |  | N | IPP Non-CHP | 2 | X | WND
Onshore Wind Turbine.WND | onshore wind | TRUE | 59863 | Prospector | 59493 | Prospector Windfarm (Burnt River) | OR | Baker | PW | Onshore Wind Turbine | WT |  | S | 10 |  | 10 | 10 | 0.1 | N |  |  | N | IPP Non-CHP | 2 | X | WND
Onshore Wind Turbine.WND | onshore wind | TRUE | 59864 | Willow Spring | 59494 | Willow Spring Windfarm (Burnt River) | OR | Baker | WSW | Onshore Wind Turbine | WT |  | S | 10 |  | 10 | 10 | 0.1 | N |  |  | N | IPP Non-CHP | 2 | X | WND
Solar Photovoltaic.SUN | solar PV | TRUE | 61944 | MN8 Energy LLC | 59495 | Antares-GRE 314 East Lyme LLC | CT | New London | GRE01 | Solar Photovoltaic | PV |  | S | 4 |  | 4 | 4 |  | N |  |  | N | IPP Non-CHP | 2 | X | SUN
Natural Gas Fired Combustion Turbine.NG | natural gas peaker | FALSE | 59251 | Brigham Young Univ Idaho | 59496 | BYUI Central Energy Facility | ID | Madison | ST601 | Natural Gas Fired Combustion Turbine | GT |  | S | 5.6 | 0.99 | 4.6 | 5.3 | 0.3 | N |  |  | Y | Commercial CHP | 5 | T | NG | DFO
Solar Photovoltaic.SUN | solar PV | TRUE | 61060 | Cypress Creek Renewables | 59497 | Andrew Solar | NC | Craven | PV1 | Solar Photovoltaic | PV |  | S | 5 |  | 5 | 5 |  | N |  |  | N | IPP Non-CHP | 2 | X | SUN
Solar Photovoltaic.SUN | solar PV | TRUE | 61060 | Cypress Creek Renewables | 59498 | Tracy Solar | NC | Nash | PV1 | Solar Photovoltaic | PV |  | S | 10 |  | 10 | 10 |  | N |  |  | N | IPP Non-CHP | 2 | X | SUN
Solar Photovoltaic.SUN | solar PV | TRUE | 61060 | Cypress Creek Renewables | 59499 | Candace Solar | NC | Johnston | PV1 | Solar Photovoltaic | PV |  | S | 5 |  | 5 | 5 |  | N |  |  | N | IPP Non-CHP | 2 | X | SUN
Solar Photovoltaic.SUN | solar PV | TRUE | 63233 | USF Surry, LLC | 59500 | Sarah Solar | NC | Franklin | SARAH | Solar Photovoltaic | PV |  | S | 5 |  | 5 | 5 |  | N |  |  | N | IPP Non-CHP | 2 | X | SUN
Solar Photovoltaic.SUN | solar PV | TRUE | 63233 | USF Surry, LLC | 59501 | Nitro Solar | NC | Johnston | NITRO | Solar Photovoltaic | PV |  | S | 5 |  | 5 | 5 |  | N |  |  | N | IPP Non-CHP | 2 | X | SUN
Solar Photovoltaic.SUN | solar PV | TRUE | 61060 | Cypress Creek Renewables | 59502 | Melinda Solar | NC | Vance | PV1 | Solar Photovoltaic | PV |  | S | 5 |  | 5 | 5 |  | N |  |  | N | IPP Non-CHP | 2 | X | SUN
Solar Photovoltaic.SUN | solar PV | TRUE | 61060 | Cypress Creek Renewables | 59503 | Jacob Solar | NC | Rockingham | PV1 | Solar Photovoltaic | PV |  | S | 5 |  | 5 | 5 |  | N |  |  | N | IPP Non-CHP | 2 | X | SUN
Solar Photovoltaic.SUN | solar PV | TRUE | 61060 | Cypress Creek Renewables | 59504 | Porter Solar | NC | Craven | PV1 | Solar Photovoltaic | PV |  | S | 5 |  | 5 | 5 |  | N |  |  | N | IPP Non-CHP | 2 | X | SUN
Solar Photovoltaic.SUN | solar PV | TRUE | 61060 | Cypress Creek Renewables | 59505 | Sun Devil Solar | NC | Warren | PV1 | Solar Photovoltaic | PV |  | S | 5 |  | 5 | 5 |  | N |  |  | N | IPP Non-CHP | 2 | X | SUN
Solar Photovoltaic.SUN | solar PV | TRUE | 61060 | Cypress Creek Renewables | 59506 | Quincy Solar | NC | Cumberland | PV1 | Solar Photovoltaic | PV |  | S | 4 |  | 4 | 4 |  | N |  |  | N | IPP Non-CHP | 2 | X | SUN
Solar Photovoltaic.SUN | solar PV | TRUE | 61060 | Cypress Creek Renewables | 59507 | Kenneth Solar | NC | Warren | PV1 | Solar Photovoltaic | PV |  | S | 3 |  | 3 | 3 |  | N |  |  | N | IPP Non-CHP | 2 | X | SUN
Solar Photovoltaic.SUN | solar PV | TRUE | 61060 | Cypress Creek Renewables | 59508 | Chei Solar | NC | Nash | PV1 | Solar Photovoltaic | PV |  | S | 5 |  | 5 | 5 |  | N |  |  | N | IPP Non-CHP | 2 | X | SUN
Solar Photovoltaic.SUN | solar PV | TRUE | 61060 | Cypress Creek Renewables | 59509 | Murdock Solar | NC | Johnston | PV1 | Solar Photovoltaic | PV |  | S | 4 |  | 4 | 4 |  | N |  |  | N | IPP Non-CHP | 2 | X | SUN
Solar Photovoltaic.SUN | solar PV | TRUE | 61060 | Cypress Creek Renewables | 59510 | Husky Solar | NC | Rockingham | PV1 | Solar Photovoltaic | PV |  | S | 5 |  | 5 | 5 |  | N |  |  | N | IPP Non-CHP | 2 | X | SUN
Solar Photovoltaic.SUN | solar PV | TRUE | 61060 | Cypress Creek Renewables | 59511 | Beetle Solar | NC | Cleveland | PV1 | Solar Photovoltaic | PV |  | S | 4 |  | 4 | 4 |  | N |  |  | N | IPP Non-CHP | 2 | X | SUN
Solar Photovoltaic.SUN | solar PV | TRUE | 61060 | Cypress Creek Renewables | 59512 | Happy Solar | NC | Johnston | PV1 | Solar Photovoltaic | PV |  | S | 4 |  | 4 | 4 |  | N |  |  | N | IPP Non-CHP | 2 | X | SUN
Solar Photovoltaic.SUN | solar PV | TRUE | 59263 | Fresh Air Energy XVIII, LLC | 59513 | Meadows PV 1 | NC | Martin | MEAD1 | Solar Photovoltaic | PV |  | S | 20 |  | 20 | 20 |  | N |  |  | N | IPP Non-CHP | 2 | X | SUN
Solar Photovoltaic.SUN | solar PV | TRUE | 58970 | Ecoplexus, Inc | 59514 | Flat Meeks PV 1 | NC | Martin | FLAT1 | Solar Photovoltaic | PV |  | W | 5 |  | 5 | 5 |  | N |  |  | N | IPP Non-CHP | 2 | X | SUN
Solar Photovoltaic.SUN | solar PV | TRUE | 58970 | Ecoplexus, Inc | 59515 | Benthall Bridge PV 1 | NC | Hertford | BENT1 | Solar Photovoltaic | PV |  | W | 5 |  | 5 | 5 |  | N |  |  | N | IPP Non-CHP | 2 | X | SUN
Solar Photovoltaic.SUN | solar PV | TRUE | 58970 | Ecoplexus, Inc | 59516 | American Legion PV 1 | NC | Halifax | AMLEG | Solar Photovoltaic | PV |  | W | 16 |  | 16 | 16 |  | N |  |  | N | IPP Non-CHP | 2 | X | SUN
Solar Photovoltaic.SUN | solar PV | TRUE | 58970 | Ecoplexus, Inc | 59517 | Baker PV 1 | NC | Hertford | BAKE1 | Solar Photovoltaic | PV |  | W | 5 |  | 5 | 5 |  | N |  |  | N | IPP Non-CHP | 2 | X | SUN
Solar Photovoltaic.SUN | solar PV | TRUE | 58970 | Ecoplexus, Inc | 59518 | Grandy PV 1 | NC | Currituck | GRAND | Solar Photovoltaic | PV |  | W | 20 |  | 20 | 20 |  | N |  |  | N | IPP Non-CHP | 2 | X | SUN
Solar Photovoltaic.SUN | solar PV | TRUE | 58970 | Ecoplexus, Inc | 59519 | Old Catawba PV 1 | NC | Catawba | OLDC | Solar Photovoltaic | PV |  | W | 3.5 |  | 3.5 | 3.5 |  | N |  |  | N | IPP Non-CHP | 2 | X | SUN
Solar Photovoltaic.SUN | solar PV | TRUE | 58970 | Ecoplexus, Inc | 59520 | Manning PV 1 | NC | Alamance | MANN | Solar Photovoltaic | PV |  | W | 5 |  | 5 | 5 |  | N |  |  | N | IPP Non-CHP | 2 | X | SUN
Solar Photovoltaic.SUN | solar PV | TRUE | 58970 | Ecoplexus, Inc | 59521 | Little River PV 1 | NC | Randolph | LTLRV | Solar Photovoltaic | PV |  | W | 5 |  | 5 | 5 |  | N |  |  | N | IPP Non-CHP | 2 | X | SUN
Solar Photovoltaic.SUN | solar PV | TRUE | 59257 | Giffen Solar Park, LLC | 59522 | Giffen Solar Park | CA | Fresno | FRGSP | Solar Photovoltaic | PV |  | S | 20 |  | 20 | 18 |  | N |  |  | N | IPP Non-CHP | 2 | X | SUN
Solar Photovoltaic.SUN | solar PV | TRUE | 59258 | Five Points Solar Park, LLC | 59523 | Five Points Solar Park | CA | Fresno | FRFSP | Solar Photovoltaic | PV |  | S | 60 |  | 60 | 50 |  | N |  |  | N | IPP Non-CHP | 2 | X | SUN
Solar Photovoltaic.SUN | solar PV | TRUE | 56769 | Consolidated Edison Development Inc. | 59524 | Blackwell Solar Park | CA | Kern | FRBSP | Solar Photovoltaic | PV |  | S | 20 |  | 20 | 20 |  | N |  |  | N | IPP Non-CHP | 2 | X | SUN
Solar Photovoltaic.SUN | solar PV | TRUE | 59260 | Wright Solar Park LLC | 59525 | Wright Solar Park | CA | Merced | FRWSP | Solar Photovoltaic | PV |  | S | 200 |  | 200 | 180 | 1 | N |  |  | N | IPP Non-CHP | 2 | X | SUN
Solar Photovoltaic.SUN | solar PV | TRUE | 65411 | Duke Energy Renewables Services | 59526 | Whitakers | NC | Nash | WHIT1 | Solar Photovoltaic | PV |  | W | 12 |  | 12 | 12 |  | N |  |  | N | IPP Non-CHP | 2 | X | SUN
Solar Photovoltaic.SUN | solar PV | TRUE | 65411 | Duke Energy Renewables Services | 59527 | Kelford | NC | Bertie | KELF1 | Solar Photovoltaic | PV |  | W | 20 |  | 20 | 20 |  | N |  |  | N | IPP Non-CHP | 2 | X | SUN
Solar Photovoltaic.SUN | solar PV | TRUE | 64659 | Solar Oasis, LLC | 59528 | Solar Oasis LLC | CA | Los Angeles | OASIS | Solar Photovoltaic | PV |  | S | 20 |  | 20 | 20 |  | N |  |  | N | IPP Non-CHP | 2 | X | SUN
Landfill Gas.LFG | natural gas peaker | FALSE | 59239 | Bannock County Landfill | 59529 | Bannock County LFG to Energy | ID | Bannock | GEN 2 | Landfill Gas | IC |  | S | 1.6 | 0.8 | 1.4 | 1.4 | 0.8 | N |  |  | N | Commercial Non-CHP | 4 | X | LFG
Landfill Gas.LFG | natural gas peaker | FALSE | 59239 | Bannock County Landfill | 59529 | Bannock County LFG to Energy | ID | Bannock | GEN1 | Landfill Gas | IC |  | S | 1.6 | 0.8 | 1.4 | 1.4 | 0.8 | N |  |  | N | Commercial Non-CHP | 4 | X | LFG
Solar Photovoltaic.SUN | solar PV | TRUE | 65411 | Duke Energy Renewables Services | 59530 | Pasquotank | NC | Pasquotank | PASQ1 | Solar Photovoltaic | PV |  | W | 20 |  | 20 | 20 |  | N |  |  | N | IPP Non-CHP | 2 | X | SUN
Solar Photovoltaic.SUN | solar PV | TRUE | 59272 | 41MB 8me, LLC | 59531 | Borden Solar Farm | CA | Madera | BRDN | Solar Photovoltaic | PV |  | S | 50 |  | 50 | 50 |  | N |  |  | N | IPP Non-CHP | 2 | X | SUN
Solar Photovoltaic.SUN | solar PV | TRUE | 59273 | 62SK 8me, LLC | 59532 | Springbok Solar Farm 1 | CA | Kern | SB1 | Solar Photovoltaic | PV |  | S | 105 |  | 105 | 105 |  | N |  |  | N | IPP Non-CHP | 2 | X | SUN
Solar Photovoltaic.SUN | solar PV | TRUE | 63233 | USF Surry, LLC | 59533 | Princeton | NC | Johnston | PRCTN | Solar Photovoltaic | PV |  | S | 5 |  | 5 | 5 |  | N |  |  | N | IPP Non-CHP | 2 | X | SUN
Solar Photovoltaic.SUN | solar PV | TRUE | 63233 | USF Surry, LLC | 59534 | 4Oaks | NC | Johnston | 4OAKS | Solar Photovoltaic | PV |  | S | 5 |  | 5 | 5 |  | N |  |  | N | IPP Non-CHP | 2 | X | SUN
Solar Photovoltaic.SUN | solar PV | TRUE | 59274 | SR Hazlehurst, LLC | 59535 | SR Hazlehurst | GA | Jeff Davis | HAZLE | Solar Photovoltaic | PV |  | S | 20 |  | 20 | 20 |  | N |  |  | N | IPP Non-CHP | 2 | X | SUN
Solar Photovoltaic.SUN | solar PV | TRUE | 65305 | Clean Focus Yield, LLC | 59536 | Coronus Adelanto West 1 | CA | San Bernardino | AWI | Solar Photovoltaic | PV |  | S | 1.5 |  | 1.5 | 1.5 |  | N |  |  | N | IPP Non-CHP | 2 | X | SUN
Solar Photovoltaic.SUN | solar PV | TRUE | 65305 | Clean Focus Yield, LLC | 59537 | Coronus Adelanto West 2 | CA | San Bernardino | AW2 | Solar Photovoltaic | PV |  | S | 1.5 |  | 1.5 | 1.5 |  | N |  |  | N | IPP Non-CHP | 2 | X | SUN
Solar Photovoltaic.SUN | solar PV | TRUE | 60281 | Altus Power America Management, LLC | 59539 | Park Meridian #1 | CA | Riverside | 1 | Solar Photovoltaic | PV |  | S | 1.5 |  | 1.5 | 1.5 |  | N |  |  | N | IPP Non-CHP | 2 | X | SUN
Solar Photovoltaic.SUN | solar PV | TRUE | 60281 | Altus Power America Management, LLC | 59540 | Rancho Cucamonga Dist #1 | CA | San Bernardino | 2 | Solar Photovoltaic | PV |  | S | 1.8 |  | 1.8 | 1.8 |  | N |  |  | N | IPP Non-CHP | 2 | X | SUN
Solar Photovoltaic.SUN | solar PV | TRUE | 60281 | Altus Power America Management, LLC | 59541 | Terra Francesco | CA | San Bernardino | 3 | Solar Photovoltaic | PV |  | S | 1.5 |  | 1.5 | 1.5 |  | N |  |  | N | IPP Non-CHP | 2 | X | SUN
Solar Photovoltaic.SUN | solar PV | TRUE | 61060 | Cypress Creek Renewables | 59542 | Innovative Solar 6 | NC | Buncombe | IS6 | Solar Photovoltaic | PV |  | S | 3.6 |  | 3.6 | 3.6 |  | N |  |  | N | IPP Non-CHP | 2 | X | SUN
Solar Photovoltaic.SUN | solar PV | FALSE | 59286 | Heliovaas LLC | 59543 | Acton Solar Landfill | MA | Middlesex | ACTON | Solar Photovoltaic | PV |  | W | 1.6 |  | 1.6 | 1.6 |  | N |  |  | N | Commercial Non-CHP | 4 | X | SUN
Solar Photovoltaic.SUN | solar PV | TRUE | 59287 | Laurel Capital Partners | 59544 | Parlin Solar LLC | NJ | Middlesex | PV1 | Solar Photovoltaic | PV |  | S | 1.3 |  | 1.3 | 1.3 |  | N |  |  | N | IPP Non-CHP | 2 | X | SUN
Solar Photovoltaic.SUN | solar PV | TRUE | 59287 | Laurel Capital Partners | 59545 | Springfield Solar LLC | OH | Clark | PV1 | Solar Photovoltaic | PV |  | S | 1.5 |  | 1.5 | 1.5 |  | N |  |  | N | IPP Non-CHP | 2 | X | SUN
Solar Photovoltaic.SUN | solar PV | TRUE | 59287 | Laurel Capital Partners | 59546 | Beaver Solar LLC | PA | Beaver | PV1 | Solar Photovoltaic | PV |  | S | 1.3 |  | 1.3 | 1.3 |  | N |  |  | N | IPP Non-CHP | 2 | X | SUN
Onshore Wind Turbine.WND | onshore wind | TRUE | 56545 | Pattern Operators LP | 59547 | Fowler Ridge IV Wind Farm LLC | IN | Benton | 1 | Onshore Wind Turbine | WT |  | W | 150 |  | 150 | 150 | 150 | N |  |  | N | IPP Non-CHP | 2 | X | WND
Solar Photovoltaic.SUN | solar PV | TRUE | 65411 | Duke Energy Renewables Services | 59548 | Creswell Alligood Solar, LLC | NC | Washington | CRES1 | Solar Photovoltaic | PV |  | W | 14 |  | 14 | 14 |  | N |  |  | N | IPP Non-CHP | 2 | X | SUN
Solar Photovoltaic.SUN | solar PV | TRUE | 65411 | Duke Energy Renewables Services | 59549 | Everetts Wildcat Solar, LLC | NC | Martin | EVER1 | Solar Photovoltaic | PV |  | W | 5 |  | 5 | 5 |  | N |  |  | N | IPP Non-CHP | 2 | X | SUN
Solar Photovoltaic.SUN | solar PV | TRUE | 59290 | Solvida Energy Group/Blue Oak Energy | 59550 | Putah Creek Solar Farm | CA | Yolo | PCSF | Solar Photovoltaic | PV |  | W | 2 |  | 2 | 2 | 0.5 | N |  |  | N | IPP Non-CHP | 2 | X | SUN
Solar Photovoltaic.SUN | solar PV | TRUE | 61012 | AES Distributed Energy | 59551 | FLS Solar 200, LLC | NC | Robeson | FLS1 | Solar Photovoltaic | PV |  | S | 4.3 |  | 4.3 | 4.3 |  | N |  |  | N | IPP Non-CHP | 2 | X | SUN
Solar Photovoltaic.SUN | solar PV | TRUE | 61012 | AES Distributed Energy | 59552 | FLS Solar 170, LLC | NC | Robeson | FLS1 | Solar Photovoltaic | PV |  | S | 2 |  | 2 | 2 |  | N |  |  | N | IPP Non-CHP | 2 | X | SUN
Solar Photovoltaic.SUN | solar PV | TRUE | 61012 | AES Distributed Energy | 59553 | Innovative Solar 14, LLC | NC | Henderson | FLS1 | Solar Photovoltaic | PV |  | S | 2 |  | 1.5 | 1.5 |  | N |  |  | N | IPP Non-CHP | 2 | X | SUN
Solar Photovoltaic.SUN | solar PV | TRUE | 61012 | AES Distributed Energy | 59554 | Innovative Solar 15, LLC | NC | Rutherford | FLS1 | Solar Photovoltaic | PV |  | S | 2 |  | 1.5 | 1.5 |  | N |  |  | N | IPP Non-CHP | 2 | X | SUN
Solar Photovoltaic.SUN | solar PV | TRUE | 59298 | Vega Solar, LLC | 59555 | Vega Solar | CA | Merced | VEGA1 | Solar Photovoltaic | PV |  | S | 20 |  | 20 | 20 |  | N |  |  | N | IPP Non-CHP | 2 | X | SUN
Solar Photovoltaic.SUN | solar PV | TRUE | 7140 | Georgia Power Co | 59556 | Dalton 2 | GA | Murray | 1 | Solar Photovoltaic | PV |  | S | 6.5 |  | 6.5 | 6.5 |  | N |  |  | N | Electric Utility | 1 | X | SUN
Landfill Gas.LFG | natural gas peaker | FALSE | 57369 | Apple, Inc | 59557 | Apple Campus 2 Fuel Cell | CA | Santa Clara | AC2FC | Landfill Gas | FC |  | S | 4 |  | 4 | 4 | 2 | N |  |  | N | Industrial Non-CHP | 6 | X | LFG | OBG
Solar Photovoltaic.SUN | solar PV | TRUE | 59300 | PNM Resources | 59558 | Sandoval Solar Energy Center | NM | Sandoval | SSEC1 | Solar Photovoltaic | PV |  | S | 6.1 |  | 6.1 | 1.3 |  | N |  |  | N | Electric Utility | 1 | X | SUN
Solar Photovoltaic.SUN | solar PV | TRUE | 17826 | Springer Electric Coop, Inc | 59560 | Springer Solar 1 | NM | Colfax | SPRG1 | Solar Photovoltaic | PV |  | S | 1 |  | 0.9 | 0.8 |  | N |  |  | N | Electric Utility | 1 | X | SUN
Solar Photovoltaic.SUN | solar PV | TRUE | 64778 | Strata Manager, LLC | 59561 | Crockett Farm | NC | Lenoir | PV1 | Solar Photovoltaic | PV |  | W | 5 |  | 5 | 5 |  | N |  |  | N | IPP Non-CHP | 2 | X | SUN
Solar Photovoltaic.SUN | solar PV | TRUE | 64778 | Strata Manager, LLC | 59562 | Eastover Farm | NC | Scotland | PV1 | Solar Photovoltaic | PV |  | W | 5 |  | 5 | 5 |  | N |  |  | N | IPP Non-CHP | 2 | X | SUN
Solar Photovoltaic.SUN | solar PV | TRUE | 64778 | Strata Manager, LLC | 59563 | Foxfire Solar Farm | NC | Moore | PV1 | Solar Photovoltaic | PV |  | W | 5 |  | 5 | 5 |  | N |  |  | N | IPP Non-CHP | 2 | X | SUN
Solar Photovoltaic.SUN | solar PV | TRUE | 64778 | Strata Manager, LLC | 59564 | Hutchinson Farm | NC | Cleveland | PV1 | Solar Photovoltaic | PV |  | W | 5 |  | 5 | 5 |  | N |  |  | N | IPP Non-CHP | 2 | X | SUN
Solar Photovoltaic.SUN | solar PV | TRUE | 64778 | Strata Manager, LLC | 59565 | Keen Farm | NC | Johnston | PV1 | Solar Photovoltaic | PV |  | W | 5 |  | 5 | 5 |  | N |  |  | N | IPP Non-CHP | 2 | X | SUN
Solar Photovoltaic.SUN | solar PV | TRUE | 59307 | Ashley Solar Farm, LLC | 59566 | Ashley Solar Farm | NC | Yadkin | PV1 | Solar Photovoltaic | PV |  | S | 4 |  | 4 | 4 |  | N |  |  | N | IPP Non-CHP | 2 | X | SUN
Solar Photovoltaic.SUN | solar PV | TRUE | 64778 | Strata Manager, LLC | 59567 | Bearford Farm Solar Project | NC | Pender | PV1 | Solar Photovoltaic | PV |  | W | 5 |  | 5 | 5 |  | N |  |  | N | IPP Non-CHP | 2 | X | SUN
Solar Photovoltaic.SUN | solar PV | TRUE | 64994 | SolRiver Capital LLC | 59569 | Whitetail Solar | SC | Dillon | PV1 | Solar Photovoltaic | PV |  | S | 10 |  | 10 | 10 |  | N |  |  | N | IPP Non-CHP | 2 | X | SUN
Solar Photovoltaic.SUN | solar PV | TRUE | 5416 | Duke Energy Carolinas, LLC | 59570 | Mocksville Solar | NC | Davie | PV1 | Solar Photovoltaic | PV |  | S | 15.4 |  | 15.4 | 15.4 |  | N |  |  | N | Electric Utility | 1 | X | SUN
Solar Photovoltaic.SUN | solar PV | TRUE | 65305 | Clean Focus Yield, LLC | 59573 | Tisbury Landfill Solar | MA | Dukes | TIS1 | Solar Photovoltaic | PV |  | S | 1.1 |  | 1.1 | 1.1 |  | N |  |  | N | IPP Non-CHP | 2 | X | SUN
Landfill Gas.LFG | natural gas peaker | TRUE | 13559 | North American Natural Res | 59574 | Southeast Berrien Generating Facility | MI | Berrien | SBL | Landfill Gas | IC |  | S | 4.8 | 0.8 | 4.6 | 4.6 | 1.2 | N |  |  | N | IPP Non-CHP | 2 | X | LFG
Solar Photovoltaic.SUN | solar PV | TRUE | 64778 | Strata Manager, LLC | 59575 | Manway Solar Farm | NC | Bladen | PV1 | Solar Photovoltaic | PV |  | W | 5 |  | 5 | 5 |  | N |  |  | N | IPP Non-CHP | 2 | X | SUN
Solar Photovoltaic.SUN | solar PV | TRUE | 61060 | Cypress Creek Renewables | 59576 | Millikan Farm | NC | Randolph | GEN1 | Solar Photovoltaic | PV |  | S | 5 |  | 5 | 5 |  | N |  |  | N | IPP Non-CHP | 2 | X | SUN
Solar Photovoltaic.SUN | solar PV | TRUE | 64778 | Strata Manager, LLC | 59577 | Misenheimer Farm | NC | Stanly | PV1 | Solar Photovoltaic | PV |  | W | 5 |  | 5 | 5 |  | N |  |  | N | IPP Non-CHP | 2 | X | SUN
Solar Photovoltaic.SUN | solar PV | TRUE | 59462 | Heelstone Energy Holdings, LLC | 59578 | Monroe Moore Farm | NC | Union | PV1 | Solar Photovoltaic | PV |  | S | 5 |  | 5 | 5 |  | N |  |  | N | IPP Non-CHP | 2 | X | SUN
Solar Photovoltaic.SUN | solar PV | TRUE | 64778 | Strata Manager, LLC | 59579 | Franklin Solar 2 | NC | Franklin | PV1 | Solar Photovoltaic | PV |  | W | 2 |  | 2 | 2 |  | N |  |  | N | IPP Non-CHP | 2 | X | SUN
Solar Photovoltaic.SUN | solar PV | TRUE | 64778 | Strata Manager, LLC | 59581 | Stout Farm | NC | Orange | PV1 | Solar Photovoltaic | PV |  | W | 5 |  | 5 | 5 |  | N |  |  | N | IPP Non-CHP | 2 | X | SUN
Solar Photovoltaic.SUN | solar PV | TRUE | 64778 | Strata Manager, LLC | 59583 | Tart Farm | NC | Cumberland | PV1 | Solar Photovoltaic | PV |  | W | 5 |  | 5 | 5 |  | N |  |  | N | IPP Non-CHP | 2 | X | SUN
Solar Photovoltaic.SUN | solar PV | TRUE | 59329 | Wellons Farm, LLC | 59584 | Wellons Farm | NC | Johnston | PV1 | Solar Photovoltaic | PV |  | S | 5 |  | 5 | 5 |  | N |  |  | N | IPP Non-CHP | 2 | X | SUN
Solar Photovoltaic.SUN | solar PV | TRUE | 64778 | Strata Manager, LLC | 59586 | Woodland Church Farm | NC | Duplin | PV1 | Solar Photovoltaic | PV |  | W | 5 |  | 5 | 5 |  | N |  |  | N | IPP Non-CHP | 2 | X | SUN
Solar Photovoltaic.SUN | solar PV | TRUE | 59332 | Yadkin 601 Farm, LLC | 59587 | Yadkin 601 Farm | NC | Yadkin | PV1 | Solar Photovoltaic | PV |  | S | 3 |  | 3 | 3 |  | N |  |  | N | IPP Non-CHP | 2 | X | SUN
Solar Photovoltaic.SUN | solar PV | TRUE | 17650 | Southern Power Co | 59589 | Rutherford Farm | NC | Rutherford | PV1 | Solar Photovoltaic | PV |  | W | 74.8 |  | 74.8 | 74.8 |  | N |  |  | N | IPP Non-CHP | 2 | X | SUN
Solar Photovoltaic.SUN | solar PV | TRUE | 59462 | Heelstone Energy Holdings, LLC | 59591 | Schell Solar Farm | NC | Northampton | PV1 | Solar Photovoltaic | PV |  | S | 5 |  | 5 | 5 |  | N |  |  | N | IPP Non-CHP | 2 | X | SUN
Solar Photovoltaic.SUN | solar PV | TRUE | 59462 | Heelstone Energy Holdings, LLC | 59592 | Sedberry Farm | NC | Moore | PV1 | Solar Photovoltaic | PV |  | S | 5 |  | 5 | 5 |  | N |  |  | N | IPP Non-CHP | 2 | X | SUN
Solar Photovoltaic.SUN | solar PV | TRUE | 64778 | Strata Manager, LLC | 59593 | Spring Valley Farm 2, LLC | NC | Vance | PV1 | Solar Photovoltaic | PV |  | W | 5 |  | 5 | 5 |  | N |  |  | N | IPP Non-CHP | 2 | X | SUN
Solar Photovoltaic.SUN | solar PV | TRUE | 59340 | Stikeleather Farm, LLC | 59595 | Stikeleather Farm | NC | Alexander | PV1 | Solar Photovoltaic | PV |  | S | 5 |  | 5 | 5 |  | N |  |  | N | IPP Non-CHP | 2 | X | SUN
Solar Photovoltaic.SUN | solar PV | TRUE | 59345 | Colton Solar One, LLC | 59597 | Colton Solar One, LLC | CA | San Bernardino | CS001 | Solar Photovoltaic | PV |  | S | 2.5 |  | 2.5 | 2.5 |  | N |  |  | N | IPP Non-CHP | 2 | X | SUN
Solar Photovoltaic.SUN | solar PV | TRUE | 59346 | Colton Solar Two, LLC | 59598 | Colton Solar Two, LLC | CA | San Bernardino | CS002 | Solar Photovoltaic | PV |  | S | 1 |  | 1 | 1 |  | N |  |  | N | IPP Non-CHP | 2 | X | SUN
Solar Photovoltaic.SUN | solar PV | TRUE | 61230 | Arevon Energy, Inc. | 59599 | Tropico Solar PV Plant | CA | Tulare | GEN1 | Solar Photovoltaic | PV |  | S | 14 |  | 13 | 11 |  | N |  |  | N | IPP Non-CHP | 2 | X | SUN
Solar Photovoltaic.SUN | solar PV | TRUE | 61230 | Arevon Energy, Inc. | 59600 | Nicolis Solar PV Plant | CA | Tulare | GEN1 | Solar Photovoltaic | PV |  | S | 20 |  | 19 | 16 |  | N |  |  | N | IPP Non-CHP | 2 | X | SUN
Solar Photovoltaic.SUN | solar PV | TRUE | 15477 | Public Service Elec & Gas Co | 59601 | L&D Landfill Solar | NJ | Burlington | L&D | Solar Photovoltaic | PV |  | S | 10 |  | 10 | 10 |  | N |  |  | N | Electric Utility | 1 | X | SUN
Solar Photovoltaic.SUN | solar PV | TRUE | 61060 | Cypress Creek Renewables | 59603 | Walters Solar (FLS 260) | NC | Robeson | FLS1 | Solar Photovoltaic | PV |  | S | 5 |  | 5 | 4 |  | N |  |  | N | IPP Non-CHP | 2 | X | SUN
Solar Photovoltaic.SUN | solar PV | TRUE | 61060 | Cypress Creek Renewables | 59604 | Stagecoach Solar | NC | Vance | FLS1 | Solar Photovoltaic | PV |  | S | 5 |  | 5 | 5 |  | N |  |  | N | IPP Non-CHP | 2 | X | SUN
Solar Photovoltaic.SUN | solar PV | TRUE | 61060 | Cypress Creek Renewables | 59605 | Vicksburg Solar | NC | Vance | FLS1 | Solar Photovoltaic | PV |  | S | 5 |  | 5 | 4 |  | N |  |  | N | IPP Non-CHP | 2 | X | SUN
Solar Photovoltaic.SUN | solar PV | TRUE | 61060 | Cypress Creek Renewables | 59606 | Soul City Solar | NC | Warren | FLS1 | Solar Photovoltaic | PV |  | S | 3.5 |  | 3.5 | 3 |  | N |  |  | N | IPP Non-CHP | 2 | X | SUN
Solar Photovoltaic.SUN | solar PV | TRUE | 60453 | Onward Energy | 59607 | Maricopa West Solar PV, LLC | CA | Kern | MWS | Solar Photovoltaic | PV |  | S | 20 |  | 20 | 20 |  | N |  |  | N | IPP Non-CHP | 2 | X | SUN
Solar Photovoltaic.SUN | solar PV | TRUE | 59353 | AP North Lake I, LP | 59610 | AP North Lake I, LP | CA | Riverside | APNLI | Solar Photovoltaic | PV |  | S | 20 |  | 20 | 20 |  | N |  |  | N | IPP Non-CHP | 2 | X | SUN
Solar Photovoltaic.SUN | solar PV | TRUE | 59354 | LKL BLBD, LLC | 59611 | LKL BLBD, LLC | FL | Polk | LKLBB | Solar Photovoltaic | PV |  | S | 6 |  | 6 | 6 |  | N |  |  | N | IPP Non-CHP | 2 | X | SUN
Solar Photovoltaic.SUN | solar PV | FALSE | 61944 | MN8 Energy LLC | 59613 | Town of Williamson Landfill PV | NY | Wayne | TWLL | Solar Photovoltaic | PV |  | S | 1.2 |  | 1.2 | 1.2 |  | N |  |  | N | Commercial Non-CHP | 4 | X | SUN
Petroleum Liquids.DFO | petroleum | TRUE | 40229 | Old Dominion Electric Coop | 59614 | Monterey Diesel Generation Facility | VA | Highland | MDG1 | Petroleum Liquids | IC |  | S | 0.6 | 0.8 | 0.6 | 0.6 | 0 | N |  |  | N | Electric Utility | 1 | X | DFO
Petroleum Liquids.DFO | petroleum | TRUE | 40229 | Old Dominion Electric Coop | 59614 | Monterey Diesel Generation Facility | VA | Highland | MDG10 | Petroleum Liquids | IC |  | S | 0.6 | 0.8 | 0.6 | 0.6 | 0 | N |  |  | N | Electric Utility | 1 | X | DFO
Petroleum Liquids.DFO | petroleum | TRUE | 40229 | Old Dominion Electric Coop | 59614 | Monterey Diesel Generation Facility | VA | Highland | MDG2 | Petroleum Liquids | IC |  | S | 0.6 | 0.8 | 0.6 | 0.6 | 0 | N |  |  | N | Electric Utility | 1 | X | DFO
Petroleum Liquids.DFO | petroleum | TRUE | 40229 | Old Dominion Electric Coop | 59614 | Monterey Diesel Generation Facility | VA | Highland | MDG3 | Petroleum Liquids | IC |  | S | 0.6 | 0.8 | 0.6 | 0.6 | 0 | N |  |  | N | Electric Utility | 1 | X | DFO
Petroleum Liquids.DFO | petroleum | TRUE | 40229 | Old Dominion Electric Coop | 59614 | Monterey Diesel Generation Facility | VA | Highland | MDG4 | Petroleum Liquids | IC |  | S | 0.6 | 0.8 | 0.6 | 0.6 | 0 | N |  |  | N | Electric Utility | 1 | X | DFO
Petroleum Liquids.DFO | petroleum | TRUE | 40229 | Old Dominion Electric Coop | 59614 | Monterey Diesel Generation Facility | VA | Highland | MDG5 | Petroleum Liquids | IC |  | S | 0.6 | 0.8 | 0.6 | 0.6 | 0 | N |  |  | N | Electric Utility | 1 | X | DFO
Petroleum Liquids.DFO | petroleum | TRUE | 40229 | Old Dominion Electric Coop | 59614 | Monterey Diesel Generation Facility | VA | Highland | MDG6 | Petroleum Liquids | IC |  | S | 0.6 | 0.8 | 0.6 | 0.6 | 0 | N |  |  | N | Electric Utility | 1 | X | DFO
Petroleum Liquids.DFO | petroleum | TRUE | 40229 | Old Dominion Electric Coop | 59614 | Monterey Diesel Generation Facility | VA | Highland | MDG7 | Petroleum Liquids | IC |  | S | 0.6 | 0.8 | 0.6 | 0.6 | 0 | N |  |  | N | Electric Utility | 1 | X | DFO
Petroleum Liquids.DFO | petroleum | TRUE | 40229 | Old Dominion Electric Coop | 59614 | Monterey Diesel Generation Facility | VA | Highland | MDG8 | Petroleum Liquids | IC |  | S | 0.6 | 0.8 | 0.6 | 0.6 | 0 | N |  |  | N | Electric Utility | 1 | X | DFO
Petroleum Liquids.DFO | petroleum | TRUE | 40229 | Old Dominion Electric Coop | 59614 | Monterey Diesel Generation Facility | VA | Highland | MDG9 | Petroleum Liquids | IC |  | S | 0.6 | 0.8 | 0.6 | 0.6 | 0 | N |  |  | N | Electric Utility | 1 | X | DFO
Solar Photovoltaic.SUN | solar PV | TRUE | 59300 | PNM Resources | 59618 | Meadow Lake Solar Energy Center | NM | Valencia | MLK | Solar Photovoltaic | PV |  | W | 9.1 |  | 9 | 9 |  | N |  |  | N | Electric Utility | 1 | X | SUN
Solar Photovoltaic.SUN | solar PV | TRUE | 59300 | PNM Resources | 59619 | Cibola | NM | Cibola | CBLA | Solar Photovoltaic | PV |  | W | 7.6 |  | 7.6 | 7.6 |  | N |  |  | N | Electric Utility | 1 | X | SUN
Solar Photovoltaic.SUN | solar PV | TRUE | 59358 | REUT Origination, LLC | 59620 | South Milford Solar Plant | UT | Beaver | SMS1 | Solar Photovoltaic | PV |  | S | 2.9 |  | 2.9 | 2.9 |  | N |  |  | N | IPP Non-CHP | 2 | X | SUN
Onshore Wind Turbine.WND | onshore wind | TRUE | 59871 | TX Jumbo Road Wind, LLC | 59621 | TX Jumbo Road Wind | TX | Deaf Smith | JRWND | Onshore Wind Turbine | WT |  | S | 299.7 |  | 299.7 | 299.7 | 1 | N |  |  | N | IPP Non-CHP | 2 | X | WND
Onshore Wind Turbine.WND | onshore wind | TRUE | 57365 | Consolidated Edison Solutions Inc. | 59622 | Future Generation Wind | MA | Plymouth | FGMA | Onshore Wind Turbine | WT |  | S | 8 |  | 7.9 | 7.9 | 0 | N |  |  | N | IPP Non-CHP | 2 | X | WND
Solar Photovoltaic.SUN | solar PV | TRUE | 61012 | AES Distributed Energy | 59623 | Clarkson Solar | NY | St Lawrence | CSPV | Solar Photovoltaic | PV |  | S | 2 |  | 2 | 2 |  | N |  |  | N | IPP Non-CHP | 2 | X | SUN
Solar Photovoltaic.SUN | solar PV | TRUE | 58871 | Citizens Enterprises Corporation | 59624 | Twiss Street Solar | MA | Hampden | PV1 | Solar Photovoltaic | PV |  | W | 1.5 |  | 1.5 | 1.5 |  | N |  |  | N | IPP Non-CHP | 2 | X | SUN
Solar Photovoltaic.SUN | solar PV | TRUE | 58871 | Citizens Enterprises Corporation | 59625 | Chicopee River Solar | MA | Hampden | PV1 | Solar Photovoltaic | PV |  | W | 2 |  | 2 | 2 |  | N |  |  | N | IPP Non-CHP | 2 | X | SUN
Solar Photovoltaic.SUN | solar PV | TRUE | 58871 | Citizens Enterprises Corporation | 59626 | Chicopee Granby Road Solar | MA | Hampden | PV1 | Solar Photovoltaic | PV |  | W | 1.6 |  | 1.6 | 1.6 |  | N |  |  | N | IPP Non-CHP | 2 | X | SUN
Solar Photovoltaic.SUN | solar PV | TRUE | 56990 | NJR Clean Energy Ventures Corporation | 59627 | Harmony | NJ | Warren | HRMNY | Solar Photovoltaic | PV |  | W | 3 |  | 3 | 3 |  | N |  |  | N | IPP Non-CHP | 2 | X | SUN
Solar Photovoltaic.SUN | solar PV | TRUE | 56990 | NJR Clean Energy Ventures Corporation | 59628 | Hanover | NJ | Burlington | HNOVR | Solar Photovoltaic | PV |  | W | 5 |  | 5 | 5 |  | N |  |  | N | IPP Non-CHP | 2 | X | SUN
Onshore Wind Turbine.WND | onshore wind | TRUE | 59362 | Jericho Rise Wind Farm LLC | 59629 | Jericho Rise Wind Farm LLC | NY | Franklin | GEN1 | Onshore Wind Turbine | WT |  | S | 77.7 |  | 77.7 | 77.7 | 1 | N |  |  | N | IPP Non-CHP | 2 | X | WND
Solar Photovoltaic.SUN | solar PV | FALSE | 65432 | CVI CleanCapital Solar 1 LLC | 59630 | CentraState Medical Center PV Facility | NJ | Monmouth | CS | Solar Photovoltaic | PV |  | S | 5.2 |  | 5.2 | 5.2 |  | N |  |  | N | Commercial Non-CHP | 4 | X | SUN
Solar Photovoltaic.SUN | solar PV | FALSE | 63069 | CVI CleanCapital Solar 5 LLC | 59631 | Imclone Solar Electric Facility | NJ | Somerset | IM | Solar Photovoltaic | PV |  | S | 8 |  | 8 | 8 |  | N |  |  | N | Commercial Non-CHP | 4 | X | SUN
Solar Photovoltaic.SUN | solar PV | TRUE | 12524 | Midwest Energy Inc | 59632 | Midwest Energy Community Solar Array | KS | Thomas | 1036 | Solar Photovoltaic | PV |  | S | 1 |  | 1.2 | 1.2 |  | N |  |  | N | Electric Utility | 1 | X | SUN
Solar Photovoltaic.SUN | solar PV | TRUE | 59381 | EE Kettleman California LLC | 59633 | Kettleman Solar -Centaurus | CA | Kings | KS | Solar Photovoltaic | PV |  | J | 20 |  | 20 | 18 |  | N |  |  | N | IPP Non-CHP | 2 | X | SUN
Solar Photovoltaic.SUN | solar PV | TRUE | 61012 | AES Distributed Energy | 59634 | Sandstone Solar | AZ | Pinal | SNDST | Solar Photovoltaic | PV |  | S | 45 |  | 43 | 42 |  | N |  |  | N | IPP Non-CHP | 2 | X | SUN
Landfill Gas.LFG | natural gas peaker | TRUE | 40211 | Wabash Valley Power Assn, Inc | 59635 | Clinton LFGTE | IL | Dewitt | 1 | Landfill Gas | IC |  | S | 1.6 | 0.8 | 1.6 | 1.6 | 0.8 | N |  |  | N | Electric Utility | 1 | X | LFG
Landfill Gas.LFG | natural gas peaker | TRUE | 40211 | Wabash Valley Power Assn, Inc | 59635 | Clinton LFGTE | IL | Dewitt | 2 | Landfill Gas | IC |  | S | 1.6 | 0.8 | 1.6 | 1.6 | 0.8 | N |  |  | N | Electric Utility | 1 | X | LFG
Solar Photovoltaic.SUN | solar PV | TRUE | 59388 | Charlton Solar I, LLC | 59636 | Charlton Solar I CSG | MA | Worcester | 37021 | Solar Photovoltaic | PV |  | S | 4 |  | 3.9 | 2.3 |  | N |  |  | N | IPP Non-CHP | 2 | X | SUN
Onshore Wind Turbine.WND | onshore wind | TRUE | 12341 | MidAmerican Energy Co | 59637 | Adams Wind | IA | Adams | ADWF | Onshore Wind Turbine | WT |  | S | 4.7 |  | 4.7 | 4.7 | 0.1 | N |  |  | N | Electric Utility | 1 | X | WND
Onshore Wind Turbine.WND | onshore wind | TRUE | 12341 | MidAmerican Energy Co | 59637 | Adams Wind | IA | Adams | ADWF2 | Onshore Wind Turbine | WT |  | S | 43.3 |  | 39 | 39 | 0.1 | N |  |  | N | Electric Utility | 1 | X | WND
Onshore Wind Turbine.WND | onshore wind | TRUE | 12341 | MidAmerican Energy Co | 59637 | Adams Wind | IA | Adams | ADWF3 | Onshore Wind Turbine | WT |  | S | 58 |  | 58 | 58 | 0.1 | N |  |  | N | Electric Utility | 1 | X | WND
Onshore Wind Turbine.WND | onshore wind | TRUE | 12341 | MidAmerican Energy Co | 59637 | Adams Wind | IA | Adams | ADWF4 | Onshore Wind Turbine | WT |  | S | 48.3 |  | 48.3 | 48.3 | 0.1 | N |  |  | N | Electric Utility | 1 | X | WND
Solar Photovoltaic.SUN | solar PV | TRUE | 61230 | Arevon Energy, Inc. | 59638 | Coronal Lost Hills | CA | Kern | CLH | Solar Photovoltaic | PV |  | S | 20 |  | 20 | 20 |  | N |  |  | N | IPP Non-CHP | 2 | X | SUN
Onshore Wind Turbine.WND | onshore wind | FALSE | 59395 | 631-56 Airport Owner, LLC | 59639 | 631-56 Airport Owner, LLC | MA | Bristol | LIGHT | Onshore Wind Turbine | WT |  | S | 2 |  | 2 | 2 | 0.1 | N |  |  | N | Industrial Non-CHP | 6 | X | WND
Solar Photovoltaic.SUN | solar PV | TRUE | 65411 | Duke Energy Renewables Services | 59641 | Garysburg Solar | NC | Northampton | 5MWPV | Solar Photovoltaic | PV |  | W | 5 |  | 5 | 5 |  | N |  |  | N | IPP Non-CHP | 2 | X | SUN
Solar Photovoltaic.SUN | solar PV | TRUE | 65411 | Duke Energy Renewables Services | 59642 | Gaston Solar | NC | Northampton | 5MWPV | Solar Photovoltaic | PV |  | W | 5 |  | 5 | 5 |  | N |  |  | N | IPP Non-CHP | 2 | X | SUN
Solar Photovoltaic.SUN | solar PV | TRUE | 65411 | Duke Energy Renewables Services | 59643 | Seaboard Solar LLC | NC | Northampton | 5MWPV | Solar Photovoltaic | PV |  | W | 5 |  | 5 | 5 |  | N |  |  | N | IPP Non-CHP | 2 | X | SUN
Solar Photovoltaic.SUN | solar PV | TRUE | 61060 | Cypress Creek Renewables | 59645 | Mt Olive Solar 1 | NC | Wayne | FLS1 | Solar Photovoltaic | PV |  | S | 5 |  | 5 | 5 |  | N |  |  | N | IPP Non-CHP | 2 | X | SUN
Solar Photovoltaic.SUN | solar PV | TRUE | 61060 | Cypress Creek Renewables | 59646 | FLS Solar 230 (Warren) | NC | Duplin | FLS1 | Solar Photovoltaic | PV |  | S | 4.8 |  | 4.8 | 4.8 |  | N |  |  | N | IPP Non-CHP | 2 | X | SUN
Natural Gas Internal Combustion Engine.NG | natural gas peaker | TRUE | 18125 | Stillwater Utilities Authority | 59647 | Stillwater Energy Center | OK | Payne | 1 | Natural Gas Internal Combustion Engine | IC |  | S | 18.8 | 1 | 18.6 | 18.6 | 7.5 | N |  |  | N | Electric Utility | 1 | X | NG
Natural Gas Internal Combustion Engine.NG | natural gas peaker | TRUE | 18125 | Stillwater Utilities Authority | 59647 | Stillwater Energy Center | OK | Payne | 2 | Natural Gas Internal Combustion Engine | IC |  | S | 18.8 | 1 | 18.6 | 18.6 | 7.5 | N |  |  | N | Electric Utility | 1 | X | NG
Natural Gas Internal Combustion Engine.NG | natural gas peaker | TRUE | 18125 | Stillwater Utilities Authority | 59647 | Stillwater Energy Center | OK | Payne | 3 | Natural Gas Internal Combustion Engine | IC |  | S | 18.8 | 1 | 18.6 | 18.6 | 7.5 | N |  |  | N | Electric Utility | 1 | X | NG
Solar Photovoltaic.SUN | solar PV | TRUE | 65411 | Duke Energy Renewables Services | 59648 | Tarboro Solar | NC | Edgecombe | 5MWPV | Solar Photovoltaic | PV |  | W | 5 |  | 5 | 5 |  | N |  |  | N | IPP Non-CHP | 2 | X | SUN
Landfill Gas.LFG | natural gas peaker | TRUE | 59414 | Nelson Gardens Energy, LLC | 59649 | Nelson Gardens Landfill Gas to Energy | TX | Bexar | UNIT1 | Landfill Gas | IC |  | S | 1.1 | 1 | 1.1 | 1.1 | 0.5 | N |  |  | N | IPP Non-CHP | 2 | X | LFG
Landfill Gas.LFG | natural gas peaker | TRUE | 59414 | Nelson Gardens Energy, LLC | 59649 | Nelson Gardens Landfill Gas to Energy | TX | Bexar | UNIT2 | Landfill Gas | IC |  | S | 1.1 | 1 | 1.1 | 1.1 | 0.5 | N |  |  | N | IPP Non-CHP | 2 | X | LFG
Landfill Gas.LFG | natural gas peaker | TRUE | 59414 | Nelson Gardens Energy, LLC | 59649 | Nelson Gardens Landfill Gas to Energy | TX | Bexar | UNIT3 | Landfill Gas | IC |  | S | 1.1 | 1 | 1.1 | 1.1 | 0.5 | N |  |  | N | IPP Non-CHP | 2 | X | LFG
Landfill Gas.LFG | natural gas peaker | TRUE | 59414 | Nelson Gardens Energy, LLC | 59649 | Nelson Gardens Landfill Gas to Energy | TX | Bexar | UNIT4 | Landfill Gas | IC |  | S | 1.1 | 1 | 1.1 | 1.1 | 0.5 | N |  |  | N | IPP Non-CHP | 2 | X | LFG
Landfill Gas.LFG | natural gas peaker | TRUE | 63199 | Frontier Operation Services | 59650 | CII Methane Management III LFG Plant | GA | Clarke | GEN1 | Landfill Gas | IC |  | S | 1.6 | 0.8 | 1.6 | 1.6 | 0.8 | N |  |  | N | IPP Non-CHP | 2 | X | LFG
Solar Photovoltaic.SUN | solar PV | TRUE | 11208 | Los Angeles Department of Water & Power | 59651 | Forever 21 Retail, Inc. | CA | Los Angeles | W4161 | Solar Photovoltaic | PV |  | W | 1.3 |  | 1.3 | 1 |  | N |  |  | N | IPP Non-CHP | 2 | X | SUN
Solar Photovoltaic.SUN | solar PV | TRUE | 11208 | Los Angeles Department of Water & Power | 59652 | Nordhoff Place | CA | Los Angeles | W4162 | Solar Photovoltaic | PV |  | W | 0.9 |  | 1 | 0.6 |  | N |  |  | N | IPP Non-CHP | 2 | X | SUN
Solar Photovoltaic.SUN | solar PV | TRUE | 61944 | MN8 Energy LLC | 59653 | City of Truth or Consequences PV | NM | Sierra | COTC | Solar Photovoltaic | PV |  | S | 1.9 |  | 1.9 | 1.9 |  | N |  |  | N | IPP Non-CHP | 2 | X | SUN
Onshore Wind Turbine.WND | onshore wind | TRUE | 59428 | Sendero Wind Energy, LLC | 59654 | Sendero | TX | Jim Hogg | 1 | Onshore Wind Turbine | WT |  | S | 78 |  | 78 | 78 | 0.8 | N |  |  | N | IPP Non-CHP | 2 | X | WND
Onshore Wind Turbine.WND | onshore wind | TRUE | 56769 | Consolidated Edison Development Inc. | 59655 | Campbell County Wind Farm | SD | Campbell | CCWF1 | Onshore Wind Turbine | WT |  | S | 97.8 |  | 97.8 | 97.8 | 0 | N |  |  | N | IPP Non-CHP | 2 | X | WND
Solar Photovoltaic.SUN | solar PV | TRUE | 60453 | Onward Energy | 59656 | Comanche Solar | CO | Pueblo | COMCH | Solar Photovoltaic | PV |  | S | 120 |  | 120 | 120 |  | N |  |  | N | IPP Non-CHP | 2 | X | SUN
Solar Photovoltaic.SUN | solar PV | TRUE | 60453 | Onward Energy | 59657 | Imperial Valley Solar Co (IVSC) 2, LLC | CA | Imperial | IVSC2 | Solar Photovoltaic | PV |  | S | 20 |  | 20 | 20 |  | N |  |  | N | IPP Non-CHP | 2 | X | SUN
Wood/Wood Waste Biomass.WDS | biomass | TRUE | 17164 | Sierra Pacific Industries | 59658 | SPI Anderson 2 | CA | Shasta | GEN1 | Wood/Wood Waste Biomass | ST |  | S | 30.2 | 0.95 | 27.2 | 27.2 | 5 | N |  |  | Y | Industrial CHP | 7 | T | WDS
Natural Gas Internal Combustion Engine.NG | natural gas peaker | TRUE | 20135 | City of Washington - (UT) | 59660 | Washington City Electric Generation | UT | Washington | 3 | Natural Gas Internal Combustion Engine | IC |  | S | 2 | 1 | 2 | 2 | 1 | N |  |  | N | Electric Utility | 1 | X | NG
Natural Gas Internal Combustion Engine.NG | natural gas peaker | TRUE | 20135 | City of Washington - (UT) | 59660 | Washington City Electric Generation | UT | Washington | 4 | Natural Gas Internal Combustion Engine | IC |  | S | 2 | 1 | 2 | 2 | 1 | N |  |  | N | Electric Utility | 1 | X | NG
Natural Gas Internal Combustion Engine.NG | natural gas peaker | TRUE | 20135 | City of Washington - (UT) | 59660 | Washington City Electric Generation | UT | Washington | 9 | Natural Gas Internal Combustion Engine | IC |  | S | 2 | 1 | 2 | 2 | 1 | N |  |  | N | Electric Utility | 1 | X | NG
Solar Photovoltaic.SUN | solar PV | TRUE | 61119 | SRE Utility Solar 1, LLC | 59663 | Cornwall Solar Center, LLC | NC | Granville | CSC1 | Solar Photovoltaic | PV |  | S | 5 |  | 5 | 5 |  | N |  |  | N | IPP Non-CHP | 2 | X | SUN
Natural Gas Fired Combustion Turbine.NG | natural gas peaker | TRUE | 20392 | City of West Plains - (MO) | 59664 | City of West Plains Power Station | MO | Howell | UNIT1 | Natural Gas Fired Combustion Turbine | GT |  | S | 25.6 | 0.8 | 21 | 24.5 | 5 | N |  |  | N | Electric Utility | 1 | X | NG | DFO
Natural Gas Fired Combustion Turbine.NG | natural gas peaker | TRUE | 20392 | City of West Plains - (MO) | 59664 | City of West Plains Power Station | MO | Howell | UNIT2 | Natural Gas Fired Combustion Turbine | GT |  | S | 21.8 | 0.8 | 21 | 24.5 | 5 | N |  |  | N | Electric Utility | 1 | X | NG | DFO
Solar Photovoltaic.SUN | solar PV | TRUE | 58468 | Dominion Renewable Energy | 59665 | Innovative Solar 37 LLC | NC | Anson | IS037 | Solar Photovoltaic | PV |  | S | 100 |  | 97.5 | 97.5 |  | N |  |  | N | IPP Non-CHP | 2 | X | SUN
Solar Photovoltaic.SUN | solar PV | TRUE | 64875 | US Funding 1 | 59666 | Innovative Solar 47 | NC | Robeson | IS047 | Solar Photovoltaic | PV |  | W | 33.8 |  | 33.8 | 33.8 |  | N |  |  | N | IPP Non-CHP | 2 | X | SUN
Solar Photovoltaic.SUN | solar PV | TRUE | 61060 | Cypress Creek Renewables | 59667 | Innovative Solar 48 | NC | Robeson | IS048 | Solar Photovoltaic | PV |  | S | 4.9 |  | 4.9 | 4.9 |  | N |  |  | N | IPP Non-CHP | 2 | X | SUN
Solar Photovoltaic.SUN | solar PV | TRUE | 61694 | John Laing US Solar Corp. | 59669 | Innovative Solar 54 | NC | Lenoir | IS054 | Solar Photovoltaic | PV |  | S | 50 |  | 50 | 50 |  | N |  |  | N | IPP Non-CHP | 2 | X | SUN
Solar Photovoltaic.SUN | solar PV | TRUE | 61119 | SRE Utility Solar 1, LLC | 59670 | Innovative Solar 23 | NC | Cleveland | IS023 | Solar Photovoltaic | PV |  | S | 1.9 |  | 1.9 | 1.9 |  | N |  |  | N | IPP Non-CHP | 2 | X | SUN
Solar Photovoltaic.SUN | solar PV | TRUE | 61060 | Cypress Creek Renewables | 59671 | Innovative Solar 46 | NC | Cumberland | IS046 | Solar Photovoltaic | PV |  | S | 78.5 |  | 78.5 | 78.5 |  | N |  |  | N | IPP Non-CHP | 2 | X | SUN
Solar Photovoltaic.SUN | solar PV | TRUE | 61060 | Cypress Creek Renewables | 59675 | Innovative Solar 44 | NC | Robeson | IS044 | Solar Photovoltaic | PV |  | S | 4.9 |  | 4.9 | 4.9 |  | N |  |  | N | IPP Non-CHP | 2 | X | SUN
Solar Photovoltaic.SUN | solar PV | TRUE | 61060 | Cypress Creek Renewables | 59676 | Innovative Solar 55 | NC | Robeson | IS044 | Solar Photovoltaic | PV |  | S | 6.5 |  | 6.5 | 6.5 |  | N |  |  | N | IPP Non-CHP | 2 | X | SUN
Solar Photovoltaic.SUN | solar PV | TRUE | 61060 | Cypress Creek Renewables | 59677 | Innovative Solar 64 | NC | Sampson | IS064 | Solar Photovoltaic | PV |  | S | 4.9 |  | 4.9 | 4.9 |  | N |  |  | N | IPP Non-CHP | 2 | X | SUN
Solar Photovoltaic.SUN | solar PV | TRUE | 61694 | John Laing US Solar Corp. | 59678 | Innovative Solar 67 | NC | Pender | IS067 | Solar Photovoltaic | PV |  | S | 33.3 |  | 33.3 | 33.3 |  | N |  |  | N | IPP Non-CHP | 2 | X | SUN
Solar Photovoltaic.SUN | solar PV | TRUE | 60025 | Greenbacker Renewable Energy Corporation | 59682 | Main Street Solar Project | VT | Rutland | MS258 | Solar Photovoltaic | PV |  | S | 1.5 |  | 1.5 | 1.5 |  | N |  |  | N | IPP Non-CHP | 2 | X | SUN
Solar Photovoltaic.SUN | solar PV | FALSE | 63438 | Lordstown Motors Corp | 59683 | Lordstown Motor Corp | OH | Trumbull | 12345 | Solar Photovoltaic | PV |  | S | 2.2 |  | 1.7 | 0.6 |  | N |  |  | N | Industrial Non-CHP | 6 | X | SUN
Onshore Wind Turbine.WND | onshore wind | TRUE | 59380 | Enel Green Power NA, Inc. | 59684 | Lindahl Wind Project, LLC | ND | Williams | LWP01 | Onshore Wind Turbine | WT |  | S | 150 |  | 150 | 150 | 1 | N |  |  | N | IPP Non-CHP | 2 | X | WND
Solar Photovoltaic.SUN | solar PV | TRUE | 19876 | Virginia Electric & Power Co | 59685 | Remington Solar Facility | VA | Fauquier | 01 | Solar Photovoltaic | PV |  | S | 20 |  | 8 |  |  | N |  |  | N | Electric Utility | 1 | X | SUN
Landfill Gas.LFG | natural gas peaker | TRUE | 59458 | Landfill Energy Systems Florida | 59686 | Sarasota County LFGTE Facility | FL | Sarasota | LESF1 | Landfill Gas | IC |  | S | 1.6 | 0.8 | 1.6 | 1.6 | 0.8 | N |  |  | N | IPP Non-CHP | 2 | X | LFG
Landfill Gas.LFG | natural gas peaker | TRUE | 59458 | Landfill Energy Systems Florida | 59686 | Sarasota County LFGTE Facility | FL | Sarasota | LESF2 | Landfill Gas | IC |  | S | 1.6 | 0.8 | 1.6 | 1.6 | 0.8 | N |  |  | N | IPP Non-CHP | 2 | X | LFG
Landfill Gas.LFG | natural gas peaker | TRUE | 59458 | Landfill Energy Systems Florida | 59686 | Sarasota County LFGTE Facility | FL | Sarasota | LESF3 | Landfill Gas | IC |  | S | 1.6 | 0.8 | 1.6 | 1.6 | 0.8 | N |  |  | N | IPP Non-CHP | 2 | X | LFG
Landfill Gas.LFG | natural gas peaker | TRUE | 59458 | Landfill Energy Systems Florida | 59686 | Sarasota County LFGTE Facility | FL | Sarasota | LESF4 | Landfill Gas | IC |  | S | 1.6 | 0.8 | 1.6 | 1.6 | 0.8 | N |  |  | N | IPP Non-CHP | 2 | X | LFG
Solar Photovoltaic.SUN | solar PV | TRUE | 60281 | Altus Power America Management, LLC | 59687 | Sun Harvest Solar NDP1 | CA | Merced | NDP1 | Solar Photovoltaic | PV |  | S | 1.5 |  | 1.5 | 1.5 |  | N |  |  | N | IPP Non-CHP | 2 | X | SUN
Landfill Gas.LFG | natural gas peaker | TRUE | 59452 | Ingenco Renewable Development, LLC | 59688 | Wake County LFG Facility | NC | Wake | E1 | Landfill Gas | IC |  | S | 0.3 | 1 | 0.3 | 0.3 | 0.1 | N |  |  | N | IPP Non-CHP | 2 | X | LFG | DFO
Landfill Gas.LFG | natural gas peaker | TRUE | 59452 | Ingenco Renewable Development, LLC | 59688 | Wake County LFG Facility | NC | Wake | E10 | Landfill Gas | IC |  | S | 0.3 | 1 | 0.3 | 0.3 | 0.1 | N |  |  | N | IPP Non-CHP | 2 | X | LFG | DFO
Landfill Gas.LFG | natural gas peaker | TRUE | 59452 | Ingenco Renewable Development, LLC | 59688 | Wake County LFG Facility | NC | Wake | E11 | Landfill Gas | IC |  | S | 0.3 | 1 | 0.3 | 0.3 | 0.1 | N |  |  | N | IPP Non-CHP | 2 | X | LFG | DFO
Landfill Gas.LFG | natural gas peaker | TRUE | 59452 | Ingenco Renewable Development, LLC | 59688 | Wake County LFG Facility | NC | Wake | E12 | Landfill Gas | IC |  | S | 0.3 | 1 | 0.3 | 0.3 | 0.1 | N |  |  | N | IPP Non-CHP | 2 | X | LFG | DFO
Landfill Gas.LFG | natural gas peaker | TRUE | 59452 | Ingenco Renewable Development, LLC | 59688 | Wake County LFG Facility | NC | Wake | E13 | Landfill Gas | IC |  | S | 0.3 | 1 | 0.3 | 0.3 | 0.1 | N |  |  | N | IPP Non-CHP | 2 | X | LFG | DFO
Landfill Gas.LFG | natural gas peaker | TRUE | 59452 | Ingenco Renewable Development, LLC | 59688 | Wake County LFG Facility | NC | Wake | E14 | Landfill Gas | IC |  | S | 0.3 | 1 | 0.3 | 0.3 | 0.1 | N |  |  | N | IPP Non-CHP | 2 | X | LFG | DFO
Landfill Gas.LFG | natural gas peaker | TRUE | 59452 | Ingenco Renewable Development, LLC | 59688 | Wake County LFG Facility | NC | Wake | E15 | Landfill Gas | IC |  | S | 0.3 | 1 | 0.3 | 0.3 | 0.1 | N |  |  | N | IPP Non-CHP | 2 | X | LFG | DFO
Landfill Gas.LFG | natural gas peaker | TRUE | 59452 | Ingenco Renewable Development, LLC | 59688 | Wake County LFG Facility | NC | Wake | E16 | Landfill Gas | IC |  | S | 0.3 | 1 | 0.3 | 0.3 | 0.1 | N |  |  | N | IPP Non-CHP | 2 | X | LFG | DFO
Landfill Gas.LFG | natural gas peaker | TRUE | 59452 | Ingenco Renewable Development, LLC | 59688 | Wake County LFG Facility | NC | Wake | E17 | Landfill Gas | IC |  | S | 0.3 | 1 | 0.3 | 0.3 | 0.1 | N |  |  | N | IPP Non-CHP | 2 | X | LFG | DFO
Landfill Gas.LFG | natural gas peaker | TRUE | 59452 | Ingenco Renewable Development, LLC | 59688 | Wake County LFG Facility | NC | Wake | E18 | Landfill Gas | IC |  | S | 0.3 | 1 | 0.3 | 0.3 | 0.1 | N |  |  | N | IPP Non-CHP | 2 | X | LFG | DFO
Landfill Gas.LFG | natural gas peaker | TRUE | 59452 | Ingenco Renewable Development, LLC | 59688 | Wake County LFG Facility | NC | Wake | E19 | Landfill Gas | IC |  | S | 0.3 | 1 | 0.3 | 0.3 | 0.1 | N |  |  | N | IPP Non-CHP | 2 | X | LFG | DFO
Landfill Gas.LFG | natural gas peaker | TRUE | 59452 | Ingenco Renewable Development, LLC | 59688 | Wake County LFG Facility | NC | Wake | E2 | Landfill Gas | IC |  | S | 0.3 | 1 | 0.3 | 0.3 | 0.1 | N |  |  | N | IPP Non-CHP | 2 | X | LFG | DFO
Landfill Gas.LFG | natural gas peaker | TRUE | 59452 | Ingenco Renewable Development, LLC | 59688 | Wake County LFG Facility | NC | Wake | E20 | Landfill Gas | IC |  | S | 0.3 | 1 | 0.3 | 0.3 | 0.1 | N |  |  | N | IPP Non-CHP | 2 | X | LFG | DFO
Landfill Gas.LFG | natural gas peaker | TRUE | 59452 | Ingenco Renewable Development, LLC | 59688 | Wake County LFG Facility | NC | Wake | E21 | Landfill Gas | IC |  | S | 0.3 | 1 | 0.3 | 0.3 | 0.1 | N |  |  | N | IPP Non-CHP | 2 | X | LFG | DFO
Landfill Gas.LFG | natural gas peaker | TRUE | 59452 | Ingenco Renewable Development, LLC | 59688 | Wake County LFG Facility | NC | Wake | E22 | Landfill Gas | IC |  | S | 0.3 | 1 | 0.3 | 0.3 | 0.1 | N |  |  | N | IPP Non-CHP | 2 | X | LFG | DFO
Landfill Gas.LFG | natural gas peaker | TRUE | 59452 | Ingenco Renewable Development, LLC | 59688 | Wake County LFG Facility | NC | Wake | E23 | Landfill Gas | IC |  | S | 0.3 | 1 | 0.3 | 0.3 | 0.1 | N |  |  | N | IPP Non-CHP | 2 | X | LFG | DFO
Landfill Gas.LFG | natural gas peaker | TRUE | 59452 | Ingenco Renewable Development, LLC | 59688 | Wake County LFG Facility | NC | Wake | E24 | Landfill Gas | IC |  | S | 0.3 | 1 | 0.3 | 0.3 | 0.1 | N |  |  | N | IPP Non-CHP | 2 | X | LFG | DFO
Landfill Gas.LFG | natural gas peaker | TRUE | 59452 | Ingenco Renewable Development, LLC | 59688 | Wake County LFG Facility | NC | Wake | E25 | Landfill Gas | IC |  | S | 0.3 | 1 | 0.3 | 0.3 | 0.1 | N |  |  | N | IPP Non-CHP | 2 | X | LFG | DFO
Landfill Gas.LFG | natural gas peaker | TRUE | 59452 | Ingenco Renewable Development, LLC | 59688 | Wake County LFG Facility | NC | Wake | E26 | Landfill Gas | IC |  | S | 0.3 | 1 | 0.3 | 0.3 | 0.1 | N |  |  | N | IPP Non-CHP | 2 | X | LFG | DFO
Landfill Gas.LFG | natural gas peaker | TRUE | 59452 | Ingenco Renewable Development, LLC | 59688 | Wake County LFG Facility | NC | Wake | E27 | Landfill Gas | IC |  | S | 0.3 | 1 | 0.3 | 0.3 | 0.1 | N |  |  | N | IPP Non-CHP | 2 | X | LFG | DFO
Landfill Gas.LFG | natural gas peaker | TRUE | 59452 | Ingenco Renewable Development, LLC | 59688 | Wake County LFG Facility | NC | Wake | E28 | Landfill Gas | IC |  | S | 0.3 | 1 | 0.3 | 0.3 | 0.1 | N |  |  | N | IPP Non-CHP | 2 | X | LFG | DFO
Landfill Gas.LFG | natural gas peaker | TRUE | 59452 | Ingenco Renewable Development, LLC | 59688 | Wake County LFG Facility | NC | Wake | E29 | Landfill Gas | IC |  | S | 0.3 | 1 | 0.3 | 0.3 | 0.1 | N |  |  | N | IPP Non-CHP | 2 | X | LFG | DFO
Landfill Gas.LFG | natural gas peaker | TRUE | 59452 | Ingenco Renewable Development, LLC | 59688 | Wake County LFG Facility | NC | Wake | E3 | Landfill Gas | IC |  | S | 0.3 | 1 | 0.3 | 0.3 | 0.1 | N |  |  | N | IPP Non-CHP | 2 | X | LFG | DFO
Landfill Gas.LFG | natural gas peaker | TRUE | 59452 | Ingenco Renewable Development, LLC | 59688 | Wake County LFG Facility | NC | Wake | E30 | Landfill Gas | IC |  | S | 0.3 | 1 | 0.3 | 0.3 | 0.1 | N |  |  | N | IPP Non-CHP | 2 | X | LFG | DFO
Landfill Gas.LFG | natural gas peaker | TRUE | 59452 | Ingenco Renewable Development, LLC | 59688 | Wake County LFG Facility | NC | Wake | E4 | Landfill Gas | IC |  | S | 0.3 | 1 | 0.3 | 0.3 | 0.1 | N |  |  | N | IPP Non-CHP | 2 | X | LFG | DFO
Landfill Gas.LFG | natural gas peaker | TRUE | 59452 | Ingenco Renewable Development, LLC | 59688 | Wake County LFG Facility | NC | Wake | E5 | Landfill Gas | IC |  | S | 0.3 | 1 | 0.3 | 0.3 | 0.1 | N |  |  | N | IPP Non-CHP | 2 | X | LFG | DFO
Landfill Gas.LFG | natural gas peaker | TRUE | 59452 | Ingenco Renewable Development, LLC | 59688 | Wake County LFG Facility | NC | Wake | E6 | Landfill Gas | IC |  | S | 0.3 | 1 | 0.3 | 0.3 | 0.1 | N |  |  | N | IPP Non-CHP | 2 | X | LFG | DFO
Landfill Gas.LFG | natural gas peaker | TRUE | 59452 | Ingenco Renewable Development, LLC | 59688 | Wake County LFG Facility | NC | Wake | E7 | Landfill Gas | IC |  | S | 0.3 | 1 | 0.3 | 0.3 | 0.1 | N |  |  | N | IPP Non-CHP | 2 | X | LFG | DFO
Landfill Gas.LFG | natural gas peaker | TRUE | 59452 | Ingenco Renewable Development, LLC | 59688 | Wake County LFG Facility | NC | Wake | E8 | Landfill Gas | IC |  | S | 0.3 | 1 | 0.3 | 0.3 | 0.1 | N |  |  | N | IPP Non-CHP | 2 | X | LFG | DFO
Landfill Gas.LFG | natural gas peaker | TRUE | 59452 | Ingenco Renewable Development, LLC | 59688 | Wake County LFG Facility | NC | Wake | E9 | Landfill Gas | IC |  | S | 0.3 | 1 | 0.3 | 0.3 | 0.1 | N |  |  | N | IPP Non-CHP | 2 | X | LFG | DFO
Solar Photovoltaic.SUN | solar PV | TRUE | 61230 | Arevon Energy, Inc. | 59689 | Gulf Coast Solar Center I | FL | Okaloosa | GCSC1 | Solar Photovoltaic | PV |  | S | 30 |  | 30 | 30 |  | N |  |  | N | IPP Non-CHP | 2 | X | SUN
Solar Photovoltaic.SUN | solar PV | TRUE | 61230 | Arevon Energy, Inc. | 59690 | Gulf Coast Solar Center II | FL | Santa Rosa | GCSC2 | Solar Photovoltaic | PV |  | S | 40 |  | 40 | 40 |  | N |  |  | N | IPP Non-CHP | 2 | X | SUN
Solar Photovoltaic.SUN | solar PV | TRUE | 61230 | Arevon Energy, Inc. | 59691 | Gulf Coast Solar Center III | FL | Escambia | GCSC3 | Solar Photovoltaic | PV |  | S | 50 |  | 50 | 50 |  | N |  |  | N | IPP Non-CHP | 2 | X | SUN
Onshore Wind Turbine.WND | onshore wind | FALSE | 59463 | Narragansett Bay Commission | 59692 | NBC Field's Point Wind Farm | RI | Providence | FPWTG | Onshore Wind Turbine | WT |  | S | 4.5 |  | 4.5 | 4.5 | 0 | N |  |  | N | Commercial Non-CHP | 4 | X | WND
Offshore Wind Turbine.WND | offshore wind | TRUE | 19876 | Virginia Electric & Power Co | 59693 | Coastal Virginia Offshore Wind (CVOW) Pilot Project | VA | Virginia Beach | OSW1 | Offshore Wind Turbine | WS |  | S | 12 |  | 12 | 12 | 0 | N |  |  | N | Electric Utility | 1 | X | WND
Solar Photovoltaic.SUN | solar PV | TRUE | 61119 | SRE Utility Solar 1, LLC | 59694 | Aspen Solar, LLC | NC | Duplin | GEN1 | Solar Photovoltaic | PV |  | S | 5 |  | 4.9 | 4.9 |  | N |  |  | N | IPP Non-CHP | 2 | X | SUN
Solar Photovoltaic.SUN | solar PV | TRUE | 60531 | Standard Solar | 59695 | Mt. Home Solar 1, LLC | ID | Elmore | MHPV1 | Solar Photovoltaic | PV |  | S | 20 |  | 20 | 20 |  | N |  |  | N | IPP Non-CHP | 2 | X | SUN
Other Natural Gas.NG | natural gas peaker | TRUE | 4180 | Connecticut Mun Elec Engy Coop | 59701 | Subase Microgrid Project | CT | New London | SFC1 | Other Natural Gas | FC |  | W | 3.7 | 0.95 | 3.7 | 3.7 | 0.5 | N |  |  | N | Electric Utility | 1 | X | NG
Other Natural Gas.NG | natural gas peaker | TRUE | 4180 | Connecticut Mun Elec Engy Coop | 59701 | Subase Microgrid Project | CT | New London | SFC2 | Other Natural Gas | FC |  | W | 3.7 | 0.95 | 3.7 | 3.7 | 0.5 | N |  |  | N | Electric Utility | 1 | X | NG
Solar Photovoltaic.SUN | solar PV | TRUE | 60453 | Onward Energy | 59702 | Pavant Solar, LLC | UT | Millard | 1 | Solar Photovoltaic | PV |  | S | 50 |  | 50 | 50 |  | N |  |  | N | IPP Non-CHP | 2 | X | SUN
Solar Photovoltaic.SUN | solar PV | TRUE | 60453 | Onward Energy | 59703 | Cottonwood Solar, LLC Cottonwood Carport | CA | Marin | 1 | Solar Photovoltaic | PV |  | S | 1 |  | 1 | 1 |  | N |  |  | N | IPP Non-CHP | 2 | X | SUN
Other Waste Biomass.OBG | biomass | TRUE | 61909 | Equilon Enterprises LLC d/b/a Shell Oil | 59704 | Shell New Energies, Junction City | OR | Lane | JCBIO | Other Waste Biomass | GT |  | S | 1.6 | 0.8 | 1.6 | 1.6 | 0.7 | N |  |  | Y | Industrial CHP | 7 | T | OBG
Solar Photovoltaic.SUN | solar PV | TRUE | 59474 | BQ Energy LLC | 59705 | Steel Sun | NY | Erie | SSUN2 | Solar Photovoltaic | PV |  | S | 2 |  | 2 | 1.7 | 2 | N |  |  | N | IPP Non-CHP | 2 | X | SUN
Solar Photovoltaic.SUN | solar PV | TRUE | 61119 | SRE Utility Solar 1, LLC | 59706 | BRE | NC | Granville | NB005 | Solar Photovoltaic | PV |  | S | 5 |  | 4.9 | 4.9 |  | N |  |  | N | IPP Non-CHP | 2 | X | SUN
Solar Photovoltaic.SUN | solar PV | TRUE | 61060 | Cypress Creek Renewables | 59708 | Franklinton Solar | NC | Franklin | 5MWPV | Solar Photovoltaic | PV |  | S | 5 |  | 5 | 5 |  | N |  |  | N | IPP Non-CHP | 2 | X | SUN
Solar Photovoltaic.SUN | solar PV | TRUE | 59483 | Metropolitan Airports Commission | 59709 | St. Paul Intl Airport Red & Blue Parking | MN | Hennepin | PV1 | Solar Photovoltaic | PV |  | S | 2.3 |  | 2.3 | 2.3 |  | N |  |  | N | IPP Non-CHP | 2 | X | SUN
Solar Photovoltaic.SUN | solar PV | TRUE | 59483 | Metropolitan Airports Commission | 59709 | St. Paul Intl Airport Red & Blue Parking | MN | Hennepin | PV2 | Solar Photovoltaic | PV |  | S | 0.9 |  | 0.9 | 0.9 |  | N |  |  | N | IPP Non-CHP | 2 | X | SUN
Landfill Gas.LFG | natural gas peaker | TRUE | 55858 | EDL Inc | 59710 | Sand Valley Power Station | AL | Dekalb | GMA | Landfill Gas | IC |  | S | 1.6 | 0.95 | 1.6 | 1.6 | 0.7 | N |  |  | N | IPP Non-CHP | 2 | X | LFG
Landfill Gas.LFG | natural gas peaker | TRUE | 55858 | EDL Inc | 59710 | Sand Valley Power Station | AL | Dekalb | GMB | Landfill Gas | IC |  | S | 1.6 | 0.95 | 1.6 | 1.6 | 0.7 | N |  |  | N | IPP Non-CHP | 2 | X | LFG
Landfill Gas.LFG | natural gas peaker | TRUE | 55858 | EDL Inc | 59710 | Sand Valley Power Station | AL | Dekalb | GMC | Landfill Gas | IC |  | S | 1.6 | 0.95 | 1.6 | 1.6 | 0.7 | N |  |  | N | IPP Non-CHP | 2 | X | LFG
Landfill Gas.LFG | natural gas peaker | TRUE | 63199 | Frontier Operation Services | 59711 | CII Methane Management IV, LLC | NC | Johnston | GEN1 | Landfill Gas | IC |  | S | 1.6 | 0.8 | 1.5 | 1.5 | 0.8 | N |  |  | N | IPP Non-CHP | 2 | X | LFG
Onshore Wind Turbine.WND | onshore wind | TRUE | 57416 | Acciona Energy USA Global, LLC | 59712 | San Roman Wind I, LLC | TX | Cameron | SRWI | Onshore Wind Turbine | WT |  | S | 95.3 |  | 95.3 | 95.3 | 0 | N |  |  | N | IPP Non-CHP | 2 | X | WND
Solar Photovoltaic.SUN | solar PV | TRUE | 60496 | Adapture Renewables, Inc. | 59713 | Holdrege Solar Center | NE | Lancaster | HDSC | Solar Photovoltaic | PV |  | S | 4 |  | 4 | 4 |  | N |  |  | N | IPP Non-CHP | 2 | X | SUN
Solar Photovoltaic.SUN | solar PV | FALSE | 57389 | IKEA Property Inc | 59714 | IKEA St. Louis 410 | MO | St Louis City | IK410 | Solar Photovoltaic | PV |  | S | 1 |  | 1 | 1 |  | N |  |  | N | Commercial Non-CHP | 4 | X | SUN
Solar Photovoltaic.SUN | solar PV | TRUE | 59287 | Laurel Capital Partners | 59715 | DD Hay Road Solar 23 LLC | DE | New Castle | PV1 | Solar Photovoltaic | PV |  | S | 1.2 |  | 1.2 | 1.2 |  | N |  |  | N | IPP Non-CHP | 2 | X | SUN
Solar Photovoltaic.SUN | solar PV | FALSE | 59484 | Framingham State University | 59717 | Framingham State University Plant | MA | Middlesex | ACPV | Solar Photovoltaic | PV |  | S | 0.7 |  | 0.7 | 0.7 |  | N |  |  | N | Commercial Non-CHP | 4 | X | SUN
Solar Photovoltaic.SUN | solar PV | FALSE | 59484 | Framingham State University | 59717 | Framingham State University Plant | MA | Middlesex | CCPV | Solar Photovoltaic | PV |  | S | 0.3 |  | 0.3 | 0.3 |  | N |  |  | N | Commercial Non-CHP | 4 | X | SUN
Petroleum Liquids.DFO | petroleum | FALSE | 59484 | Framingham State University | 59717 | Framingham State University Plant | MA | Middlesex | HA | Petroleum Liquids | IC |  | S | 0.4 | 0.8 | 0.4 | 0.4 | 0.4 | N |  |  | N | Commercial Non-CHP | 4 | X | DFO
Petroleum Liquids.DFO | petroleum | FALSE | 59484 | Framingham State University | 59717 | Framingham State University Plant | MA | Middlesex | LIB | Petroleum Liquids | IC |  | S | 0.3 | 0.8 | 0.3 | 0.3 | 0.3 | N |  |  | N | Commercial Non-CHP | 4 | X | DFO
Petroleum Liquids.DFO | petroleum | FALSE | 59484 | Framingham State University | 59717 | Framingham State University Plant | MA | Middlesex | MSC2 | Petroleum Liquids | IC |  | S | 0.2 | 0.8 | 0.2 | 0.2 | 0.2 | N |  |  | N | Commercial Non-CHP | 4 | X | DFO
Petroleum Liquids.DFO | petroleum | FALSE | 59484 | Framingham State University | 59717 | Framingham State University Plant | MA | Middlesex | NORTH | Petroleum Liquids | IC |  | S | 0.2 | 0.8 | 0.2 | 0.2 | 0.2 | N |  |  | N | Commercial Non-CHP | 4 | X | DFO
Petroleum Liquids.DFO | petroleum | FALSE | 59484 | Framingham State University | 59717 | Framingham State University Plant | MA | Middlesex | OC | Petroleum Liquids | IC |  | S | 0.1 | 0.8 | 0.1 | 0.1 | 0.1 | N |  |  | N | Commercial Non-CHP | 4 | X | DFO
Petroleum Liquids.DFO | petroleum | FALSE | 59484 | Framingham State University | 59717 | Framingham State University Plant | MA | Middlesex | PP | Petroleum Liquids | IC |  | S | 0.4 | 0.8 | 0.4 | 0.4 | 0.4 | N |  |  | N | Commercial Non-CHP | 4 | X | DFO
Petroleum Liquids.DFO | petroleum | FALSE | 59484 | Framingham State University | 59717 | Framingham State University Plant | MA | Middlesex | TOW1 | Petroleum Liquids | IC |  | S | 0.2 | 0.8 | 0.2 | 0.2 | 0.2 | N | 7 | 2023 | N | Commercial Non-CHP | 4 | X | DFO
Petroleum Liquids.DFO | petroleum | FALSE | 59484 | Framingham State University | 59717 | Framingham State University Plant | MA | Middlesex | TOW2 | Petroleum Liquids | IC |  | S | 0.4 | 0.8 | 0.4 | 0.4 | 0.4 | N |  |  | N | Commercial Non-CHP | 4 | X | DFO
Petroleum Liquids.DFO | petroleum | FALSE | 59484 | Framingham State University | 59717 | Framingham State University Plant | MA | Middlesex | WEST | Petroleum Liquids | IC |  | S | 0.2 | 0.8 | 0.2 | 0.2 | 0.2 | N |  |  | N | Commercial Non-CHP | 4 | X | DFO
Solar Photovoltaic.SUN | solar PV | TRUE | 60281 | Altus Power America Management, LLC | 59719 | Charlotte Solar LLC VT | VT | Chittenden | CS001 | Solar Photovoltaic | PV |  | S | 2 |  | 2 | 2 |  | N |  |  | N | IPP Non-CHP | 2 | X | SUN
Solar Photovoltaic.SUN | solar PV | TRUE | 65411 | Duke Energy Renewables Services | 59722 | Seville 1 | CA | Imperial | SEV1 | Solar Photovoltaic | PV |  | W | 20 |  | 20 | 20 |  | N |  |  | N | IPP Non-CHP | 2 | X | SUN
Solar Photovoltaic.SUN | solar PV | TRUE | 65411 | Duke Energy Renewables Services | 59723 | Seville 2 | CA | Imperial | SEV2 | Solar Photovoltaic | PV |  | W | 30 |  | 30 | 30 |  | N |  |  | N | IPP Non-CHP | 2 | X | SUN
Onshore Wind Turbine.WND | onshore wind | TRUE | 59493 | Scituate Wind LLC | 59724 | Scituate Wind | MA | Plymouth | SCIWT | Onshore Wind Turbine | WT |  | S | 1.5 |  | 1.5 | 1.5 | 0.1 | N |  |  | N | IPP Non-CHP | 2 | X | WND
Onshore Wind Turbine.WND | onshore wind | TRUE | 59494 | Fairhaven Wind LLC | 59725 | Fairhaven Wind | MA | Bristol | FHWTG | Onshore Wind Turbine | WT |  | S | 3 |  | 3 | 3 | 0.1 | N |  |  | N | IPP Non-CHP | 2 | X | WND
Natural Gas Internal Combustion Engine.NG | natural gas peaker | TRUE | 3892 | City of Coffeyville - (KS) | 59726 | CML&P Generating Facility No. 2 | KS | Montgomery | 10 | Natural Gas Internal Combustion Engine | IC |  | S | 18.7 | 0.85 | 18.7 | 18.7 | 7.5 | N |  |  | N | Electric Utility | 1 | X | NG
Natural Gas Internal Combustion Engine.NG | natural gas peaker | TRUE | 3892 | City of Coffeyville - (KS) | 59726 | CML&P Generating Facility No. 2 | KS | Montgomery | 8 | Natural Gas Internal Combustion Engine | IC |  | S | 18.7 | 0.85 | 18.7 | 18.7 | 7.5 | N |  |  | N | Electric Utility | 1 | X | NG
Natural Gas Internal Combustion Engine.NG | natural gas peaker | TRUE | 3892 | City of Coffeyville - (KS) | 59726 | CML&P Generating Facility No. 2 | KS | Montgomery | 9 | Natural Gas Internal Combustion Engine | IC |  | S | 18.7 | 0.85 | 18.7 | 18.7 | 7.5 | N |  |  | N | Electric Utility | 1 | X | NG
Natural Gas Fired Combustion Turbine.NG | natural gas peaker | TRUE | 14164 | City of Orangeburg - (SC) | 59727 | Bull Street Plant | SC | Orangeburg | GEN1 | Natural Gas Fired Combustion Turbine | GT |  | S | 2 | 0.8 | 2 | 2 | 0.5 | N |  |  | N | Electric Utility | 1 | X | NG
Natural Gas Fired Combustion Turbine.NG | natural gas peaker | TRUE | 14164 | City of Orangeburg - (SC) | 59728 | Substation 20 Plant | SC | Orangeburg | GEN1 | Natural Gas Fired Combustion Turbine | GT |  | S | 2 | 0.8 | 2 | 2 | 0.5 | N |  |  | N | Electric Utility | 1 | X | NG
Solar Photovoltaic.SUN | solar PV | TRUE | 58822 | MC Power Companies Inc | 59729 | Macon Solar Power Project | MO | Macon | MSF1 | Solar Photovoltaic | PV |  | W | 2.8 |  | 2.8 | 2.8 |  | N |  |  | N | IPP Non-CHP | 2 | X | SUN
Solar Photovoltaic.SUN | solar PV | TRUE | 61012 | AES Distributed Energy | 59730 | SEPV 18 | CA | Los Angeles | SPV18 | Solar Photovoltaic | PV |  | S | 2 |  | 2 | 2 |  | N |  |  | N | IPP Non-CHP | 2 | X | SUN
Solar Photovoltaic.SUN | solar PV | TRUE | 59500 | Sunny Templeton, LLC | 59731 | Templeton | MA | Worcester | TEMPL | Solar Photovoltaic | PV |  | S | 3 |  | 3 | 3 |  | N |  |  | N | IPP Non-CHP | 2 | X | SUN
Onshore Wind Turbine.WND | onshore wind | TRUE | 59501 | Green Pastures Wind I, LLC | 59732 | Green Pastures Wind I | TX | Baylor | GPI | Onshore Wind Turbine | WT |  | W | 150 |  | 150 | 150 | 1 | N |  |  | N | IPP Non-CHP | 2 | X | WND
Onshore Wind Turbine.WND | onshore wind | TRUE | 59502 | Green Pastures Wind II, LLC | 59733 | Green Pastures Wind II | TX | Knox | GPII | Onshore Wind Turbine | WT |  | W | 150 |  | 150 | 150 | 1 | N |  |  | N | IPP Non-CHP | 2 | X | WND
Onshore Wind Turbine.WND | onshore wind | TRUE | 59503 | Capital Dynamics | 59734 | Briscoe Wind Farm | TX | Briscoe | BFW | Onshore Wind Turbine | WT |  | S | 150 |  | 150 | 150 | 1 | N |  |  | N | IPP Non-CHP | 2 | X | WND
Onshore Wind Turbine.WND | onshore wind | TRUE | 59504 | Kirkwood Community College | 59735 | Kirkwood Wind Turbine | IA | Linn | KCC01 | Onshore Wind Turbine | WT |  | S | 2.5 |  | 0.7 | 2.3 | 0.1 | N |  |  | N | IPP Non-CHP | 2 | X | WND
Onshore Wind Turbine.WND | onshore wind | TRUE | 59506 | Valentine Wind, LLC | 59736 | Valentine Wind, LLC | NE | Cherry | 7772 | Onshore Wind Turbine | WT |  | S | 1.9 |  | 1.9 | 1.9 | 0.1 | N |  |  | N | IPP Non-CHP | 2 | X | WND
Solar Photovoltaic.SUN | solar PV | TRUE | 61012 | AES Distributed Energy | 59737 | Aspiration G | CA | Fresno | ASPRG | Solar Photovoltaic | PV |  | S | 9 |  | 9 | 9 |  | N |  |  | N | IPP Non-CHP | 2 | X | SUN
Solar Photovoltaic.SUN | solar PV | TRUE | 61012 | AES Distributed Energy | 59738 | Citizen B | CA | Fresno | CSB | Solar Photovoltaic | PV |  | S | 5 |  | 5 | 5 |  | N |  |  | N | IPP Non-CHP | 2 | X | SUN
Solar Photovoltaic.SUN | solar PV | TRUE | 61012 | AES Distributed Energy | 59739 | Lancaster WAD B | CA | Los Angeles | LWADB | Solar Photovoltaic | PV |  | S | 3 |  | 3 | 3 |  | N |  |  | N | IPP Non-CHP | 2 | X | SUN
Solar Photovoltaic.SUN | solar PV | TRUE | 61012 | AES Distributed Energy | 59740 | SEPV Mojave West | CA | Kern | SPVMW | Solar Photovoltaic | PV |  | S | 20 |  | 20 | 20 |  | N |  |  | N | IPP Non-CHP | 2 | X | SUN
Solar Photovoltaic.SUN | solar PV | TRUE | 59508 | Barton Solar, LLC | 59741 | Barton Solar Farm | VT | Orleans | BARTN | Solar Photovoltaic | PV |  | S | 1.9 |  | 1.9 | 1.6 |  | N |  |  | N | IPP Non-CHP | 2 | X | SUN
Solar Photovoltaic.SUN | solar PV | TRUE | 8773 | Holy Cross Electric Assn, Inc | 59742 | Sunnyside Ranch Community Solar Array | CO | Garfield | HCE | Solar Photovoltaic | PV |  | S | 1.5 |  | 1.5 | 1.5 |  | N |  |  | N | Electric Utility | 1 | X | SUN
Solar Photovoltaic.SUN | solar PV | TRUE | 59540 | SunE SEM 1, LLC | 59743 | Chimes West Friendship (Nixon Farms) | MD | Howard | 1 | Solar Photovoltaic | PV |  | S | 1.2 |  | 1.2 | 0.7 |  | N |  |  | N | IPP Non-CHP | 2 | X | SUN
Solar Photovoltaic.SUN | solar PV | TRUE | 61219 | Longroad Energy Services LLC | 59744 | Lakeland Electric Co. (FL)-Airport 1 | FL | Polk | 1 | Solar Photovoltaic | PV |  | W | 2.3 |  | 2.3 | 2 |  | N |  |  | N | IPP Non-CHP | 2 | X | SUN
Solar Photovoltaic.SUN | solar PV | TRUE | 59511 | South Street Solar, LLC | 59745 | Leominster (MA)-South Street-R&D | MA | Middlesex | 1 | Solar Photovoltaic | PV |  | S | 2.9 |  | 2.6 | 1.7 |  | N |  |  | N | IPP Non-CHP | 2 | X | SUN
Solar Photovoltaic.SUN | solar PV | TRUE | 59512 | Team-Solar, Inc. | 59746 | DSH (CA) - Coalinga State Hospital | CA | Fresno | 1 | Solar Photovoltaic | PV |  | W | 2 |  | 2.6 | 2.6 |  | N |  |  | N | IPP Non-CHP | 2 | X | SUN
Solar Photovoltaic.SUN | solar PV | TRUE | 59514 | River Mountains Solar, LLC | 59747 | River Mountains Solar | NV | Clark | 1 | Solar Photovoltaic | PV |  | S | 14.4 |  | 14.4 | 14.4 |  | N |  |  | N | IPP Non-CHP | 2 | X | SUN
Solar Photovoltaic.SUN | solar PV | TRUE | 59512 | Team-Solar, Inc. | 59748 | CDCR (CA) - Pleasant Valley State Prison | CA | Fresno | 1 | Solar Photovoltaic | PV |  | W | 1.2 |  | 1.2 | 1.2 |  | N |  |  | N | IPP Non-CHP | 2 | X | SUN
Solar Photovoltaic.SUN | solar PV | TRUE | 58473 | NVT LICENSES, LLC | 59749 | UMES (MD) - Princess Anne | MD | Somerset | 1 | Solar Photovoltaic | PV |  | W | 2 |  | 2.1 | 1.3 |  | N |  |  | N | IPP Non-CHP | 2 | X | SUN
Solar Photovoltaic.SUN | solar PV | TRUE | 58473 | NVT LICENSES, LLC | 59750 | Bourne (MA) - Holliston I | MA | Middlesex | 1 | Solar Photovoltaic | PV |  | W | 2.3 |  | 2.4 | 1.5 |  | N |  |  | N | IPP Non-CHP | 2 | X | SUN
Solar Photovoltaic.SUN | solar PV | FALSE | 59518 | Wilzig Associates, LLC | 59751 | Wilzig Associates, LLC | NJ | Bergen | WILZG | Solar Photovoltaic | PV |  | S | 1.2 |  | 1.2 | 1.2 |  | N |  |  | N | Commercial Non-CHP | 4 | X | SUN
Solar Photovoltaic.SUN | solar PV | TRUE | 59519 | TerraForm Solar XVII, LLC | 59752 | BlueWave Capital - Grafton (SREC II) | MA | Worcester | 1 | Solar Photovoltaic | PV |  | S | 1.3 |  | 1.3 | 1.3 |  | N |  |  | N | IPP Non-CHP | 2 | X | SUN
Solar Photovoltaic.SUN | solar PV | TRUE | 58473 | NVT LICENSES, LLC | 59754 | Lakeland Electric Co. (FL) - Airport II | FL | Polk | 1 | Solar Photovoltaic | PV |  | W | 3.5 |  | 3.5 | 2.9 |  | N |  |  | N | IPP Non-CHP | 2 | X | SUN
Solar Photovoltaic.SUN | solar PV | TRUE | 60281 | Altus Power America Management, LLC | 59755 | Chester Power Partners | VT | Windsor | PVS1 | Solar Photovoltaic | PV |  | S | 2.2 |  | 2.2 | 2.2 |  | N |  |  | N | IPP Non-CHP | 2 | X | SUN
Onshore Wind Turbine.WND | onshore wind | TRUE | 14354 | PacifiCorp | 59757 | Pryor Mountain Wind | MT | Carbon | 1 | Onshore Wind Turbine | WT |  | S | 239.8 |  | 239.8 | 239.8 | 1 | N |  |  | N | Electric Utility | 1 | X | WND
Landfill Gas.LFG | natural gas peaker | FALSE | 59526 | State Correctnl Inst Laurel Highlands | 59759 | Glades Pike Generation Plant | PA | Somerset | CAT1 | Landfill Gas | IC |  | S | 1.6 | 0.8 | 1.6 | 1.6 | 0.8 | N |  |  | N | Commercial Non-CHP | 4 | X | LFG
Landfill Gas.LFG | natural gas peaker | FALSE | 59526 | State Correctnl Inst Laurel Highlands | 59759 | Glades Pike Generation Plant | PA | Somerset | CAT2 | Landfill Gas | IC |  | S | 1.6 | 0.8 | 1.6 | 1.6 | 0.8 | N |  |  | N | Commercial Non-CHP | 4 | X | LFG
Solar Photovoltaic.SUN | solar PV | TRUE | 61119 | SRE Utility Solar 1, LLC | 59760 | Red Hill Solar Center, LLC | NC | Warren | RHILL | Solar Photovoltaic | PV |  | S | 5 |  | 4.9 | 4.9 |  | N |  |  | N | IPP Non-CHP | 2 | X | SUN
Solar Photovoltaic.SUN | solar PV | TRUE | 61119 | SRE Utility Solar 1, LLC | 59761 | Van Slyke Solar Center, LLC | NC | Wilson | VSLYK | Solar Photovoltaic | PV |  | S | 5 |  | 4.9 | 4.9 |  | N |  |  | N | IPP Non-CHP | 2 | X | SUN
Solar Photovoltaic.SUN | solar PV | TRUE | 61119 | SRE Utility Solar 1, LLC | 59762 | Broadway Solar Center, LLC | NC | Columbus | BRDWY | Solar Photovoltaic | PV |  | S | 5 |  | 4.9 | 4.9 |  | N |  |  | N | IPP Non-CHP | 2 | X | SUN
Landfill Gas.LFG | natural gas peaker | FALSE | 59529 | Robeson County Landfill | 59763 | Robeson County LFG to Energy | NC | Robeson | GEN01 | Landfill Gas | IC |  | S | 1 | 1 | 1 | 1 | 0.5 | N |  |  | N | Commercial Non-CHP | 4 | X | LFG
Landfill Gas.LFG | natural gas peaker | FALSE | 59529 | Robeson County Landfill | 59763 | Robeson County LFG to Energy | NC | Robeson | GEN02 | Landfill Gas | IC |  | S | 1 | 1 | 1 | 1 | 0.5 | N |  |  | N | Commercial Non-CHP | 4 | X | LFG
Natural Gas Fired Combined Cycle.NG | natural gas combined cycle | TRUE | 59534 | Oregon Clean Energy Center | 59764 | Oregon Clean Energy Center | OH | Lucas | CTG11 | Natural Gas Fired Combined Cycle | CT | CC1 | S | 328 | 0.85 | 256.5 | 313.6 | 128 | N |  |  | N | IPP Non-CHP | 2 | X | NG
Natural Gas Fired Combined Cycle.NG | natural gas combined cycle | TRUE | 59534 | Oregon Clean Energy Center | 59764 | Oregon Clean Energy Center | OH | Lucas | CTG12 | Natural Gas Fired Combined Cycle | CT | CC1 | S | 328 | 0.85 | 256.5 | 313.6 | 128 | N |  |  | N | IPP Non-CHP | 2 | X | NG
Petroleum Liquids.DFO | petroleum | TRUE | 59534 | Oregon Clean Energy Center | 59764 | Oregon Clean Energy Center | OH | Lucas | EDG13 | Petroleum Liquids | IC |  | S | 1.5 | 0.85 | 1.5 | 1.5 | 0 | N |  |  | N | IPP Non-CHP | 2 | X | DFO
Natural Gas Fired Combined Cycle.NG | natural gas combined cycle | TRUE | 59534 | Oregon Clean Energy Center | 59764 | Oregon Clean Energy Center | OH | Lucas | STG10 | Natural Gas Fired Combined Cycle | CA | CC1 | S | 404 | 0.85 | 334.6 | 336.2 |  | N |  |  | N | IPP Non-CHP | 2 | X | NG
Solar Photovoltaic.SUN | solar PV | TRUE | 59232 | Kearsarge Solar LLC | 59765 | Stetson Road Solar - Barre I | MA | Worcester | BI | Solar Photovoltaic | PV |  | S | 2 |  | 2 | 2 |  | N |  |  | N | IPP Non-CHP | 2 | X | SUN
Solar Photovoltaic.SUN | solar PV | TRUE | 59232 | Kearsarge Solar LLC | 59766 | Barre II Solar Project | MA | Worcester | BII | Solar Photovoltaic | PV |  | S | 1.5 |  | 1.5 | 1.5 |  | N |  |  | N | IPP Non-CHP | 2 | X | SUN
Solar Photovoltaic.SUN | solar PV | TRUE | 59232 | Kearsarge Solar LLC | 59767 | Chester Solar Farm | MA | Hampden | CHSTR | Solar Photovoltaic | PV |  | S | 4.8 |  | 4.8 | 4.8 |  | N |  |  | N | IPP Non-CHP | 2 | X | SUN
Solar Photovoltaic.SUN | solar PV | TRUE | 59232 | Kearsarge Solar LLC | 59768 | Concord Solar Farm | MA | Middlesex | CMLP | Solar Photovoltaic | PV |  | S | 1.5 |  | 1.5 | 1.5 |  | N |  |  | N | IPP Non-CHP | 2 | X | SUN
Solar Photovoltaic.SUN | solar PV | TRUE | 18454 | Tampa Electric Co | 59769 | TIA Solar | FL | Hillsborough | 1 | Solar Photovoltaic | PV |  | S | 1.6 |  | 1.6 | 1.6 |  | N |  |  | N | Electric Utility | 1 | X | SUN
Solar Photovoltaic.SUN | solar PV | TRUE | 9234 | Indiana Municipal Power Agency | 59770 | IMPA Pendleton Solar Park | IN | Madison | SPEND | Solar Photovoltaic | PV |  | S | 2 |  | 2 | 1.6 |  | N |  |  | N | Electric Utility | 1 | X | SUN
Solar Photovoltaic.SUN | solar PV | TRUE | 59209 | Concord New Energy | 59771 | Jefferson Solar Park | WI | Jefferson | JSP01 | Solar Photovoltaic | PV |  | S | 1 |  | 1 | 1 |  | N |  |  | N | IPP Non-CHP | 2 | X | SUN
Batteries.MWH | battery storage | 0 | 10000 | Evergy Metro | 59772 | KCP&L SmartGrid Innovation Park | MO | Jackson | 1 | Batteries | BA |  | S | 1 |  | 1 | 1 | 0 | N |  |  | N | Electric Utility | 1 | X | MWH
Natural Gas Fired Combined Cycle.NG | natural gas combined cycle | TRUE | 59541 | Carroll County Energy LLC | 59773 | Carroll County Energy | OH | Carroll | CGT1 | Natural Gas Fired Combined Cycle | CT | CCE1 | S | 235.5 | 0.85 | 213.3 | 228.3 |  | N |  |  | N | IPP Non-CHP | 2 | X | NG
Natural Gas Fired Combined Cycle.NG | natural gas combined cycle | TRUE | 59541 | Carroll County Energy LLC | 59773 | Carroll County Energy | OH | Carroll | CGT2 | Natural Gas Fired Combined Cycle | CT | CCE1 | S | 235.5 | 0.85 | 213.3 | 228.3 |  | N |  |  | N | IPP Non-CHP | 2 | X | NG
Natural Gas Fired Combined Cycle.NG | natural gas combined cycle | TRUE | 59541 | Carroll County Energy LLC | 59773 | Carroll County Energy | OH | Carroll | SGT1 | Natural Gas Fired Combined Cycle | CA | CCE1 | S | 361.3 | 0.85 | 288 | 303.8 |  | N |  |  | N | IPP Non-CHP | 2 | X | NG
Other Waste Biomass.OBG | biomass | TRUE | 65170 | Bio Town Biogas, LLC | 59774 | BioTown Ag | IN | White | ENG1 | Other Waste Biomass | IC |  | S | 1 | 0.8 | 1 | 1 | 0.5 | N |  |  | Y | Industrial CHP | 7 | T | OBG
Other Waste Biomass.OBG | biomass | TRUE | 65170 | Bio Town Biogas, LLC | 59774 | BioTown Ag | IN | White | ENG2 | Other Waste Biomass | IC |  | S | 1 | 0.8 | 1 | 1 | 0.5 | N |  |  | Y | Industrial CHP | 7 | T | OBG
Other Waste Biomass.OBG | biomass | TRUE | 65170 | Bio Town Biogas, LLC | 59774 | BioTown Ag | IN | White | ENG3 | Other Waste Biomass | IC |  | S | 1 | 0.8 | 1 | 1 | 0.5 | N |  |  | Y | Industrial CHP | 7 | T | OBG
Other Waste Biomass.OBG | biomass | TRUE | 65170 | Bio Town Biogas, LLC | 59774 | BioTown Ag | IN | White | ENG4 | Other Waste Biomass | IC |  | S | 1 | 0.8 | 1 | 1 | 0.5 | N |  |  | Y | Industrial CHP | 7 | T | OBG
Other Waste Biomass.OBG | biomass | TRUE | 65170 | Bio Town Biogas, LLC | 59774 | BioTown Ag | IN | White | ENG5 | Other Waste Biomass | IC |  | S | 1 | 0.8 | 1 | 1 | 0.5 | N |  |  | Y | Industrial CHP | 7 | T | OBG
Other Waste Biomass.OBG | biomass | TRUE | 65170 | Bio Town Biogas, LLC | 59774 | BioTown Ag | IN | White | ENG6 | Other Waste Biomass | IC |  | S | 1 | 0.8 | 1 | 1 | 0.5 | N |  |  | Y | Industrial CHP | 7 | T | OBG
Solar Photovoltaic.SUN | solar PV | TRUE | 60281 | Altus Power America Management, LLC | 59775 | Adams Farm Solar | MA | Worcester | ADAMS | Solar Photovoltaic | PV |  | S | 3 |  | 3 | 3 |  | N |  |  | N | IPP Non-CHP | 2 | X | SUN
Onshore Wind Turbine.WND | onshore wind | FALSE | 59543 | Heartland Community College | 59776 | Heartland Community College | IL | McLean | T01 | Onshore Wind Turbine | WT |  | S | 1.7 |  | 1.7 | 1.7 | 0 | N |  |  | N | Commercial Non-CHP | 4 | X | WND
Solar Photovoltaic.SUN | solar PV | TRUE | 59519 | TerraForm Solar XVII, LLC | 59777 | RGS-Rutland VNM SREC II Project (MA) | MA | Worcester | 1 | Solar Photovoltaic | PV |  | S | 2 |  | 2 | 2 |  | N |  |  | N | IPP Non-CHP | 2 | X | SUN
Solar Photovoltaic.SUN | solar PV | TRUE | 61012 | AES Distributed Energy | 59778 | Eden Solar LLC | NC | Richmond | EDENS | Solar Photovoltaic | PV |  | S | 47.7 |  | 47.7 | 47.7 |  | N |  |  | N | IPP Non-CHP | 2 | X | SUN
Solar Photovoltaic.SUN | solar PV | TRUE | 61944 | MN8 Energy LLC | 59779 | Davis Monthan AFB (AZ) West Airfield | AZ | Pima | 1 | Solar Photovoltaic | PV |  | S | 12.6 |  | 12.6 | 12.6 |  | N |  |  | N | IPP Non-CHP | 2 | X | SUN
Solar Photovoltaic.SUN | solar PV | TRUE | 59545 | BWC Origination 4, LLC | 59780 | New Bedford (MA) Plymouth | MA | Plymouth | 1 | Solar Photovoltaic | PV |  | S | 4.3 |  | 4.3 | 4.3 |  | N |  |  | N | IPP Non-CHP | 2 | X | SUN
Solar Photovoltaic.SUN | solar PV | TRUE | 59546 | Nexamp Treasure Valley Solar, LLC | 59781 | Upper Blackstone (MA) Treasure Valley | MA | Worcester | 1 | Solar Photovoltaic | PV |  | S | 5 |  | 5 | 5 |  | N |  |  | N | IPP Non-CHP | 2 | X | SUN
Natural Gas Internal Combustion Engine.NG | natural gas peaker | FALSE | 59549 | Targa Pipeline Mid-Continent West OK LLC | 59782 | Waynoka Gas Processing Plant | OK | Woods | G1 | Natural Gas Internal Combustion Engine | IC |  | S | 1.3 | 1 | 1.3 | 1.3 | 1 | N |  |  | N | Industrial Non-CHP | 6 | X | NG
Natural Gas Internal Combustion Engine.NG | natural gas peaker | FALSE | 59549 | Targa Pipeline Mid-Continent West OK LLC | 59782 | Waynoka Gas Processing Plant | OK | Woods | G2 | Natural Gas Internal Combustion Engine | IC |  | S | 1.3 | 1 | 1.3 | 1.3 | 1 | N |  |  | N | Industrial Non-CHP | 6 | X | NG
Natural Gas Internal Combustion Engine.NG | natural gas peaker | FALSE | 59549 | Targa Pipeline Mid-Continent West OK LLC | 59782 | Waynoka Gas Processing Plant | OK | Woods | G3 | Natural Gas Internal Combustion Engine | IC |  | S | 1.3 | 1 | 1.3 | 1.3 | 1 | N |  |  | N | Industrial Non-CHP | 6 | X | NG
Landfill Gas.LFG | natural gas peaker | FALSE | 59550 | Croda Inc. | 59783 | Croda Atlas Point CHP | DE | New Castle | 91197 | Landfill Gas | IC |  | S | 1.1 | 1 | 1.1 | 1.1 | 0.7 | N |  |  | Y | Industrial CHP | 7 | T | LFG
Landfill Gas.LFG | natural gas peaker | FALSE | 59550 | Croda Inc. | 59783 | Croda Atlas Point CHP | DE | New Castle | 91198 | Landfill Gas | IC |  | S | 1.1 | 1 | 1.1 | 1.1 | 0.7 | N |  |  | Y | Industrial CHP | 7 | T | LFG
Landfill Gas.LFG | natural gas peaker | FALSE | 59550 | Croda Inc. | 59783 | Croda Atlas Point CHP | DE | New Castle | 91199 | Landfill Gas | IC |  | S | 2 | 1 | 2 | 2 | 1.4 | N |  |  | Y | Industrial CHP | 7 | T | LFG
Natural Gas Fired Combined Cycle.NG | natural gas combined cycle | TRUE | 16572 | Salt River Project | 59784 | Gila River Power Block 3 | AZ | Maricopa | CTG5 | Natural Gas Fired Combined Cycle | CT | BL03 | J | 174 | 0.85 | 164 | 184 | 70 | N |  |  | N | Electric Utility | 1 | X | NG
Natural Gas Fired Combined Cycle.NG | natural gas combined cycle | TRUE | 16572 | Salt River Project | 59784 | Gila River Power Block 3 | AZ | Maricopa | CTG6 | Natural Gas Fired Combined Cycle | CT | BL03 | J | 174 | 0.85 | 164 | 184 | 70 | N |  |  | N | Electric Utility | 1 | X | NG
Natural Gas Fired Combined Cycle.NG | natural gas combined cycle | TRUE | 16572 | Salt River Project | 59784 | Gila River Power Block 3 | AZ | Maricopa | ST11 | Natural Gas Fired Combined Cycle | CA | BL03 | J | 271 | 0.85 | 242 | 249 | 70 | N |  |  | N | Electric Utility | 1 | X | NG
Other Waste Biomass.OBG | biomass | TRUE | 62127 | Generate Fremont Digester, LLC. | 59785 | Fremont Community Digester, LLC | MI | Newaygo | 19001 | Other Waste Biomass | IC |  | S | 2.9 | 0.8 | 2.9 | 2.9 | 1.5 | N |  |  | Y | IPP CHP | 3 | T | OBG
Other Waste Biomass.OBG | biomass | TRUE | 62127 | Generate Fremont Digester, LLC. | 59785 | Fremont Community Digester, LLC | MI | Newaygo | 19002 | Other Waste Biomass | IC |  | S | 2.9 | 0.8 | 2.9 | 2.9 | 1.5 | N |  |  | N | IPP CHP | 3 | X | OBG
Solar Photovoltaic.SUN | solar PV | TRUE | 59561 | SunE Solar XVII Project 2, LLC | 59786 | Fiddler's Canyon #2 | UT | Iron | FID2 | Solar Photovoltaic | PV |  | S | 3 |  | 3 | 3 |  | N |  |  | N | IPP Non-CHP | 2 | X | SUN
Solar Photovoltaic.SUN | solar PV | TRUE | 59560 | SunE Solar XVII Project 1, LLC | 59787 | Fiddler's Canyon #1 | UT | Iron | FID1 | Solar Photovoltaic | PV |  | S | 3 |  | 3 | 3 |  | N |  |  | N | IPP Non-CHP | 2 | X | SUN
Solar Photovoltaic.SUN | solar PV | TRUE | 60947 | Tesla Inc. | 59788 | Advance Stores Company, Inc | CT | Hartford | PV1 | Solar Photovoltaic | PV |  | W | 1 |  | 1 | 1 |  | N |  |  | N | IPP Non-CHP | 2 | X | SUN
Solar Photovoltaic.SUN | solar PV | TRUE | 60947 | Tesla Inc. | 59789 | Millbrook School | NY | Dutchess | PV1 | Solar Photovoltaic | PV |  | W | 1.4 |  | 1.4 | 1.4 |  | N |  |  | N | IPP Non-CHP | 2 | X | SUN
Solar Photovoltaic.SUN | solar PV | TRUE | 60947 | Tesla Inc. | 59790 | Oregon University System Rabbit Field | OR | Benton | PV1 | Solar Photovoltaic | PV |  | W | 1.2 |  | 1.2 | 1.2 |  | N |  |  | N | IPP Non-CHP | 2 | X | SUN
Petroleum Liquids.DFO | petroleum | TRUE | 213 | Alaska Electric Light & Power Co. | 59793 | Industrial Plant | AK | Juneau | 15 | Petroleum Liquids | GT |  | S | 41.7 | 0.85 | 23.5 | 23.5 | 2 | N |  |  | N | Electric Utility | 1 | X | DFO
Natural Gas Fired Combustion Turbine.NG | natural gas peaker | TRUE | 58303 | Energy Systems Group LLC | 59794 | Chicago West Side Energy Center | IL | Cook | GEN1 | Natural Gas Fired Combustion Turbine | GT |  | W | 3.5 | 0.8 | 3.5 | 3.5 | 1.8 | N |  |  | Y | IPP CHP | 3 | T | NG
Solar Photovoltaic.SUN | solar PV | TRUE | 59569 | TWE Ahoskie Solar Project, LLC | 59795 | Ahoskie | NC | Hertford | FLS1 | Solar Photovoltaic | PV |  | S | 5 |  | 5 | 5 |  | N |  |  | N | IPP Non-CHP | 2 | X | SUN
Solar Photovoltaic.SUN | solar PV | TRUE | 61060 | Cypress Creek Renewables | 59796 | Kelford | NC | Bertie | FLS1 | Solar Photovoltaic | PV |  | S | 5 |  | 4.7 | 4.7 |  | N |  |  | N | IPP Non-CHP | 2 | X | SUN
Onshore Wind Turbine.WND | onshore wind | TRUE | 59568 | SUEZ North America, Inc. | 59797 | Bayonne MUA- Leitner-Poma Wind Turbine | NJ | Hudson | WT1 | Onshore Wind Turbine | WT |  | W | 1.5 |  | 0.1 | 0.3 | 0 | N |  |  | N | IPP Non-CHP | 2 | X | WND
Solar Photovoltaic.SUN | solar PV | TRUE | 11208 | Los Angeles Department of Water & Power | 59798 | Colon PV | CA | Los Angeles | W4172 | Solar Photovoltaic | PV |  | W | 1.3 | 1 | 0.9 | 1.4 |  | N |  |  | N | IPP Non-CHP | 2 | X | SUN
Other Natural Gas.NG | natural gas peaker | TRUE | 57128 | Bloom Energy | 59800 | Amazon San Bernardino | CA | San Bernardino | AMZ00 | Other Natural Gas | FC |  | W | 1.1 |  | 1 | 1 | 0 | N |  |  | N | IPP Non-CHP | 2 | X | NG
Other Natural Gas.NG | natural gas peaker | TRUE | 57128 | Bloom Energy | 59801 | IBM Southbury | CT | New Haven | IBM00 | Other Natural Gas | FC |  | W | 1.1 |  | 1 | 1 | 0 | N |  |  | N | IPP Non-CHP | 2 | X | NG
Other Natural Gas.NG | natural gas peaker | TRUE | 57128 | Bloom Energy | 59802 | Maxim | CA | Santa Clara | MXM00 | Other Natural Gas | FC |  | W | 1.1 |  | 1 | 1 | 0 | N |  |  | N | IPP Non-CHP | 2 | X | NG
Other Natural Gas.NG | natural gas peaker | TRUE | 57128 | Bloom Energy | 59803 | Pixar - Emeryville | CA | Alameda | PXR00 | Other Natural Gas | FC |  | W | 1.1 |  | 1 | 1 | 0 | N |  |  | N | IPP Non-CHP | 2 | X | NG
Other Natural Gas.NG | natural gas peaker | TRUE | 57128 | Bloom Energy | 59804 | Starbucks - Evolution Fresh | CA | San Bernardino | SBK00 | Other Natural Gas | FC |  | W | 1.1 |  | 1 | 1 | 0 | N |  |  | N | IPP Non-CHP | 2 | X | NG
Other Natural Gas.NG | natural gas peaker | TRUE | 57128 | Bloom Energy | 59805 | Yahoo! - HQ | CA | Santa Clara | YAH00 | Other Natural Gas | FC |  | W | 1.1 |  | 1 | 1 | 0 | N |  |  | N | IPP Non-CHP | 2 | X | NG
Solar Photovoltaic.SUN | solar PV | TRUE | 60025 | Greenbacker Renewable Energy Corporation | 59807 | Airport 1 Solar (DIA) | CO | Denver | GBDIA | Solar Photovoltaic | PV |  | S | 1.5 |  | 1.5 | 1.5 |  | N |  |  | N | IPP Non-CHP | 2 | X | SUN
Landfill Gas.LFG | natural gas peaker | TRUE | 59591 | Town of Munster | 59808 | Munster Landfill Gas-to-Energy | IN | Lake | GEN1 | Landfill Gas | IC |  | S | 1.1 | 0.8 | 1.1 | 1.1 | 0.5 | N |  |  | N | IPP Non-CHP | 2 | X | LFG
Natural Gas Internal Combustion Engine.NG | natural gas peaker | TRUE | 58303 | Energy Systems Group LLC | 59809 | Mountain Home Energy Center | TN | Washington | GEN1 | Natural Gas Internal Combustion Engine | IC |  | W | 3.2 | 0.8 | 3.2 | 3.2 | 0.1 | N |  |  | N | IPP Non-CHP | 2 | X | NG | DFO | LFG
Petroleum Liquids.DFO | petroleum | TRUE | 58303 | Energy Systems Group LLC | 59809 | Mountain Home Energy Center | TN | Washington | GEN2 | Petroleum Liquids | IC |  | W | 1.8 | 0.8 | 1.8 | 1.8 | 0.6 | N |  |  | N | IPP Non-CHP | 2 | X | DFO
Petroleum Liquids.DFO | petroleum | TRUE | 58303 | Energy Systems Group LLC | 59809 | Mountain Home Energy Center | TN | Washington | GEN3 | Petroleum Liquids | IC |  | W | 1.8 | 0.8 | 1.8 | 1.8 | 0.6 | N |  |  | N | IPP Non-CHP | 2 | X | DFO
Other Waste Biomass.OBG | biomass | TRUE | 58303 | Energy Systems Group LLC | 59810 | Dairyland WTE Plant | WI | Brown | GEN1 | Other Waste Biomass | IC |  | W | 0.7 | 0.8 | 0.7 | 0.7 | 0.1 | N |  |  | N | IPP Non-CHP | 2 | X | OBG
Other Waste Biomass.OBG | biomass | TRUE | 58303 | Energy Systems Group LLC | 59810 | Dairyland WTE Plant | WI | Brown | GEN2 | Other Waste Biomass | IC |  | W | 0.7 | 0.8 | 0.7 | 0.7 | 0.1 | N |  |  | N | IPP Non-CHP | 2 | X | OBG
Solar Photovoltaic.SUN | solar PV | TRUE | 59589 | Rockfish Solar LLC | 59811 | Rockfish Solar LLC | MD | Charles | GEN1 | Solar Photovoltaic | PV |  | S | 10.3 |  | 10.3 | 10.3 |  | N |  |  | N | IPP Non-CHP | 2 | X | SUN
Natural Gas Fired Combined Cycle.NG | natural gas combined cycle | TRUE | 6035 | Exelon Power | 59812 | Wolf Hollow II | TX | Hood | CGT4 | Natural Gas Fired Combined Cycle | CT | BLK2 | S | 360 | 0.9 | 327.8 | 353.3 | 113 | N |  |  | N | IPP Non-CHP | 2 | X | NG
Natural Gas Fired Combined Cycle.NG | natural gas combined cycle | TRUE | 6035 | Exelon Power | 59812 | Wolf Hollow II | TX | Hood | CGT5 | Natural Gas Fired Combined Cycle | CT | BLK2 | S | 360 | 0.9 | 329.3 | 354.6 | 113 | N |  |  | N | IPP Non-CHP | 2 | X | NG
Natural Gas Fired Combined Cycle.NG | natural gas combined cycle | TRUE | 6035 | Exelon Power | 59812 | Wolf Hollow II | TX | Hood | STG6 | Natural Gas Fired Combined Cycle | CA | BLK2 | S | 511.2 | 0.9 | 458.3 | 485.1 | 60 | N |  |  | N | IPP Non-CHP | 2 | X | NG
Solar Photovoltaic.SUN | solar PV | TRUE | 56769 | Consolidated Edison Development Inc. | 59814 | Copper Mountain Solar 4, LLC | NV | Clark | PV01 | Solar Photovoltaic | PV |  | S | 51.8 |  | 51.8 | 51.8 |  | N |  |  | N | IPP Non-CHP | 2 | X | SUN
Solar Photovoltaic.SUN | solar PV | TRUE | 56769 | Consolidated Edison Development Inc. | 59814 | Copper Mountain Solar 4, LLC | NV | Clark | PV02 | Solar Photovoltaic | PV |  | S | 41.8 |  | 41.8 | 41.8 |  | N |  |  | N | IPP Non-CHP | 2 | X | SUN
Landfill Gas.LFG | natural gas peaker | TRUE | 59596 | Industrial Power Services Corp. | 59815 | Granby LFG | MA | Hampshire | GLFG1 | Landfill Gas | IC |  | S | 3.2 | 1 | 2.8 | 2.8 | 0.4 | N |  |  | N | IPP Non-CHP | 2 | X | LFG
Landfill Gas.LFG | natural gas peaker | TRUE | 59597 | Broome Energy Resources, LLC | 59816 | Nanticoke LFG | NY | Broome | BR12 | Landfill Gas | IC |  | S | 4 | 1 | 4 | 4 | 0.8 | N |  |  | N | IPP Non-CHP | 2 | X | LFG
Batteries.MWH | battery storage | 0 | 59598 | Tooele Army Depot | 59817 | Tooele Army Depot(CSG) | UT | Tooele | BATT1 | Batteries | BA |  | S | 1 | 1 | 1 | 1 |  |  |  |  | N | IPP Non-CHP | 2 | X | MWH
Onshore Wind Turbine.WND | onshore wind | TRUE | 59598 | Tooele Army Depot | 59817 | Tooele Army Depot(CSG) | UT | Tooele | GEN01 | Onshore Wind Turbine | WT |  | S | 1.5 |  | 1.5 | 1.5 | 0.2 | N |  |  | N | IPP Non-CHP | 2 | X | WND
Onshore Wind Turbine.WND | onshore wind | TRUE | 59598 | Tooele Army Depot | 59817 | Tooele Army Depot(CSG) | UT | Tooele | GEN03 | Onshore Wind Turbine | WT |  | S | 1.7 |  | 1.7 | 1.7 | 0.2 | N |  |  | N | IPP Non-CHP | 2 | X | WND
Solar Thermal without Energy Storage.SUN | solar thermal | TRUE | 59598 | Tooele Army Depot | 59817 | Tooele Army Depot(CSG) | UT | Tooele | PV1 | Solar Thermal without Energy Storage | OT |  | S | 1.5 |  | 0.1 | 0.1 |  | N |  |  | N | IPP Non-CHP | 2 | X | SUN
Solar Photovoltaic.SUN | solar PV | TRUE | 59599 | Shoe Show, Inc. | 59818 | Concord Farm | NC | Cabarrus | 1 | Solar Photovoltaic | PV |  | S | 4.5 |  | 4.9 | 4.9 |  | N |  |  | N | IPP Non-CHP | 2 | X | SUN
Solar Photovoltaic.SUN | solar PV | TRUE | 21538 | Mohave Electric Cooperative, Inc. | 59819 | Mohave Electric at Fort Mohave | AZ | Fort Mohave | PV1 | Solar Photovoltaic | PV |  | S | 4.4 |  | 4.4 | 4.4 |  | N |  |  | N | IPP Non-CHP | 2 | X | SUN
Solar Photovoltaic.SUN | solar PV | TRUE | 60281 | Altus Power America Management, LLC | 59820 | Hunt Farm Solar | MA | Franklin | HUNTF | Solar Photovoltaic | PV |  | S | 3 |  | 3 | 3 |  | N |  |  | N | IPP Non-CHP | 2 | X | SUN
Solar Photovoltaic.SUN | solar PV | TRUE | 60281 | Altus Power America Management, LLC | 59821 | 205 Sturbridge A | MA | Hampden | STURA | Solar Photovoltaic | PV |  | S | 3 |  | 3 | 3 |  | N |  |  | N | IPP Non-CHP | 2 | X | SUN
Solar Photovoltaic.SUN | solar PV | TRUE | 60281 | Altus Power America Management, LLC | 59822 | 201 Sturbridge B | MA | Hampden | STURB | Solar Photovoltaic | PV |  | S | 2 |  | 2 | 2 |  | N |  |  | N | IPP Non-CHP | 2 | X | SUN
Solar Photovoltaic.SUN | solar PV | TRUE | 63249 | Terraform Arcadia | 59823 | INDY III | IN | Marion | INDY3 | Solar Photovoltaic | PV |  | S | 2.5 |  | 2.5 | 2.5 |  | N |  |  | N | IPP Non-CHP | 2 | X | SUN
Solar Photovoltaic.SUN | solar PV | TRUE | 61119 | SRE Utility Solar 1, LLC | 59824 | Sweetgum Solar | NC | Lee | 5732 | Solar Photovoltaic | PV |  | S | 5 |  | 4.9 | 4.9 |  | N |  |  | N | IPP Non-CHP | 2 | X | SUN
Solar Photovoltaic.SUN | solar PV | TRUE | 61060 | Cypress Creek Renewables | 59825 | South Louisburg Solar | NC | Franklin | 5MWPV | Solar Photovoltaic | PV |  | S | 5 |  | 5 | 5 |  | N |  |  | N | IPP Non-CHP | 2 | X | SUN
Solar Photovoltaic.SUN | solar PV | TRUE | 61785 | EDP Renewables North America LLC | 59826 | Sunshine Valley Solar | NV | Nye | GEN01 | Solar Photovoltaic | PV |  | S | 103.5 |  | 103.5 | 103.5 |  | N |  |  | N | IPP Non-CHP | 2 | X | SUN
Solar Photovoltaic.SUN | solar PV | TRUE | 57170 | EDF Renewable Asset Holdings, Inc. | 59827 | Playa Solar 1, LLC | NV | Clark | GEN01 | Solar Photovoltaic | PV |  | S | 79 |  | 79 | 79 |  | N |  |  | N | IPP Non-CHP | 2 | X | SUN
Solar Photovoltaic.SUN | solar PV | TRUE | 61119 | SRE Utility Solar 1, LLC | 59828 | Balsam | NC | Lee | 5375 | Solar Photovoltaic | PV |  | S | 5 |  | 5 | 5 |  | N |  |  | N | IPP Non-CHP | 2 | X | SUN
Solar Photovoltaic.SUN | solar PV | TRUE | 59464 | Current Energy Group | 59829 | Hickory | NC | Duplin | 5515 | Solar Photovoltaic | PV |  | S | 5 |  | 5 | 5 |  | N |  |  | N | IPP Non-CHP | 2 | X | SUN
Solar Photovoltaic.SUN | solar PV | TRUE | 61060 | Cypress Creek Renewables | 59831 | Royal Solar | NC | Cumberland | FLS1 | Solar Photovoltaic | PV |  | S | 4.9 |  | 4.9 | 4.9 |  | N |  |  | N | IPP Non-CHP | 2 | X | SUN
Solar Photovoltaic.SUN | solar PV | TRUE | 61060 | Cypress Creek Renewables | 59832 | Kinston Solar | NC | Lenoir | FLS1 | Solar Photovoltaic | PV |  | S | 5 |  | 5 | 5 |  | N |  |  | N | IPP Non-CHP | 2 | X | SUN
Solar Photovoltaic.SUN | solar PV | TRUE | 61060 | Cypress Creek Renewables | 59833 | Laurinburg Solar | NC | Scotland | FLS1 | Solar Photovoltaic | PV |  | S | 5 |  | 5 | 5 |  | N |  |  | N | IPP Non-CHP | 2 | X | SUN
Solar Photovoltaic.SUN | solar PV | TRUE | 63249 | Terraform Arcadia | 59834 | Indy Grocers | IN | Marion | INGRO | Solar Photovoltaic | PV |  | S | 1 |  | 1 | 1 |  | N |  |  | N | IPP Non-CHP | 2 | X | SUN
Solar Photovoltaic.SUN | solar PV | TRUE | 61119 | SRE Utility Solar 1, LLC | 59835 | Newton Grove | NC | Sampson | GEN1 | Solar Photovoltaic | PV |  | S | 1.9 |  | 1.9 | 1.9 |  | N |  |  | N | IPP Non-CHP | 2 | X | SUN
Conventional Hydroelectric.WAT | hydro | TRUE | 20847 | Wisconsin Electric Power Co | 59836 | Twin Falls (WI) | WI | Florence | 11 | Conventional Hydroelectric | HY |  | S | 4.6 | 0.9 | 4.6 | 4.6 | 1 | N |  |  | N | Electric Utility | 1 | X | WAT
Conventional Hydroelectric.WAT | hydro | TRUE | 20847 | Wisconsin Electric Power Co | 59836 | Twin Falls (WI) | WI | Florence | 12 | Conventional Hydroelectric | HY |  | S | 4.6 | 0.9 | 4.6 | 4.6 | 1 | N |  |  | N | Electric Utility | 1 | X | WAT
Onshore Wind Turbine.WND | onshore wind | TRUE | 57170 | EDF Renewable Asset Holdings, Inc. | 59837 | Slate Creek Wind Project LLC | KS | Sumner | GEN1 | Onshore Wind Turbine | WT |  | S | 150 |  | 150 | 150 | 0 | N |  |  | N | IPP Non-CHP | 2 | X | WND
Onshore Wind Turbine.WND | onshore wind | TRUE | 57170 | EDF Renewable Asset Holdings, Inc. | 59838 | Milo Wind Project LLC | NM | Roosevelt | GEN1 | Onshore Wind Turbine | WT |  | S | 50 |  | 50 | 50 | 50 | N |  |  | N | IPP Non-CHP | 2 | X | WND
Solar Photovoltaic.SUN | solar PV | TRUE | 61012 | AES Distributed Energy | 59839 | Spring Hill Road | MA | Worcester | SHRD1 | Solar Photovoltaic | PV |  | S | 1.9 |  | 1.9 | 1.9 |  | N |  |  | N | IPP Non-CHP | 2 | X | SUN
Solar Photovoltaic.SUN | solar PV | TRUE | 59616 | 63SU 8me, LLC | 59840 | Springbok Solar Farm 2 | CA | Kern | SB2 | Solar Photovoltaic | PV |  | S | 155 |  | 155 | 155 |  | N |  |  | N | IPP Non-CHP | 2 | X | SUN
Solar Photovoltaic.SUN | solar PV | TRUE | 56975 | Luminace Solar Maryland, LLC | 59841 | General Motors Corp at White Marsh MD | MD | Baltimore | PV1 | Solar Photovoltaic | PV |  | S | 1 |  | 1 | 1 |  | N |  |  | N | IPP Non-CHP | 2 | X | SUN
Solar Photovoltaic.SUN | solar PV | TRUE | 58304 | Luminace Solar Maryland II, LLC | 59842 | CNE at Cambridge MD | MD | Dorchester | PV1 | Solar Photovoltaic | PV |  | S | 3.2 |  | 3.2 | 3.2 |  | N |  |  | N | IPP Non-CHP | 2 | X | SUN
Solar Photovoltaic.SUN | solar PV | TRUE | 59617 | Luminace Solar Georgia, LLC | 59843 | Georgia Power at Wadley GA | GA | Jefferson | PV1 | Solar Photovoltaic | PV |  | S | 1 |  | 1 | 1 |  | N |  |  | N | IPP Non-CHP | 2 | X | SUN
Solar Photovoltaic.SUN | solar PV | FALSE | 59614 | Munich Reinsurance America, Inc | 59844 | Munich Re Plaza | NJ | Middlesex | PZ1 | Solar Photovoltaic | PV |  | S | 1.6 |  | 1.6 | 1.6 |  | N |  |  | N | Commercial Non-CHP | 4 | X | SUN
Solar Photovoltaic.SUN | solar PV | FALSE | 59614 | Munich Reinsurance America, Inc | 59844 | Munich Re Plaza | NJ | Middlesex | PZ2 | Solar Photovoltaic | PV |  | S | 0.8 |  | 0.8 | 0.8 |  | N |  |  | N | Commercial Non-CHP | 4 | X | SUN
Landfill Gas.LFG | natural gas peaker | TRUE | 59452 | Ingenco Renewable Development, LLC | 59845 | New River | VA | Pulaski | E1 | Landfill Gas | IC |  | S | 0.3 | 1 | 0.3 | 0.3 | 0.1 | N |  |  | N | IPP Non-CHP | 2 | X | LFG | DFO
Landfill Gas.LFG | natural gas peaker | TRUE | 59452 | Ingenco Renewable Development, LLC | 59845 | New River | VA | Pulaski | E10 | Landfill Gas | IC |  | S | 0.3 | 1 | 0.3 | 0.3 | 0.1 | N |  |  | N | IPP Non-CHP | 2 | X | LFG | DFO
Landfill Gas.LFG | natural gas peaker | TRUE | 59452 | Ingenco Renewable Development, LLC | 59845 | New River | VA | Pulaski | E11 | Landfill Gas | IC |  | S | 0.3 | 1 | 0.3 | 0.3 | 0.1 | N |  |  | N | IPP Non-CHP | 2 | X | LFG | DFO
Landfill Gas.LFG | natural gas peaker | TRUE | 59452 | Ingenco Renewable Development, LLC | 59845 | New River | VA | Pulaski | E12 | Landfill Gas | IC |  | S | 0.3 | 1 | 0.3 | 0.3 | 0.1 | N |  |  | N | IPP Non-CHP | 2 | X | LFG | DFO
Landfill Gas.LFG | natural gas peaker | TRUE | 59452 | Ingenco Renewable Development, LLC | 59845 | New River | VA | Pulaski | E13 | Landfill Gas | IC |  | S | 0.3 | 1 | 0.3 | 0.3 | 0.1 | N |  |  | N | IPP Non-CHP | 2 | X | LFG | DFO
Landfill Gas.LFG | natural gas peaker | TRUE | 59452 | Ingenco Renewable Development, LLC | 59845 | New River | VA | Pulaski | E14 | Landfill Gas | IC |  | S | 0.3 | 1 | 0.3 | 0.3 | 0.1 | N |  |  | N | IPP Non-CHP | 2 | X | LFG | DFO
Landfill Gas.LFG | natural gas peaker | TRUE | 59452 | Ingenco Renewable Development, LLC | 59845 | New River | VA | Pulaski | E15 | Landfill Gas | IC |  | S | 0.3 | 1 | 0.3 | 0.3 | 0.1 | N |  |  | N | IPP Non-CHP | 2 | X | LFG | DFO
Landfill Gas.LFG | natural gas peaker | TRUE | 59452 | Ingenco Renewable Development, LLC | 59845 | New River | VA | Pulaski | E16 | Landfill Gas | IC |  | S | 0.3 | 1 | 0.3 | 0.3 | 0.1 | N |  |  | N | IPP Non-CHP | 2 | X | LFG | DFO
Landfill Gas.LFG | natural gas peaker | TRUE | 59452 | Ingenco Renewable Development, LLC | 59845 | New River | VA | Pulaski | E17 | Landfill Gas | IC |  | S | 0.3 | 1 | 0.3 | 0.3 | 0.1 | N |  |  | N | IPP Non-CHP | 2 | X | LFG | DFO
Landfill Gas.LFG | natural gas peaker | TRUE | 59452 | Ingenco Renewable Development, LLC | 59845 | New River | VA | Pulaski | E18 | Landfill Gas | IC |  | S | 0.3 | 1 | 0.3 | 0.3 | 0.1 | N |  |  | N | IPP Non-CHP | 2 | X | LFG | DFO
Landfill Gas.LFG | natural gas peaker | TRUE | 59452 | Ingenco Renewable Development, LLC | 59845 | New River | VA | Pulaski | E2 | Landfill Gas | IC |  | S | 0.3 | 1 | 0.3 | 0.3 | 0.1 | N |  |  | N | IPP Non-CHP | 2 | X | LFG | DFO
Landfill Gas.LFG | natural gas peaker | TRUE | 59452 | Ingenco Renewable Development, LLC | 59845 | New River | VA | Pulaski | E3 | Landfill Gas | IC |  | S | 0.3 | 1 | 0.3 | 0.3 | 0.1 | N |  |  | N | IPP Non-CHP | 2 | X | LFG | DFO
Landfill Gas.LFG | natural gas peaker | TRUE | 59452 | Ingenco Renewable Development, LLC | 59845 | New River | VA | Pulaski | E4 | Landfill Gas | IC |  | S | 0.3 | 1 | 0.3 | 0.3 | 0.1 | N |  |  | N | IPP Non-CHP | 2 | X | LFG | DFO
Landfill Gas.LFG | natural gas peaker | TRUE | 59452 | Ingenco Renewable Development, LLC | 59845 | New River | VA | Pulaski | E5 | Landfill Gas | IC |  | S | 0.3 | 1 | 0.3 | 0.3 | 0.1 | N |  |  | N | IPP Non-CHP | 2 | X | LFG | DFO
Landfill Gas.LFG | natural gas peaker | TRUE | 59452 | Ingenco Renewable Development, LLC | 59845 | New River | VA | Pulaski | E6 | Landfill Gas | IC |  | S | 0.3 | 1 | 0.3 | 0.3 | 0.1 | N |  |  | N | IPP Non-CHP | 2 | X | LFG | DFO
Landfill Gas.LFG | natural gas peaker | TRUE | 59452 | Ingenco Renewable Development, LLC | 59845 | New River | VA | Pulaski | E7 | Landfill Gas | IC |  | S | 0.3 | 1 | 0.3 | 0.3 | 0.1 | N |  |  | N | IPP Non-CHP | 2 | X | LFG | DFO
Landfill Gas.LFG | natural gas peaker | TRUE | 59452 | Ingenco Renewable Development, LLC | 59845 | New River | VA | Pulaski | E8 | Landfill Gas | IC |  | S | 0.3 | 1 | 0.3 | 0.3 | 0.1 | N |  |  | N | IPP Non-CHP | 2 | X | LFG | DFO
Landfill Gas.LFG | natural gas peaker | TRUE | 59452 | Ingenco Renewable Development, LLC | 59845 | New River | VA | Pulaski | E9 | Landfill Gas | IC |  | S | 0.3 | 1 | 0.3 | 0.3 | 0.1 | N |  |  | N | IPP Non-CHP | 2 | X | LFG | DFO
Natural Gas Internal Combustion Engine.NG | natural gas peaker | TRUE | 59626 | Northwest Community Hospital | 59847 | Northwest Community Hospital | IL | Cook | 1 | Natural Gas Internal Combustion Engine | IC |  | S | 1.1 | 0.8 | 0.9 | 1.1 | 0.9 | N |  |  | Y | IPP CHP | 3 | T | NG
Natural Gas Internal Combustion Engine.NG | natural gas peaker | TRUE | 59626 | Northwest Community Hospital | 59847 | Northwest Community Hospital | IL | Cook | 2 | Natural Gas Internal Combustion Engine | IC |  | S | 1.1 | 0.8 | 0.9 | 1.1 | 0.9 | N |  |  | Y | IPP CHP | 3 | T | NG
Natural Gas Internal Combustion Engine.NG | natural gas peaker | TRUE | 59626 | Northwest Community Hospital | 59847 | Northwest Community Hospital | IL | Cook | 3 | Natural Gas Internal Combustion Engine | IC |  | S | 1.1 | 0.8 | 0.9 | 1.1 | 0.9 | N |  |  | Y | IPP CHP | 3 | T | NG
Natural Gas Internal Combustion Engine.NG | natural gas peaker | TRUE | 59626 | Northwest Community Hospital | 59847 | Northwest Community Hospital | IL | Cook | 4 | Natural Gas Internal Combustion Engine | IC |  | S | 1.1 | 0.8 | 0.9 | 1.1 | 0.9 | N |  |  | Y | IPP CHP | 3 | T | NG
Solar Photovoltaic.SUN | solar PV | TRUE | 59650 | Pikes Peak Solar Garden 1 LLC | 59848 | Pikes Peak Solar Garden 1 LLC CSG | CO | El Paso | PPSG1 | Solar Photovoltaic | PV |  | S | 2 |  | 2 | 2 |  | N |  |  | N | IPP Non-CHP | 2 | X | SUN
Solar Photovoltaic.SUN | solar PV | TRUE | 59651 | Adams Community Solar Garden LLC | 59849 | Adams Community Solar Garden LLC | CO | Adams | 23377 | Solar Photovoltaic | PV |  | S | 1.2 |  | 1.2 | 1.2 |  | N |  |  | N | IPP Non-CHP | 2 | X | SUN
Solar Photovoltaic.SUN | solar PV | TRUE | 59652 | Adams Community Solar Garden III LLC | 59850 | Adams Community Solar Garden III LLC | CO | Adams | 23376 | Solar Photovoltaic | PV |  | S | 1.2 |  | 1.2 | 1.2 |  | N |  |  | N | IPP Non-CHP | 2 | X | SUN
Solar Photovoltaic.SUN | solar PV | TRUE | 59633 | Great Bay Solar I LLC | 59851 | Great Bay Solar 1 | MD | Somerset | GBS01 | Solar Photovoltaic | PV |  | S | 75 |  | 75 | 75 |  | N |  |  | N | IPP Non-CHP | 2 | X | SUN
Solar Photovoltaic.SUN | solar PV | TRUE | 59634 | North Star Solar PV LLC | 59852 | North Star Solar Project | MN | Chisago | NSSP1 | Solar Photovoltaic | PV |  | S | 100 |  | 100 | 100 |  | N |  |  | N | IPP Non-CHP | 2 | X | SUN
Solar Photovoltaic.SUN | solar PV | TRUE | 9324 | Indiana Michigan Power Co | 59853 | Watervliet PV | MI | Berrien | WVPV1 | Solar Photovoltaic | PV |  | S | 4.6 |  | 4.6 | 4.6 |  | N |  |  | N | Electric Utility | 1 | X | SUN
Solar Photovoltaic.SUN | solar PV | TRUE | 9324 | Indiana Michigan Power Co | 59854 | OlivePV | IN | St Joseph | OLPV1 | Solar Photovoltaic | PV |  | S | 5 |  | 5 | 5 |  | N |  |  | N | Electric Utility | 1 | X | SUN
Solar Photovoltaic.SUN | solar PV | TRUE | 9324 | Indiana Michigan Power Co | 59855 | Deer Creek PV | IN | Grant | DCPV1 | Solar Photovoltaic | PV |  | S | 2.5 |  | 2.5 | 2.5 |  | N |  |  | N | Electric Utility | 1 | X | SUN
Solar Photovoltaic.SUN | solar PV | TRUE | 65411 | Duke Energy Renewables Services | 59856 | SoINCPower6, LLC | NC | Gates | SUN1 | Solar Photovoltaic | PV |  | W | 5 |  | 5 | 5 |  | N |  |  | N | IPP Non-CHP | 2 | X | SUN
Solar Photovoltaic.SUN | solar PV | TRUE | 65411 | Duke Energy Renewables Services | 59857 | SoINCPower5, LLC | NC | Nash | BAT1 | Solar Photovoltaic | PV |  | W | 5 |  | 5 | 5 |  | N |  |  | N | IPP Non-CHP | 2 | X | SUN
Solar Photovoltaic.SUN | solar PV | TRUE | 59209 | Concord New Energy | 59858 | Johnston Solar | RI | Providence | JSI01 | Solar Photovoltaic | PV |  | S | 1.5 |  | 1.5 | 1.5 |  | N |  |  | N | IPP Non-CHP | 2 | X | SUN
Natural Gas Fired Combustion Turbine.NG | natural gas peaker | FALSE | 59636 | HP Hood LLC | 59860 | HP Hood CT | VA | Frederick | HHOOD | Natural Gas Fired Combustion Turbine | GT |  | S | 15 | 0.95 | 15 | 15 | 7 | N |  |  | Y | Industrial CHP | 7 | T | NG
Solar Photovoltaic.SUN | solar PV | TRUE | 9324 | Indiana Michigan Power Co | 59861 | Twin Branch PV | IN | St Joseph | TBPV1 | Solar Photovoltaic | PV |  | S | 2.6 |  | 2.6 | 2.6 |  | N |  |  | N | Electric Utility | 1 | X | SUN
Solar Photovoltaic.SUN | solar PV | TRUE | 7140 | Georgia Power Co | 59862 | Fort Benning Solar Facility | GA | Chattahoochee | 1 | Solar Photovoltaic | PV |  | S | 30 |  | 30 | 30 |  | N |  |  | N | Electric Utility | 1 | X | SUN
Solar Photovoltaic.SUN | solar PV | TRUE | 7140 | Georgia Power Co | 59863 | Fort Gordon Solar Facility | GA | Richmond | 1 | Solar Photovoltaic | PV |  | S | 30 |  | 30 | 30 |  | N |  |  | N | Electric Utility | 1 | X | SUN
Solar Photovoltaic.SUN | solar PV | TRUE | 7140 | Georgia Power Co | 59864 | Kings Bay Solar Facility | GA | Camden | 1 | Solar Photovoltaic | PV |  | S | 30 |  | 30.2 | 30.2 |  | N |  |  | N | Electric Utility | 1 | X | SUN
Solar Photovoltaic.SUN | solar PV | TRUE | 7140 | Georgia Power Co | 59865 | Fort Stewart Solar Facility | GA | Liberty | 1 | Solar Photovoltaic | PV |  | S | 30 |  | 30 | 30 |  | N |  |  | N | Electric Utility | 1 | X | SUN
Solar Photovoltaic.SUN | solar PV | TRUE | 59653 | Palmer Solar LLC | 59866 | Palmer Solar LLC | MA | Hampden | 11111 | Solar Photovoltaic | PV |  | S | 2.5 |  | 2.5 | 2.5 |  | N |  |  | N | IPP Non-CHP | 2 | X | SUN
Solar Photovoltaic.SUN | solar PV | TRUE | 59648 | Lockheed Martin Solar System | 59867 | Lockheed Martin Solar System | FL | Pinellas | LMSOL | Solar Photovoltaic | PV |  | S | 1.9 |  | 1.9 | 1.9 |  | N |  |  | N | IPP Non-CHP | 2 | X | SUN
Solar Photovoltaic.SUN | solar PV | TRUE | 61230 | Arevon Energy, Inc. | 59868 | Kingbird A Solar LLC | CA | Kern | GEN01 | Solar Photovoltaic | PV |  | J | 20 |  | 20 | 20 |  | N |  |  | N | IPP Non-CHP | 2 | X | SUN
Solar Photovoltaic.SUN | solar PV | TRUE | 61219 | Longroad Energy Services LLC | 59870 | Little Bear Solar 1, LLC | CA | Fresno | GEN01 | Solar Photovoltaic | PV |  | S | 40 |  | 40 | 40 |  | N |  |  | N | IPP Non-CHP | 2 | X | SUN
Solar Photovoltaic.SUN | solar PV | FALSE | 59660 | Solar Star California XXXII, LLC | 59872 | UC Davis South Campus | CA | Yolo | UCD1 | Solar Photovoltaic | PV |  | W | 13 |  | 13 | 13 |  | N |  |  | N | Commercial Non-CHP | 4 | X | SUN
Solar Photovoltaic.SUN | solar PV | TRUE | 59286 | Heliovaas LLC | 59873 | Lowell Solar Landfill | MA | Middlesex | PV | Solar Photovoltaic | PV |  | S | 1.3 |  | 1.3 | 1.3 |  | N |  |  | N | IPP Non-CHP | 2 | X | SUN
Solar Photovoltaic.SUN | solar PV | TRUE | 60453 | Onward Energy | 59874 | Richland Solar Center | GA | Twiggs | PV1 | Solar Photovoltaic | PV |  | S | 20 |  | 20 | 20 |  | N |  |  | N | IPP Non-CHP | 2 | X | SUN
Solar Photovoltaic.SUN | solar PV | TRUE | 59973 | Marshall Solar Energy Project | 59875 | Marshall Solar Energy Project | MN | Lyon | PV1 | Solar Photovoltaic | PV |  | S | 62.3 |  | 62.3 | 62.3 |  | N |  |  | N | IPP Non-CHP | 2 | X | SUN
Solar Photovoltaic.SUN | solar PV | TRUE | 7140 | Georgia Power Co | 59876 | Marine Corps Logistics Base Solar | GA | Dougherty | 1 | Solar Photovoltaic | PV |  | S | 31 |  | 31.2 | 31.2 |  | N |  |  | N | Electric Utility | 1 | X | SUN
Other Waste Biomass.OBG | biomass | TRUE | 59662 | Riverside Fuel Cell, LLC | 59877 | Riverside RWQCP Fuel Cell | CA | Riverside | MB20 | Other Waste Biomass | FC |  | S | 1.4 |  | 1.4 | 1.4 | 0.6 | N |  |  | Y | Commercial CHP | 5 | T | OBG | NG
Solar Photovoltaic.SUN | solar PV | TRUE | 61785 | EDP Renewables North America LLC | 59878 | Windhub Solar A LLC | CA | Kern | GEN01 | Solar Photovoltaic | PV |  | S | 20 |  | 20 | 20 |  | N |  |  | N | IPP Non-CHP | 2 | X | SUN
Solar Photovoltaic.SUN | solar PV | TRUE | 61943 | North Rosamond Solar, LLC | 59879 | North Rosamond Solar LLC | CA | Kern | GEN01 | Solar Photovoltaic | PV |  | S | 151.1 |  | 151.1 | 151.1 |  | N |  |  | N | IPP Non-CHP | 2 | X | SUN
Solar Photovoltaic.SUN | solar PV | TRUE | 62710 | DG LF Solar, LLC | 59880 | Kings Park Solar I | NY | Suffolk | KIPS1 | Solar Photovoltaic | PV |  | S | 2 |  | 2 | 2 |  | N |  |  | N | IPP Non-CHP | 2 | X | SUN
Solar Photovoltaic.SUN | solar PV | TRUE | 62710 | DG LF Solar, LLC | 59881 | Kings Park Solar II | NY | Suffolk | KIPS2 | Solar Photovoltaic | PV |  | S | 2 |  | 2 | 2 |  | N |  |  | N | IPP Non-CHP | 2 | X | SUN
Natural Gas Fired Combustion Turbine.NG | natural gas peaker | TRUE | 6035 | Exelon Power | 59882 | Exelon West Medway II LLC | MA | Norfolk | 4 | Natural Gas Fired Combustion Turbine | GT |  | S | 131.8 | 0.85 | 95.3 | 103.5 | 25 | N |  |  | N | IPP Non-CHP | 2 | X | NG | KER
Natural Gas Fired Combustion Turbine.NG | natural gas peaker | TRUE | 6035 | Exelon Power | 59882 | Exelon West Medway II LLC | MA | Norfolk | 5 | Natural Gas Fired Combustion Turbine | GT |  | S | 131.8 | 0.85 | 95.5 | 103.5 | 25 | N |  |  | N | IPP Non-CHP | 2 | X | NG | KER
Solar Photovoltaic.SUN | solar PV | TRUE | 59365 | Capital Power Corporation | 59887 | Beaufort Solar, LLC | NC | Beaufort | GEN | Solar Photovoltaic | PV |  | S | 15 |  | 15 | 15 |  | N |  |  | N | IPP Non-CHP | 2 | X | SUN
Onshore Wind Turbine.WND | onshore wind | TRUE | 64781 | CP Bloom Wind LLC | 59888 | Bloom Wind | KS | Ford | GEN | Onshore Wind Turbine | WT |  | S | 178.2 |  | 178.2 | 178.2 | 1.5 | N |  |  | N | IPP Non-CHP | 2 | X | WND
Solar Photovoltaic.SUN | solar PV | TRUE | 17650 | Southern Power Co | 59891 | Butler Solar Farm 20 | GA | Taylor | 1 | Solar Photovoltaic | PV |  | W | 22 |  | 20 | 20 |  | N |  |  | N | IPP Non-CHP | 2 | X | SUN
Solar Photovoltaic.SUN | solar PV | TRUE | 17650 | Southern Power Co | 59894 | Pawpaw Solar Plant | GA | Taylor | 1 | Solar Photovoltaic | PV |  | W | 30.5 |  | 30 | 30 |  | N |  |  | N | IPP Non-CHP | 2 | X | SUN
Solar Photovoltaic.SUN | solar PV | TRUE | 17650 | Southern Power Co | 59896 | Butler Solar Project 103 | GA | Taylor | 1 | Solar Photovoltaic | PV |  | W | 104 |  | 100 | 100 |  | N |  |  | N | IPP Non-CHP | 2 | X | SUN
Solar Photovoltaic.SUN | solar PV | TRUE | 17650 | Southern Power Co | 59897 | Taylor County Solar | GA | Taylor | 1 | Solar Photovoltaic | PV |  | W | 148 |  | 143 | 143 |  | N |  |  | N | IPP Non-CHP | 2 | X | SUN
Solar Photovoltaic.SUN | solar PV | TRUE | 59672 | SunEnergy1-Scotland Neck, LLC | 59898 | SunEnergy1-Scotland Neck, LLC | NC | Halifax | SE1SN | Solar Photovoltaic | PV |  | S | 3 |  | 3 | 3 |  | N |  |  | N | IPP Non-CHP | 2 | X | SUN
Solar Photovoltaic.SUN | solar PV | TRUE | 59673 | Choco Solar LLC | 59899 | Choco Solar, LLC | NC | Beaufort | CHOCO | Solar Photovoltaic | PV |  | S | 5 |  | 5 | 5 |  | N |  |  | N | IPP Non-CHP | 2 | X | SUN
Solar Photovoltaic.SUN | solar PV | TRUE | 56769 | Consolidated Edison Development Inc. | 59900 | Corcoran Solar 3 | CA | Kings | C3CA | Solar Photovoltaic | PV |  | S | 20 |  | 20 | 20 |  | N |  |  | N | IPP Non-CHP | 2 | X | SUN
Solar Photovoltaic.SUN | solar PV | TRUE | 59674 | Albertson Solar LLC | 59901 | Albertson Solar LLC | NC | Duplin | ALBRT | Solar Photovoltaic | PV |  | W | 5 |  | 5 | 5 |  | N |  |  | N | IPP Non-CHP | 2 | X | SUN
Onshore Wind Turbine.WND | onshore wind | TRUE | 64782 | Cardinal Point LLC | 59902 | Cardinal Point Wind | IL | McDonough | GEN | Onshore Wind Turbine | WT |  | S | 150 |  | 150 | 150 | 0 | N |  |  | N | IPP Non-CHP | 2 | X | WND
Onshore Wind Turbine.WND | onshore wind | TRUE | 64799 | Meadowlark Wind I LLC | 59903 | New Frontier Wind | ND | McHenry | GEN | Onshore Wind Turbine | WT |  | S | 100 |  | 100 | 100 | 1.5 | N |  |  | N | IPP Non-CHP | 2 | X | WND
Solar Photovoltaic.SUN | solar PV | TRUE | 19876 | Virginia Electric & Power Co | 59904 | Western Branch High School | VA | Chesapeake City | 1 | Solar Photovoltaic | PV |  | S | 1 |  | 0.4 | 0.4 |  | N |  |  | N | Electric Utility | 1 | X | SUN
Solar Photovoltaic.SUN | solar PV | TRUE | 19876 | Virginia Electric & Power Co | 59905 | Merck | VA | Rockingham | 1 | Solar Photovoltaic | PV |  | S | 2.1 |  | 0.8 |  |  | N |  |  | N | Electric Utility | 1 | X | SUN
Natural Gas Fired Combined Cycle.NG | natural gas combined cycle | TRUE | 59675 | Moxie Freedom LLC | 59906 | Moxie Freedom Generation Plant | PA | Luzerne | GEN1 | Natural Gas Fired Combined Cycle | CS |  | S | 529 | 0.9 | 490 | 525 | 200 | N |  |  | N | IPP Non-CHP | 2 | X | NG
Natural Gas Fired Combined Cycle.NG | natural gas combined cycle | TRUE | 59675 | Moxie Freedom LLC | 59906 | Moxie Freedom Generation Plant | PA | Luzerne | GEN2 | Natural Gas Fired Combined Cycle | CS |  | S | 529 | 0.9 | 490 | 525 | 200 | N |  |  | N | IPP Non-CHP | 2 | X | NG
Solar Photovoltaic.SUN | solar PV | TRUE | 61012 | AES Distributed Energy | 59908 | Mount Olive Solar | NC | Wayne | 2MWPV | Solar Photovoltaic | PV |  | S | 2 |  | 2 | 2 |  | N |  |  | N | IPP Non-CHP | 2 | X | SUN
Solar Photovoltaic.SUN | solar PV | TRUE | 59678 | KDC Solar PR1, LLC | 59910 | KDC Solar PR1, LLC | NJ | Ocean | SF | Solar Photovoltaic | PV |  | S | 17 |  | 17 | 17 |  | N |  |  | N | IPP Non-CHP | 2 | X | SUN
Solar Photovoltaic.SUN | solar PV | TRUE | 19876 | Virginia Electric & Power Co | 59911 | Philip Morris | VA | Chesterfield | 1 | Solar Photovoltaic | PV |  | S | 2 |  | 0.8 | 0.8 |  | N |  |  | N | Electric Utility | 1 | X | SUN
Solar Photovoltaic.SUN | solar PV | TRUE | 59462 | Heelstone Energy Holdings, LLC | 59912 | Freemont Solar Center LLC | NC | Lincoln | FREE | Solar Photovoltaic | PV |  | S | 5 |  | 5 | 5 |  | N |  |  | N | IPP Non-CHP | 2 | X | SUN
Natural Gas Fired Combined Cycle.NG | natural gas combined cycle | TRUE | 19876 | Virginia Electric & Power Co | 59913 | Greensville County Power Station | VA | Greensville | CT01 | Natural Gas Fired Combined Cycle | CT | GV01 | S | 369.8 | 0.85 | 324.4 | 353.8 |  | N |  |  | N | Electric Utility | 1 | X | NG
Natural Gas Fired Combined Cycle.NG | natural gas combined cycle | TRUE | 19876 | Virginia Electric & Power Co | 59913 | Greensville County Power Station | VA | Greensville | CT02 | Natural Gas Fired Combined Cycle | CT | GV01 | S | 369.8 | 0.85 | 324.4 | 353.8 |  | N |  |  | N | Electric Utility | 1 | X | NG
Natural Gas Fired Combined Cycle.NG | natural gas combined cycle | TRUE | 19876 | Virginia Electric & Power Co | 59913 | Greensville County Power Station | VA | Greensville | CT03 | Natural Gas Fired Combined Cycle | CT | GV01 | S | 369.8 | 0.85 | 324.4 | 353.8 |  | N |  |  | N | Electric Utility | 1 | X | NG
Natural Gas Fired Combined Cycle.NG | natural gas combined cycle | TRUE | 19876 | Virginia Electric & Power Co | 59913 | Greensville County Power Station | VA | Greensville | ST01 | Natural Gas Fired Combined Cycle | CA | GV01 | S | 663.9 | 0.85 | 611.8 | 648.6 |  | N |  |  | N | Electric Utility | 1 | X | NG
Solar Photovoltaic.SUN | solar PV | TRUE | 61119 | SRE Utility Solar 1, LLC | 59914 | Crestwood Solar Center LLC | NC | Granville | CREST | Solar Photovoltaic | PV |  | S | 5 |  | 5 | 5 |  | N |  |  | N | IPP Non-CHP | 2 | X | SUN
Solar Photovoltaic.SUN | solar PV | TRUE | 56769 | Consolidated Edison Development Inc. | 59915 | Oro Loma | CA | Fresno | ORCA | Solar Photovoltaic | PV |  | S | 20 |  | 20 | 20 |  | N |  |  | N | IPP Non-CHP | 2 | X | SUN
Solar Photovoltaic.SUN | solar PV | TRUE | 59139 | SunEdison LLC | 59916 | SunE- E Philadelphia Ontario | CA | San Bernardino | 12307 | Solar Photovoltaic | PV |  | W | 1 |  | 1 | 1 |  | N |  |  | N | IPP Non-CHP | 2 | X | SUN
Solar Photovoltaic.SUN | solar PV | TRUE | 61060 | Cypress Creek Renewables | 59917 | Pollocksville Solar | NC | Jones | 5MWPV | Solar Photovoltaic | PV |  | S | 5 |  | 5 | 5 |  | N |  |  | N | IPP Non-CHP | 2 | X | SUN
Solar Photovoltaic.SUN | solar PV | TRUE | 13407 | Nevada Power Co | 59919 | Nellis Solar PV II | NV | Clark | NSPV2 | Solar Photovoltaic | PV |  | S | 15 |  | 15 | 15 |  | N |  |  | N | Electric Utility | 1 | X | SUN
Solar Photovoltaic.SUN | solar PV | TRUE | 59680 | Lillington Solar LLC | 59921 | Lillington Solar | NC | Harnett | 5MWPV | Solar Photovoltaic | PV |  | S | 5 |  | 5 | 5 |  | N |  |  | N | IPP Non-CHP | 2 | X | SUN
Solar Photovoltaic.SUN | solar PV | FALSE | 59685 | JPMorgan Chase Bank | 59922 | South Campus Solar | DE | New Castle | G1789 | Solar Photovoltaic | PV |  | S | 1.3 | 0.99 | 1.3 | 1.3 |  | N |  |  | N | Commercial Non-CHP | 4 | X | SUN
Solar Photovoltaic.SUN | solar PV | FALSE | 59685 | JPMorgan Chase Bank | 59922 | South Campus Solar | DE | New Castle | GA500 | Solar Photovoltaic | PV |  | S | 0.5 |  | 0.5 | 0.5 |  | N |  |  | N | Commercial Non-CHP | 4 | X | SUN
Natural Gas Fired Combustion Turbine.NG | natural gas peaker | TRUE | 20910 | Wolverine Power Supply Coop | 59926 | Alpine Power Plant | MI | Otsego | AI1 | Natural Gas Fired Combustion Turbine | GT |  | S | 226.9 | 0.85 | 202.6 | 220 | 101 | N |  |  | N | Electric Utility | 1 | X | NG
Natural Gas Fired Combustion Turbine.NG | natural gas peaker | TRUE | 20910 | Wolverine Power Supply Coop | 59926 | Alpine Power Plant | MI | Otsego | AI2 | Natural Gas Fired Combustion Turbine | GT |  | S | 226.9 | 0.85 | 202.6 | 220 | 101 | N |  |  | N | Electric Utility | 1 | X | NG
Solar Photovoltaic.SUN | solar PV | TRUE | 58871 | Citizens Enterprises Corporation | 59927 | Hunt Road Solar | MA | Essex | PV1 | Solar Photovoltaic | PV |  | S | 4.5 |  | 4.5 | 4.5 |  | N |  |  | N | IPP Non-CHP | 2 | X | SUN
Solar Photovoltaic.SUN | solar PV | TRUE | 61060 | Cypress Creek Renewables | 59928 | Vance Solar Farm, LLC | NC | Vance | NB007 | Solar Photovoltaic | PV |  | S | 5 |  | 4.9 | 4.9 |  | N |  |  | N | IPP Non-CHP | 2 | X | SUN
Solar Photovoltaic.SUN | solar PV | TRUE | 60990 | Cline Solar, LLC | 59929 | Cline Solar Farm, LLC | NC | Burke | NB007 | Solar Photovoltaic | PV |  | S | 5 |  | 4.9 | 4.9 |  | N |  |  | N | IPP Non-CHP | 2 | X | SUN
Solar Photovoltaic.SUN | solar PV | TRUE | 61060 | Cypress Creek Renewables | 59930 | BG Stewart Solar Farm, LLC | NC | Union | NB005 | Solar Photovoltaic | PV |  | S | 5 |  | 4.9 | 4.9 |  | N |  |  | N | IPP Non-CHP | 2 | X | SUN
Other Waste Biomass.OBG | biomass | TRUE | 59688 | FCPC Renewable Generation, LLC | 59931 | FCPC Renewable Generation | WI | Milwaukee | GEN2 | Other Waste Biomass | IC |  | S | 1.1 | 0.8 | 1 | 1 | 0.3 | N |  |  | Y | IPP CHP | 3 | T | OBG
Solar Photovoltaic.SUN | solar PV | TRUE | 59695 | SunE Solar XVII Project 3, LLC | 59932 | Fiddler's Canyon 3 | UT | Iron | FID3 | Solar Photovoltaic | PV |  | S | 3 |  | 3 | 3 |  | N |  |  | N | IPP Non-CHP | 2 | X | SUN
Solar Photovoltaic.SUN | solar PV | TRUE | 64280 | Soluga Solar, LLC | 59934 | Soluga Farms IV | NC | Cumberland | SFIV | Solar Photovoltaic | PV |  | S | 3.4 |  | 3.4 | 3.4 |  | N |  |  | N | IPP Non-CHP | 2 | X | SUN
Solar Photovoltaic.SUN | solar PV | TRUE | 61060 | Cypress Creek Renewables | 59936 | Meadowbrook Solar Farm | NC | Rowan | NB008 | Solar Photovoltaic | PV |  | S | 5 |  | 4.9 | 4.9 |  | N |  |  | N | IPP Non-CHP | 2 | X | SUN
Solar Photovoltaic.SUN | solar PV | TRUE | 61060 | Cypress Creek Renewables | 59937 | Coats Solar Farm, LLC | NC | Harnett | NB006 | Solar Photovoltaic | PV |  | S | 5 |  | 4.9 | 4.9 |  | N |  |  | N | IPP Non-CHP | 2 | X | SUN
Natural Gas Internal Combustion Engine.NG | natural gas peaker | TRUE | 59698 | Sky Global Power One Pledgor, LLC | 59938 | Sky Global Power One | TX | Colorado | UNIT1 | Natural Gas Internal Combustion Engine | IC |  | S | 8.5 | 0.9 | 8.3 | 8.4 | 4.3 | N |  |  | N | IPP Non-CHP | 2 | X | NG
Natural Gas Internal Combustion Engine.NG | natural gas peaker | TRUE | 59698 | Sky Global Power One Pledgor, LLC | 59938 | Sky Global Power One | TX | Colorado | UNIT2 | Natural Gas Internal Combustion Engine | IC |  | S | 8.5 | 0.9 | 8.3 | 8.4 | 4.3 | N |  |  | N | IPP Non-CHP | 2 | X | NG
Natural Gas Internal Combustion Engine.NG | natural gas peaker | TRUE | 59698 | Sky Global Power One Pledgor, LLC | 59938 | Sky Global Power One | TX | Colorado | UNIT3 | Natural Gas Internal Combustion Engine | IC |  | S | 8.5 | 0.9 | 8.3 | 8.4 | 4.3 | N |  |  | N | IPP Non-CHP | 2 | X | NG
Natural Gas Internal Combustion Engine.NG | natural gas peaker | TRUE | 59698 | Sky Global Power One Pledgor, LLC | 59938 | Sky Global Power One | TX | Colorado | UNIT4 | Natural Gas Internal Combustion Engine | IC |  | S | 8.5 | 0.9 | 8.3 | 8.4 | 4.3 | N |  |  | N | IPP Non-CHP | 2 | X | NG
Natural Gas Internal Combustion Engine.NG | natural gas peaker | TRUE | 59698 | Sky Global Power One Pledgor, LLC | 59938 | Sky Global Power One | TX | Colorado | UNIT5 | Natural Gas Internal Combustion Engine | IC |  | S | 8.5 | 0.9 | 8.3 | 8.4 | 4.3 | N |  |  | N | IPP Non-CHP | 2 | X | NG
Natural Gas Internal Combustion Engine.NG | natural gas peaker | TRUE | 59698 | Sky Global Power One Pledgor, LLC | 59938 | Sky Global Power One | TX | Colorado | UNIT6 | Natural Gas Internal Combustion Engine | IC |  | S | 8.5 | 0.9 | 8.3 | 8.4 | 4.3 | N |  |  | N | IPP Non-CHP | 2 | X | NG
Batteries.MWH | battery storage | 0 | 17650 | Southern Power Co | 59939 | RE Tranquillity | CA | Fresno | BESS1 | Batteries | BA |  | W | 37 |  | 37 | 37 | 0.1 | N |  |  | N | IPP Non-CHP | 2 | X | MWH
Batteries.MWH | battery storage | 0 | 17650 | Southern Power Co | 59939 | RE Tranquillity | CA | Fresno | BESS2 | Batteries | BA |  | W | 35 |  | 35 | 35 |  | N |  |  | N | IPP Non-CHP | 2 | X | MWH
Solar Photovoltaic.SUN | solar PV | TRUE | 17650 | Southern Power Co | 59939 | RE Tranquillity | CA | Fresno | TQ | Solar Photovoltaic | PV |  | W | 205.3 |  | 200 | 200 |  | N |  |  | N | IPP Non-CHP | 2 | X | SUN
Solar Photovoltaic.SUN | solar PV | TRUE | 56769 | Consolidated Edison Development Inc. | 59940 | Great Valley Solar Portfolio Holdings, LLC | CA | Fresno | GVS2 | Solar Photovoltaic | PV |  | S | 60 |  | 60 | 60 |  | N |  |  | N | IPP Non-CHP | 2 | X | SUN
Solar Photovoltaic.SUN | solar PV | TRUE | 56769 | Consolidated Edison Development Inc. | 59940 | Great Valley Solar Portfolio Holdings, LLC | CA | Fresno | GVS3 | Solar Photovoltaic | PV |  | S | 20 |  | 20 | 20 |  | N |  |  | N | IPP Non-CHP | 2 | X | SUN
Solar Photovoltaic.SUN | solar PV | TRUE | 56769 | Consolidated Edison Development Inc. | 59940 | Great Valley Solar Portfolio Holdings, LLC | CA | Fresno | GVS4 | Solar Photovoltaic | PV |  | S | 20 |  | 20 | 20 |  | N |  |  | N | IPP Non-CHP | 2 | X | SUN
Solar Photovoltaic.SUN | solar PV | TRUE | 56769 | Consolidated Edison Development Inc. | 59940 | Great Valley Solar Portfolio Holdings, LLC | CA | Fresno | TQ8 | Solar Photovoltaic | PV |  | S | 102.5 |  | 102.5 | 102.5 |  | N |  |  | N | IPP Non-CHP | 2 | X | SUN
Solar Photovoltaic.SUN | solar PV | TRUE | 64629 | Clearway Renewable Operation & Maintenance LLC | 59941 | Iron Springs Solar, LLC | UT | Iron | ISS | Solar Photovoltaic | PV |  | W | 80 |  | 80 | 80 |  | N |  |  | N | IPP Non-CHP | 2 | X | SUN
Solar Photovoltaic.SUN | solar PV | TRUE | 63249 | Terraform Arcadia | 59942 | Morgan Lancaster 1 | CA | Los Angeles | ML1 | Solar Photovoltaic | PV |  | S | 1.5 |  | 1.5 | 1.5 |  | N |  |  | N | IPP Non-CHP | 2 | X | SUN
Onshore Wind Turbine.WND | onshore wind | TRUE | 59139 | SunEdison LLC | 59943 | Rattlesnake Den | TX | Glasscock | 1 | Onshore Wind Turbine | WT |  | S | 207.2 |  | 207.2 | 207.2 | 0 | N |  |  | N | IPP Non-CHP | 2 | X | WND
Solar Photovoltaic.SUN | solar PV | TRUE | 65411 | Duke Energy Renewables Services | 59944 | Conetoe II Solar, LLC | NC | Edgecombe | CONE1 | Solar Photovoltaic | PV |  | W | 80 |  | 80 | 80 |  | N |  |  | N | IPP Non-CHP | 2 | X | SUN
Solar Photovoltaic.SUN | solar PV | TRUE | 64629 | Clearway Renewable Operation & Maintenance LLC | 59945 | Granite Mountain Solar West, LLC | UT | Iron | GMSW | Solar Photovoltaic | PV |  | W | 50.4 |  | 50.4 | 50.4 |  | N |  |  | N | IPP Non-CHP | 2 | X | SUN
Solar Photovoltaic.SUN | solar PV | TRUE | 64629 | Clearway Renewable Operation & Maintenance LLC | 59946 | Granite Mountain Solar East, LLC | UT | Iron | GMSE | Solar Photovoltaic | PV |  | W | 80 |  | 80 | 80 |  | N |  |  | N | IPP Non-CHP | 2 | X | SUN
Solar Photovoltaic.SUN | solar PV | TRUE | 59710 | SR Camden, LLC | 59947 | SR Camden | AR | Calhoun | AERO | Solar Photovoltaic | PV |  | S | 12 |  | 12 | 12 |  | N |  |  | N | IPP Non-CHP | 2 | X | SUN
Solar Photovoltaic.SUN | solar PV | TRUE | 59711 | Bakersfield 111 LLC | 59948 | Bakersfield 111 | CA | Kern | BF111 | Solar Photovoltaic | PV |  | S | 1.4 |  | 1.4 | 1.4 |  | N |  |  | N | IPP Non-CHP | 2 | X | SUN
Batteries.MWH | battery storage | 0 | 59712 | AES Tait LLC | 59949 | AES Warrior Run Energy Storage Project | MD | Allegany | BESS1 | Batteries | BA |  | S | 11 |  | 5 | 5 | 0 | N |  |  | N | IPP Non-CHP | 2 | X | MWH
Solar Photovoltaic.SUN | solar PV | TRUE | 63026 | Oppidum Renewables USA, LLC | 59950 | Yadkinville Solar | NC | Yadkin | YAK | Solar Photovoltaic | PV |  | S | 3.5 |  | 3.5 | 3.5 |  | N |  |  | N | IPP Non-CHP | 2 | X | SUN
Solar Photovoltaic.SUN | solar PV | TRUE | 61857 | Five Forks Solar | 59951 | Five Forks Solar | NC | Warren | 5FRK | Solar Photovoltaic | PV |  | S | 20 |  | 20 | 20 |  | N |  |  | N | IPP Non-CHP | 2 | X | SUN
Landfill Gas.LFG | natural gas peaker | TRUE | 59713 | Potrero Hills Energy Producers, LLC | 59952 | Potrero Hills Energy Producers | CA | Solano | 1 | Landfill Gas | IC |  | S | 1.6 | 0.8 | 1.6 | 1.6 | 1.1 | N |  |  | N | IPP Non-CHP | 2 | X | LFG
Landfill Gas.LFG | natural gas peaker | TRUE | 59713 | Potrero Hills Energy Producers, LLC | 59952 | Potrero Hills Energy Producers | CA | Solano | 2 | Landfill Gas | IC |  | S | 1.6 | 0.8 | 1.6 | 1.6 | 1.1 | N |  |  | N | IPP Non-CHP | 2 | X | LFG
Landfill Gas.LFG | natural gas peaker | TRUE | 59713 | Potrero Hills Energy Producers, LLC | 59952 | Potrero Hills Energy Producers | CA | Solano | 3 | Landfill Gas | IC |  | S | 1.6 | 0.8 | 1.6 | 1.6 | 1.1 | N |  |  | N | IPP Non-CHP | 2 | X | LFG
Landfill Gas.LFG | natural gas peaker | TRUE | 59713 | Potrero Hills Energy Producers, LLC | 59952 | Potrero Hills Energy Producers | CA | Solano | 4 | Landfill Gas | IC |  | S | 1.6 | 0.8 | 1.6 | 1.6 | 1.1 | N |  |  | N | IPP Non-CHP | 2 | X | LFG
Landfill Gas.LFG | natural gas peaker | TRUE | 59713 | Potrero Hills Energy Producers, LLC | 59952 | Potrero Hills Energy Producers | CA | Solano | 5 | Landfill Gas | IC |  | S | 1.6 | 0.8 | 1.6 | 1.6 | 1.1 | N |  |  | N | IPP Non-CHP | 2 | X | LFG
Onshore Wind Turbine.WND | onshore wind | TRUE | 59714 | Antrim Wind Energy LLC | 59953 | Antrim Wind | NH | Hillsborough | AWND1 | Onshore Wind Turbine | WT |  | S | 28.8 |  | 28.8 | 28.8 | 28.8 | N |  |  | N | IPP Non-CHP | 2 | X | WND
Solar Photovoltaic.SUN | solar PV | TRUE | 6455 | Duke Energy Florida, LLC | 59954 | Osceola Solar Facility | FL | Osceola | XXXXX | Solar Photovoltaic | PV |  | S | 3.8 |  | 3.8 | 3.8 |  | N |  |  | N | Electric Utility | 1 | X | SUN
Solar Photovoltaic.SUN | solar PV | TRUE | 61119 | SRE Utility Solar 1, LLC | 59955 | ESA Smithfield | NC | Johnston | GEN01 | Solar Photovoltaic | PV |  | S | 1.8 |  | 1.8 | 1.8 |  | N |  |  | N | IPP Non-CHP | 2 | X | SUN
Solar Photovoltaic.SUN | solar PV | TRUE | 61119 | SRE Utility Solar 1, LLC | 59956 | ESA Selma | NC | Johnston | GEN02 | Solar Photovoltaic | PV |  | S | 1.8 |  | 1.8 | 1.8 |  | N |  |  | N | IPP Non-CHP | 2 | X | SUN
Batteries.MWH | battery storage | 0 | 49893 | Invenergy Services LLC | 59957 | Grand Ridge Battery Projects | IL | LaSalle | GIVB | Batteries | BA |  | S | 4.5 |  | 4.5 | 4.5 | 0 | N |  |  | N | IPP Non-CHP | 2 | X | MWH
Batteries.MWH | battery storage | 0 | 49893 | Invenergy Services LLC | 59957 | Grand Ridge Battery Projects | IL | LaSalle | GRES | Batteries | BA |  | S | 31.5 |  | 31.5 | 31.5 | 0 | N |  |  | N | IPP Non-CHP | 2 | X | MWH
Solar Photovoltaic.SUN | solar PV | TRUE | 59716 | SunE DB24 LLC | 59958 | Milford 2 | UT | Beaver | MIL2 | Solar Photovoltaic | PV |  | S | 3 |  | 3 | 3 |  | N |  |  | N | IPP Non-CHP | 2 | X | SUN
Solar Photovoltaic.SUN | solar PV | TRUE | 61012 | AES Distributed Energy | 59961 | Western Antelope Blue Sky B | CA | Los Angeles | WABSB | Solar Photovoltaic | PV |  | W | 20 |  | 19 | 19 |  | N |  |  | N | IPP Non-CHP | 2 | X | SUN
Solar Photovoltaic.SUN | solar PV | TRUE | 61012 | AES Distributed Energy | 59962 | North Lancaster Ranch | CA | Los Angeles | NLR | Solar Photovoltaic | PV |  | W | 20 |  | 18 | 17 |  | N |  |  | N | IPP Non-CHP | 2 | X | SUN
Solar Photovoltaic.SUN | solar PV | TRUE | 61012 | AES Distributed Energy | 59963 | Central Antelope Dry Ranch C | CA | Los Angeles | CADRC | Solar Photovoltaic | PV |  | W | 20 |  | 17 | 16 |  | N |  |  | N | IPP Non-CHP | 2 | X | SUN
Solar Photovoltaic.SUN | solar PV | TRUE | 61012 | AES Distributed Energy | 59964 | Elevation Solar C | CA | Los Angeles | ELVSC | Solar Photovoltaic | PV |  | W | 40 |  | 39 | 37 |  | N |  |  | N | IPP Non-CHP | 2 | X | SUN
Onshore Wind Turbine.WND | onshore wind | TRUE | 61012 | AES Distributed Energy | 59965 | Latigo Wind Park | UT | San Juan | LTIGO | Onshore Wind Turbine | WT |  | S | 62.1 |  | 62.1 | 62.1 | 1.7 | N |  |  | N | IPP Non-CHP | 2 | X | WND
Solar Photovoltaic.SUN | solar PV | TRUE | 3046 | Duke Energy Progress - (NC) | 59966 | Camp Lejeune Solar and Energy Storage | NC | Onslow | PV1 | Solar Photovoltaic | PV |  | S | 12.8 |  | 12.8 | 12.8 |  | N |  |  | N | Electric Utility | 1 | X | SUN
Other Natural Gas.NG | natural gas peaker | FALSE | 59724 | Pepperidge Farm, Inc.- Bloomfield | 59967 | Pepperidge Farm Bloomfield | CT | Hartford | FCB | Other Natural Gas | FC |  | S | 1.2 |  | 0.8 | 0.8 | 0.6 | N |  |  | Y | Industrial CHP | 7 | T | NG
Other Natural Gas.NG | natural gas peaker | FALSE | 59724 | Pepperidge Farm, Inc.- Bloomfield | 59967 | Pepperidge Farm Bloomfield | CT | Hartford | FCC | Other Natural Gas | FC |  | S | 1.4 |  | 1.3 | 1.3 | 0.6 | N |  |  | N | Industrial CHP | 7 | X | NG
Onshore Wind Turbine.WND | onshore wind | TRUE | 15399 | Avangrid Renewables LLC | 59968 | Desert Wind Farm, LLC | NC | Perquimans | 1 | Onshore Wind Turbine | WT |  | S | 208 |  | 208 | 208 | 0 | N |  |  | N | IPP Non-CHP | 2 | X | WND
Onshore Wind Turbine.WND | onshore wind | TRUE | 63428 | Bearkat Wind Energy 1, LLC | 59972 | Bearkat | TX | Glasscock | BRKAT | Onshore Wind Turbine | WT |  | S | 196.7 |  | 196.7 | 196.7 | 0 | N |  |  | N | IPP Non-CHP | 2 | X | WND
Solar Photovoltaic.SUN | solar PV | TRUE | 60054 | Duke Energy Florida Solar Solutions | 59973 | Walt Disney World Solar Facility | FL | Orange | WDS1 | Solar Photovoltaic | PV |  | S | 4.9 |  | 4.9 | 4.9 |  | N |  |  | N | IPP Non-CHP | 2 | X | SUN
Onshore Wind Turbine.WND | onshore wind | TRUE | 59729 | Golden West Power Partners, LLC | 59974 | Golden West Power Partners LLC | CO | El Paso | GW1 | Onshore Wind Turbine | WT |  | S | 250 |  | 250 | 250 | 0 | N |  |  | N | IPP Non-CHP | 2 | X | WND
Onshore Wind Turbine.WND | onshore wind | TRUE | 59730 | Carousel Wind Farm, LLC | 59975 | Carousel Wind Farm LLC | CO | Kit Carson | CW1 | Onshore Wind Turbine | WT |  | S | 150 |  | 150 | 150 | 0 | N |  |  | N | IPP Non-CHP | 2 | X | WND
Solar Photovoltaic.SUN | solar PV | TRUE | 59727 | RE Astoria LLC | 59976 | RE Astoria | CA | Kern | ASTR1 | Solar Photovoltaic | PV |  | S | 100 |  | 100 | 100 |  | N |  |  | N | IPP Non-CHP | 2 | X | SUN
Solar Photovoltaic.SUN | solar PV | TRUE | 59728 | RE Astoria 2 LLC | 59977 | RE Astoria 2 | CA | Kern | ASTR2 | Solar Photovoltaic | PV |  | S | 75 |  | 75 | 75 |  | N |  |  | N | IPP Non-CHP | 2 | X | SUN
Solar Photovoltaic.SUN | solar PV | TRUE | 60496 | Adapture Renewables, Inc. | 59978 | Adapture CA2, LLC | CA | Glenn | ECA22 | Solar Photovoltaic | PV |  | S | 1.5 |  | 1.5 | 1.5 |  | N |  |  | N | IPP Non-CHP | 2 | X | SUN
Solar Photovoltaic.SUN | solar PV | TRUE | 59736 | Columbia Solar Energy LLC | 59979 | Columbia Solar Energy, LLC | CA | Contra Costa | GEN1 | Solar Photovoltaic | PV |  | S | 19.2 |  | 19.2 | 19.2 |  | N |  |  | N | IPP Non-CHP | 2 | X | SUN
Solar Photovoltaic.SUN | solar PV | TRUE | 61227 | Nautilus Solar Solutions | 59980 | Mashpee Landfill Solar | MA | Barnstable | MASH | Solar Photovoltaic | PV |  | S | 1.5 |  | 1.5 | 1.5 |  | N |  |  | N | IPP Non-CHP | 2 | X | SUN
Solar Photovoltaic.SUN | solar PV | TRUE | 9267 | Hoosier Energy R E C, Inc | 59981 | New Castle Solar RES | IN | Henry | PV1 | Solar Photovoltaic | PV |  | S | 1.1 |  | 1.1 | 1.1 |  | N |  |  | N | Electric Utility | 1 | X | SUN
Solar Photovoltaic.SUN | solar PV | TRUE | 9267 | Hoosier Energy R E C, Inc | 59982 | Scotland Solar RES | IN | Greene | PV1 | Solar Photovoltaic | PV |  | S | 1.1 |  | 1.1 | 1.1 |  | N |  |  | N | Electric Utility | 1 | X | SUN
Solar Photovoltaic.SUN | solar PV | TRUE | 9267 | Hoosier Energy R E C, Inc | 59983 | New Haven Solar RES | IN | Spencer | PV1 | Solar Photovoltaic | PV |  | S | 1.1 |  | 1.1 | 1.1 |  | N |  |  | N | Electric Utility | 1 | X | SUN
Solar Photovoltaic.SUN | solar PV | TRUE | 9267 | Hoosier Energy R E C, Inc | 59984 | Lanesville Solar RES | IN | Harrison | PV1 | Solar Photovoltaic | PV |  | S | 1.1 |  | 1.1 | 1.1 |  | N |  |  | N | Electric Utility | 1 | X | SUN
Solar Photovoltaic.SUN | solar PV | TRUE | 9267 | Hoosier Energy R E C, Inc | 59985 | Ellettsville Solar RES | IN | Monroe | PV1 | Solar Photovoltaic | PV |  | S | 1.1 |  | 1.1 | 1.1 |  | N |  |  | N | Electric Utility | 1 | X | SUN
Solar Photovoltaic.SUN | solar PV | TRUE | 9267 | Hoosier Energy R E C, Inc | 59986 | Henryville Solar RES | IN | Clark | PV1 | Solar Photovoltaic | PV |  | S | 1.1 |  | 1.1 | 1.1 |  | N |  |  | N | Electric Utility | 1 | X | SUN
Solar Photovoltaic.SUN | solar PV | TRUE | 9267 | Hoosier Energy R E C, Inc | 59987 | Spring Mill Solar RES | IN | Lawrence | PV1 | Solar Photovoltaic | PV |  | S | 1.1 |  | 1.1 | 1.1 |  | N |  |  | N | Electric Utility | 1 | X | SUN
Solar Photovoltaic.SUN | solar PV | TRUE | 9267 | Hoosier Energy R E C, Inc | 59988 | Decatur Co. Solar RES (IN) | IN | Decatur | PV1 | Solar Photovoltaic | PV |  | S | 1.1 |  | 1.1 | 1.1 |  | N |  |  | N | Electric Utility | 1 | X | SUN
Solar Photovoltaic.SUN | solar PV | TRUE | 9267 | Hoosier Energy R E C, Inc | 59989 | Jackson Co. Solar RES | IN | Jackson | PV1 | Solar Photovoltaic | PV |  | S | 1.1 |  | 1.1 | 1.1 |  | N |  |  | N | Electric Utility | 1 | X | SUN
Solar Photovoltaic.SUN | solar PV | TRUE | 9267 | Hoosier Energy R E C, Inc | 59990 | Johnson Co. Solar RES | IN | Johnson | PV1 | Solar Photovoltaic | PV |  | S | 1.1 |  | 1.1 | 1.1 |  | N |  |  | N | Electric Utility | 1 | X | SUN
Solar Photovoltaic.SUN | solar PV | TRUE | 6452 | Florida Power & Light Co | 59993 | Babcock Solar Energy Center Hybrid | FL | Charlotte | 1 | Solar Photovoltaic | PV |  | S | 74.5 |  | 74.5 | 74.5 |  | N |  |  | N | Electric Utility | 1 | X | SUN
Batteries.MWH | battery storage | 0 | 6452 | Florida Power & Light Co | 59993 | Babcock Solar Energy Center Hybrid | FL | Charlotte | BA | Batteries | BA |  | S | 10 |  | 10 | 10 | 0.5 | N |  |  | N | Electric Utility | 1 | X | MWH
Solar Photovoltaic.SUN | solar PV | TRUE | 17650 | Southern Power Co | 59994 | RE Roserock | TX | Pecos | ROSEK | Solar Photovoltaic | PV |  | W | 160 |  | 157.5 | 157.5 |  | N |  |  | N | IPP Non-CHP | 2 | X | SUN
Solar Photovoltaic.SUN | solar PV | TRUE | 58970 | Ecoplexus, Inc | 59996 | Boykin PV1 | NC | Cumberland | BOYK1 | Solar Photovoltaic | PV |  | W | 16 |  | 16 | 16 |  | N |  |  | N | IPP Non-CHP | 2 | X | SUN
Solar Photovoltaic.SUN | solar PV | TRUE | 61298 | Pine Gate Renewables | 59997 | High Shoals PV1 | NC | Gaston | HISHO | Solar Photovoltaic | PV |  | W | 16 |  | 16 | 16 |  | N |  |  | N | IPP Non-CHP | 2 | X | SUN
Solar Photovoltaic.SUN | solar PV | TRUE | 58970 | Ecoplexus, Inc | 59999 | Ouchchy PV1 | NC | Orange | OUCH1 | Solar Photovoltaic | PV |  | W | 3 |  | 3 | 3 |  | N |  |  | N | IPP Non-CHP | 2 | X | SUN
Solar Photovoltaic.SUN | solar PV | TRUE | 60507 | Fresh Air Energy XXXV, LLC | 60000 | Turkey Creek PV1 | NC | Northampton | TRKCK | Solar Photovoltaic | PV |  | S | 13.5 |  | 13.5 | 13.5 |  | N |  |  | N | IPP Non-CHP | 2 | X | SUN
Solar Photovoltaic.SUN | solar PV | TRUE | 58970 | Ecoplexus, Inc | 60001 | Vaughn Creek PV1 | NC | Hertford | VNCRK | Solar Photovoltaic | PV |  | W | 20 |  | 20 | 20 |  | N |  |  | N | IPP Non-CHP | 2 | X | SUN
Solar Photovoltaic.SUN | solar PV | TRUE | 60790 | Clarkstown Solar LLC | 60004 | Clarkstown Landfill Solar Facility | NY | Rockland | INV#1 | Solar Photovoltaic | PV |  | S | 1 |  | 1 | 1 |  | N |  |  | N | IPP Non-CHP | 2 | X | SUN
Solar Photovoltaic.SUN | solar PV | TRUE | 60790 | Clarkstown Solar LLC | 60004 | Clarkstown Landfill Solar Facility | NY | Rockland | INV#2 | Solar Photovoltaic | PV |  | S | 1 |  | 1 | 1 |  | N |  |  | N | IPP Non-CHP | 2 | X | SUN
Solar Photovoltaic.SUN | solar PV | TRUE | 6452 | Florida Power & Light Co | 60005 | Daytona International Speedway Solar | FL | Volusia | 1 | Solar Photovoltaic | PV |  | S | 1.6 |  | 0.8 | 0.8 |  | N |  |  | N | Electric Utility | 1 | X | SUN
Solar Photovoltaic.SUN | solar PV | TRUE | 6452 | Florida Power & Light Co | 60006 | FIU Solar | FL | Miami Dade | 1 | Solar Photovoltaic | PV |  | S | 1.6 |  | 0.8 | 0.8 |  | N |  |  | N | Electric Utility | 1 | X | SUN
Solar Photovoltaic.SUN | solar PV | TRUE | 17650 | Southern Power Co | 60007 | Morelos del Sol | CA | Kern | MORLS | Solar Photovoltaic | PV |  | W | 15 |  | 15 | 15 |  | N |  |  | N | IPP Non-CHP | 2 | X | SUN
Solar Photovoltaic.SUN | solar PV | TRUE | 59744 | Solar Star Colorado III, LLC | 60008 | Hooper Solar | CO | Alamosa | SCCO3 | Solar Photovoltaic | PV |  | S | 52 |  | 52 | 52 | 0 | N |  |  | N | IPP Non-CHP | 2 | X | SUN
Solar Photovoltaic.SUN | solar PV | TRUE | 59755 | Murphy Flat Power, LLC | 60009 | Murphy Flat Solar | ID | Owyhee | IPMF | Solar Photovoltaic | PV |  | S | 20 |  | 20 | 20 |  | N |  |  | N | IPP Non-CHP | 2 | X | SUN
Solar Photovoltaic.SUN | solar PV | TRUE | 59756 | Orchard Ranch Solar, LLC | 60010 | Orchard Ranch Solar | ID | Ada | IPOR | Solar Photovoltaic | PV |  | S | 20 |  | 20 | 20 |  | N |  |  | N | IPP Non-CHP | 2 | X | SUN
Solar Photovoltaic.SUN | solar PV | TRUE | 59757 | American Falls Solar LLC | 60011 | American Falls Solar | ID | Power | IPAF | Solar Photovoltaic | PV |  | S | 20 |  | 20 | 20 |  | N |  |  | N | IPP Non-CHP | 2 | X | SUN
Solar Photovoltaic.SUN | solar PV | TRUE | 59758 | American Falls Solar II, LLC | 60012 | American Falls Solar II | ID | Power | IPAF2 | Solar Photovoltaic | PV |  | S | 20 |  | 20 | 20 |  | N |  |  | N | IPP Non-CHP | 2 | X | SUN
Onshore Wind Turbine.WND | onshore wind | TRUE | 17650 | Southern Power Co | 60013 | Grant Wind, LLC | OK | Grant | GRANT | Onshore Wind Turbine | WT |  | W | 151.8 |  | 150 | 150 | 2.3 | N |  |  | N | IPP Non-CHP | 2 | X | WND
Solar Photovoltaic.SUN | solar PV | TRUE | 6452 | Florida Power & Light Co | 60014 | Manatee Solar Energy Center | FL | Manatee | 1 | Solar Photovoltaic | PV |  | S | 74.5 |  | 74.5 | 74.5 |  | N |  |  | N | Electric Utility | 1 | X | SUN
Batteries.MWH | battery storage | 0 | 6452 | Florida Power & Light Co | 60014 | Manatee Solar Energy Center | FL | Manatee | BMS | Batteries | BA |  | S | 409 |  | 409 | 409 | 0 | N |  |  | N | Electric Utility | 1 | X | MWH
Onshore Wind Turbine.WND | onshore wind | FALSE | 59760 | Findlay Wind Farm | 60015 | Findlay Wind Farm | OH | Hancock | WNDW1 | Onshore Wind Turbine | WT |  | J | 3 |  | 3 | 3 | 3 | N |  |  | N | Industrial Non-CHP | 6 | X | WND
Batteries.MWH | battery storage | 0 | 17470 | PUD 1 of Snohomish County | 60016 | MESA 1 | WA | Snohomish | A | Batteries | BA |  | S | 1 |  | 1 | 1 | 0 | N |  |  | N | Electric Utility | 1 | X | MWH
Batteries.MWH | battery storage | 0 | 17470 | PUD 1 of Snohomish County | 60016 | MESA 1 | WA | Snohomish | B | Batteries | BA |  | S | 1 |  | 1 | 1 | 0 | N |  |  | N | Electric Utility | 1 | X | MWH
Solar Photovoltaic.SUN | solar PV | TRUE | 5109 | DTE Electric Company | 60017 | Domino Farms Solar | MI | Washtenaw | 1 | Solar Photovoltaic | PV |  | S | 1 |  | 1 | 1 |  | N |  |  | N | Electric Utility | 1 | X | SUN
Solar Photovoltaic.SUN | solar PV | TRUE | 5109 | DTE Electric Company | 60018 | Ford World Headquarters | MI | Wayne | 1 | Solar Photovoltaic | PV |  | S | 1 |  | 1 | 1 |  | N |  |  | N | Electric Utility | 1 | X | SUN
Solar Photovoltaic.SUN | solar PV | TRUE | 5109 | DTE Electric Company | 60019 | Greenwood Solar Farm | MI | St Clair | 1 | Solar Photovoltaic | PV |  | S | 1.4 |  | 1.4 | 1.4 |  | N |  |  | N | Electric Utility | 1 | X | SUN
Solar Photovoltaic.SUN | solar PV | TRUE | 63621 | CVI CleanCapital Solar 6 | 60022 | Oxford | MA | Worcester | OXFRD | Solar Photovoltaic | PV |  | S | 2.8 |  | 2.8 | 2.8 |  | N |  |  | N | IPP Non-CHP | 2 | X | SUN
Solar Photovoltaic.SUN | solar PV | TRUE | 59766 | SR Jenkins, LLC | 60023 | SR Jenkins Ft Lupton | CO | Weld | FTLUP | Solar Photovoltaic | PV |  | S | 13 |  | 13 | 13 |  | N |  |  | N | IPP Non-CHP | 2 | X | SUN
Solar Photovoltaic.SUN | solar PV | TRUE | 59764 | Waipio PV, LLC | 60024 | Waipio Solar | HI | Honolulu | WPO | Solar Photovoltaic | PV |  | S | 45.9 |  | 45.9 | 45.9 |  | N |  |  | N | IPP Non-CHP | 2 | X | SUN
Natural Gas Fired Combustion Turbine.NG | natural gas peaker | TRUE | 59765 | Eight Flags Energy LLC | 60025 | Eight Flags Energy | FL | Nassau | 01 | Natural Gas Fired Combustion Turbine | GT |  | S | 21.6 | 0.8 | 21.4 | 21.4 | 1 | N |  |  | Y | IPP CHP | 3 | T | NG
Solar Photovoltaic.SUN | solar PV | TRUE | 63249 | Terraform Arcadia | 60026 | Little Rock Pham Solar | CA | Los Angeles | PV1 | Solar Photovoltaic | PV |  | S | 3 |  | 3 | 3 |  | N |  |  | N | IPP Non-CHP | 2 | X | SUN
Solar Photovoltaic.SUN | solar PV | TRUE | 61012 | AES Distributed Energy | 60027 | Adera Solar | CA | Madera | ADERA | Solar Photovoltaic | PV |  | S | 20 |  | 19 | 19 |  | N |  |  | N | IPP Non-CHP | 2 | X | SUN
Solar Photovoltaic.SUN | solar PV | TRUE | 57365 | Consolidated Edison Solutions Inc. | 60029 | CES VMT Solar | MD | Washington | VMMD | Solar Photovoltaic | PV |  | S | 1.1 |  | 1.1 | 1.1 |  | N |  |  | N | IPP Non-CHP | 2 | X | SUN
Solar Photovoltaic.SUN | solar PV | TRUE | 58468 | Dominion Renewable Energy | 60030 | Pecan Solar | NC | Northampton | PECAN | Solar Photovoltaic | PV |  | S | 74.9 |  | 74.9 | 74.9 |  | N |  |  | N | IPP Non-CHP | 2 | X | SUN
Solar Photovoltaic.SUN | solar PV | TRUE | 59773 | SunE Solar XVI Lessor, LLC | 60032 | SunE Rochester | CA | San Bernardino | RCHTR | Solar Photovoltaic | PV |  | S | 1 |  | 1 | 1 |  | N |  |  | N | IPP Non-CHP | 2 | X | SUN
Solar Photovoltaic.SUN | solar PV | TRUE | 61423 | California Flats Solar 130, LLC | 60033 | CA Flats Solar 130, LLC | CA | San Luis Obispo | GEN01 | Solar Photovoltaic | PV |  | S | 130 |  | 130 | 130 | 0 | N |  |  | N | IPP Non-CHP | 2 | X | SUN
Solar Photovoltaic.SUN | solar PV | TRUE | 61230 | Arevon Energy, Inc. | 60034 | CA Flats Solar 150, LLC | CA | San Luis Obispo | GEN01 | Solar Photovoltaic | PV |  | S | 150 |  | 150 | 150 |  | N |  |  | N | IPP Non-CHP | 2 | X | SUN
Solar Photovoltaic.SUN | solar PV | TRUE | 59775 | Solar Star California XXXI, LLC | 60035 | Tequesquite Landfill Solar PV Project | CA | Riverside | RPU1 | Solar Photovoltaic | PV |  | W | 7.3 |  | 7.3 | 7.3 | 0 | N |  |  | N | IPP Non-CHP | 2 | X | SUN
Solar Photovoltaic.SUN | solar PV | TRUE | 58491 | Luminace Solar Holding, LLC | 60036 | CCBC-Catonsville | MD | Howard | PV1 | Solar Photovoltaic | PV |  | S | 1.6 |  | 1.6 | 1.6 |  | N |  |  | N | IPP Non-CHP | 2 | X | SUN
Solar Photovoltaic.SUN | solar PV | TRUE | 58491 | Luminace Solar Holding, LLC | 60038 | Owens Corning Headquarters | OH | Lucas | PV1 | Solar Photovoltaic | PV |  | S | 2.1 |  | 2.1 | 2.1 |  | N |  |  | N | IPP Non-CHP | 2 | X | SUN
Solar Photovoltaic.SUN | solar PV | TRUE | 59776 | Frontier Solar, LLC | 60039 | Frontier Solar LLC | CA | Stanislaus | FTRS | Solar Photovoltaic | PV |  | S | 20 |  | 20 | 18 |  | N |  |  | N | IPP Non-CHP | 2 | X | SUN
Other Natural Gas.NG | natural gas peaker | TRUE | 19497 | United Illuminating Co | 60040 | UI RCP New Haven Fuel Cell | CT | New Haven | NHFC | Other Natural Gas | FC |  | S | 2.8 |  | 2.5 | 2.5 | 2.5 | N |  |  | N | Electric Utility | 1 | X | NG
Solar Photovoltaic.SUN | solar PV | TRUE | 61112 | Cuyama Solar, LLC | 60043 | Cuyama Solar, LLC | CA | Santa Barbara | GEN01 | Solar Photovoltaic | PV |  | S | 40 |  | 40 | 40 |  | N |  |  | N | IPP Non-CHP | 2 | X | SUN
Solar Photovoltaic.SUN | solar PV | TRUE | 59777 | Buckthorn Westex, LLC | 60044 | Buckthorn Westex | TX | Pecos | BKTH1 | Solar Photovoltaic | PV |  | S | 154 |  | 154 | 154 |  | N |  |  | N | IPP Non-CHP | 2 | X | SUN
Solar Photovoltaic.SUN | solar PV | TRUE | 65411 | Duke Energy Renewables Services | 60045 | Shoreham Solar Commons | NY | Suffolk | GEN1 | Solar Photovoltaic | PV |  | W | 24.9 |  | 24.9 | 24.9 |  | N |  |  | N | IPP Non-CHP | 2 | X | SUN
Solar Photovoltaic.SUN | solar PV | TRUE | 58135 | Ecos Energy LLC | 60046 | Portage Solar | IN | Porter | PV7 | Solar Photovoltaic | PV |  | S | 1.5 |  | 1.5 | 1.5 |  | N |  |  | N | IPP Non-CHP | 2 | X | SUN
Solar Photovoltaic.SUN | solar PV | TRUE | 58135 | Ecos Energy LLC | 60047 | Middlebury Solar | IN | Elkhart | PV6 | Solar Photovoltaic | PV |  | S | 1.5 |  | 1.5 | 1.5 |  | N |  |  | N | IPP Non-CHP | 2 | X | SUN
Solar Photovoltaic.SUN | solar PV | TRUE | 61060 | Cypress Creek Renewables | 60048 | TWE Chocowinity Solar, LLC | NC | Beaufort | FLS1 | Solar Photovoltaic | PV |  | S | 4.5 |  | 4.5 | 4.5 |  | N |  |  | N | IPP Non-CHP | 2 | X | SUN
Onshore Wind Turbine.WND | onshore wind | TRUE | 59780 | Golden Hills Wind, LLC | 60049 | Golden Hills Wind | CA | Alameda | GE | Onshore Wind Turbine | WT |  | S | 85.9 |  | 85.9 | 85.9 | 0.5 | N |  |  | N | IPP Non-CHP | 2 | X | WND
Solar Photovoltaic.SUN | solar PV | TRUE | 61060 | Cypress Creek Renewables | 60050 | Innovative Solar 10 | NC | Haywood | FLS1 | Solar Photovoltaic | PV |  | S | 1.5 |  | 1.5 | 1.5 |  | N |  |  | N | IPP Non-CHP | 2 | X | SUN
Solar Photovoltaic.SUN | solar PV | TRUE | 61060 | Cypress Creek Renewables | 60051 | Innovative Solar 18, LLC | NC | Rutherford | FLS1 | Solar Photovoltaic | PV |  | S | 1.9 |  | 1.9 | 1.9 |  | N |  |  | N | IPP Non-CHP | 2 | X | SUN
Solar Photovoltaic.SUN | solar PV | TRUE | 61060 | Cypress Creek Renewables | 60052 | Innovative Solar 26, LLC | NC | Burke | FLS1 | Solar Photovoltaic | PV |  | S | 1.9 |  | 1.9 | 1.9 |  | N |  |  | N | IPP Non-CHP | 2 | X | SUN
Solar Photovoltaic.SUN | solar PV | TRUE | 61060 | Cypress Creek Renewables | 60053 | Innovative Solar 63, LLC | NC | Greene | FLS1 | Solar Photovoltaic | PV |  | S | 4.9 |  | 4.9 | 4.9 |  | N |  |  | N | IPP Non-CHP | 2 | X | SUN
Other Natural Gas.NG | natural gas peaker | TRUE | 19497 | United Illuminating Co | 60054 | UI RCP Bridgeport Seaside | CT | Fairfield | BPFC | Other Natural Gas | FC |  | S | 2.8 |  | 2.5 | 2.5 | 2.3 | N |  |  | N | Electric Utility | 1 | X | NG
Solar Photovoltaic.SUN | solar PV | TRUE | 19497 | United Illuminating Co | 60054 | UI RCP Bridgeport Seaside | CT | Fairfield | BPPV | Solar Photovoltaic | PV |  | S | 2.2 |  | 2.2 | 2.2 |  | N |  |  | N | Electric Utility | 1 | X | SUN
Solar Photovoltaic.SUN | solar PV | TRUE | 61060 | Cypress Creek Renewables | 60055 | Innovative Solar 16 | NC | Henderson | FLS1 | Solar Photovoltaic | PV |  | S | 2 |  | 2 | 2 |  | N |  |  | N | IPP Non-CHP | 2 | X | SUN
Solar Photovoltaic.SUN | solar PV | TRUE | 59785 | Syncarpha Palmer, LLC | 60056 | Syncarpha Palmer, LLC | MA | Hampden | SYNPA | Solar Photovoltaic | PV |  | S | 4.8 |  | 4.8 | 4.8 |  | N |  |  | N | IPP Non-CHP | 2 | X | SUN
Solar Photovoltaic.SUN | solar PV | TRUE | 59788 | Steel Bridge Solar. LLC | 60057 | Steel Bridge Solar, LLC | OR | Polk | STEEL | Solar Photovoltaic | PV |  | S | 2.3 |  | 2.3 | 2.3 |  | N |  |  | N | IPP Non-CHP | 2 | X | SUN
Solar Photovoltaic.SUN | solar PV | TRUE | 59790 | River Bend Solar, LLC | 60058 | River Bend Solar, LLC | AL | Lauderdale | RVRBN | Solar Photovoltaic | PV |  | S | 75 |  | 75 | 75 |  | N |  |  | N | IPP Non-CHP | 2 | X | SUN
Onshore Wind Turbine.WND | onshore wind | TRUE | 65411 | Duke Energy Renewables Services | 60059 | Los Vientos V Wind Power | TX | Starr | 1 | Onshore Wind Turbine | WT |  | W | 110 |  | 110 | 110 | 0.1 | N |  |  | N | IPP Non-CHP | 2 | X | WND
Solar Photovoltaic.SUN | solar PV | TRUE | 59791 | Lindberg Field Solar I LLC | 60060 | Lindberg FIeld Solar | CA | San Diego | SDIA2 | Solar Photovoltaic | PV |  | S | 1.8 |  | 1.7 | 1.7 |  | N |  |  | N | IPP Non-CHP | 2 | X | SUN
Solar Photovoltaic.SUN | solar PV | TRUE | 59791 | Lindberg Field Solar I LLC | 60060 | Lindberg FIeld Solar | CA | San Diego | SDIAA | Solar Photovoltaic | PV |  | S | 0.6 |  | 0.5 | 0.5 |  | N |  |  | N | IPP Non-CHP | 2 | X | SUN
Solar Photovoltaic.SUN | solar PV | TRUE | 59791 | Lindberg Field Solar I LLC | 60060 | Lindberg FIeld Solar | CA | San Diego | SDIAB | Solar Photovoltaic | PV |  | S | 0.5 |  | 0.5 | 0.5 |  | N |  |  | N | IPP Non-CHP | 2 | X | SUN
Solar Photovoltaic.SUN | solar PV | TRUE | 6452 | Florida Power & Light Co | 60061 | Citrus Solar Energy Center Hybrid | FL | DeSoto | 1 | Solar Photovoltaic | PV |  | S | 74.5 |  | 74.5 | 74.5 |  | N |  |  | N | Electric Utility | 1 | X | SUN
Batteries.MWH | battery storage | 0 | 6452 | Florida Power & Light Co | 60061 | Citrus Solar Energy Center Hybrid | FL | DeSoto | BA | Batteries | BA |  | S | 4 |  | 4 | 4 | 0.5 | N |  |  | N | Electric Utility | 1 | X | MWH
Solar Photovoltaic.SUN | solar PV | TRUE | 59789 | Avalon Solar Partners II, LLC | 60062 | Avalon Solar II | AZ | Pima | ASII | Solar Photovoltaic | PV |  | J | 16 |  | 16 | 15 |  | N |  |  | N | IPP Non-CHP | 2 | X | SUN
Solar Photovoltaic.SUN | solar PV | TRUE | 59802 | Live Oak Solar, LLC | 60063 | Live Oak Solar, LLC | GA | Candler | LVEOK | Solar Photovoltaic | PV |  | S | 51 |  | 51 | 51 |  | N |  |  | N | IPP Non-CHP | 2 | X | SUN
Solar Photovoltaic.SUN | solar PV | TRUE | 59803 | White Pine Solar, LLC | 60064 | White Pine Solar, LLC | GA | Taylor | WHTPN | Solar Photovoltaic | PV |  | S | 101.2 |  | 101.2 | 101.2 |  | N |  |  | N | IPP Non-CHP | 2 | X | SUN
Solar Photovoltaic.SUN | solar PV | TRUE | 59804 | Federal Road Solar 1, LLC | 60065 | Federal Road Solar 1, LLC CSG | MA | Plymouth | FEDRD | Solar Photovoltaic | PV |  | S | 4.4 |  | 4.4 | 4.4 |  | N |  |  | N | IPP Non-CHP | 2 | X | SUN
Solar Photovoltaic.SUN | solar PV | TRUE | 59805 | BWC Swan Pond River, LLC | 60067 | BWC Swan Pond River CSG | MA | Bristol | SPRMA | Solar Photovoltaic | PV |  | S | 1.6 |  | 1.6 | 1.6 |  | N |  |  | N | IPP Non-CHP | 2 | X | SUN
Solar Photovoltaic.SUN | solar PV | TRUE | 59806 | Grand View PV Solar Two, LLC | 60068 | Grand View Solar Two | ID | Elmore | GVS2 | Solar Photovoltaic | PV |  | S | 60 |  | 60 | 50 |  | N |  |  | N | IPP Non-CHP | 2 | X | SUN
Solar Photovoltaic.SUN | solar PV | TRUE | 59806 | Grand View PV Solar Two, LLC | 60068 | Grand View Solar Two | ID | Elmore | GVS5 | Solar Photovoltaic | PV |  | S | 20 |  | 20 | 18 |  | N |  |  | N | IPP Non-CHP | 2 | X | SUN
Onshore Wind Turbine.WND | onshore wind | TRUE | 59817 | Cedar Bluff Wind, LLC | 60069 | Cedar Bluff Wind, LLC | KS | Ness | CBLF1 | Onshore Wind Turbine | WT |  | S | 198.6 |  | 198.6 | 198.6 | 0 | N |  |  | N | IPP Non-CHP | 2 | X | WND
Solar Photovoltaic.SUN | solar PV | TRUE | 6455 | Duke Energy Florida, LLC | 60071 | Perry Solar Facility | FL | Taylor | XXXXX | Solar Photovoltaic | PV |  | S | 5.1 |  | 5.1 | 5.1 |  | N |  |  | N | Electric Utility | 1 | X | SUN
Solar Photovoltaic.SUN | solar PV | TRUE | 59825 | Neisler Street Solar I, LLC | 60072 | Neisler Street Solar | NC | Cleveland | NSS1 | Solar Photovoltaic | PV |  | S | 2 |  | 2 | 2 |  | N |  |  | N | IPP Non-CHP | 2 | X | SUN
Solar Photovoltaic.SUN | solar PV | TRUE | 59822 | Syncarpha Massachusetts, LLC | 60073 | Leominster | MA | Worcester | SNLEO | Solar Photovoltaic | PV |  | S | 2 |  | 2 | 2 |  | N |  |  | N | IPP Non-CHP | 2 | X | SUN
Solar Photovoltaic.SUN | solar PV | TRUE | 59823 | Syncarpha North Adams, LLC | 60074 | North Adams Landfill | MA | Berkshire | SNNOA | Solar Photovoltaic | PV |  | S | 2.2 |  | 2.2 | 2.2 |  | N |  |  | N | IPP Non-CHP | 2 | X | SUN
Solar Photovoltaic.SUN | solar PV | TRUE | 59824 | Fisher Road Solar I, LLC | 60075 | Fisher Road Solar | MA | Bristol | SYFRS | Solar Photovoltaic | PV |  | S | 4.6 |  | 4.6 | 4.6 |  | N |  |  | N | IPP Non-CHP | 2 | X | SUN
Solar Photovoltaic.SUN | solar PV | TRUE | 59826 | Syncarpha Bondsville, LLC | 60076 | Palmer Landfill | MA | Hampden | SYNPL | Solar Photovoltaic | PV |  | S | 4 |  | 4 | 4 |  | N |  |  | N | IPP Non-CHP | 2 | X | SUN
Solar Photovoltaic.SUN | solar PV | TRUE | 56769 | Consolidated Edison Development Inc. | 60077 | CED Avenal | CA | Kings | AVCA | Solar Photovoltaic | PV |  | S | 15.8 |  | 15.8 | 15.8 |  | N |  |  | N | IPP Non-CHP | 2 | X | SUN
Solar Photovoltaic.SUN | solar PV | TRUE | 56769 | Consolidated Edison Development Inc. | 60078 | CED Ducor 1 | CA | Tulare | DU1CA | Solar Photovoltaic | PV |  | S | 20 |  | 20 | 20 |  | N |  |  | N | IPP Non-CHP | 2 | X | SUN
Solar Photovoltaic.SUN | solar PV | TRUE | 56769 | Consolidated Edison Development Inc. | 60079 | CED Ducor 2 | CA | Tulare | DU2CA | Solar Photovoltaic | PV |  | S | 20 |  | 20 | 20 |  | N |  |  | N | IPP Non-CHP | 2 | X | SUN
Solar Photovoltaic.SUN | solar PV | TRUE | 56769 | Consolidated Edison Development Inc. | 60080 | CED Ducor 3 | CA | Tulare | DU3CA | Solar Photovoltaic | PV |  | S | 15 |  | 15 | 15 |  | N |  |  | N | IPP Non-CHP | 2 | X | SUN
Solar Photovoltaic.SUN | solar PV | TRUE | 56769 | Consolidated Edison Development Inc. | 60081 | CED Ducor 4 | CA | Tulare | DU4CA | Solar Photovoltaic | PV |  | S | 20 |  | 20 | 20 |  | N |  |  | N | IPP Non-CHP | 2 | X | SUN
Solar Photovoltaic.SUN | solar PV | TRUE | 59831 | White Oak Solar, LLC | 60082 | White Oak Solar, LLC | GA | Burke | WHTOK | Solar Photovoltaic | PV |  | S | 76.5 |  | 76.5 | 76.5 |  | N |  |  | N | IPP Non-CHP | 2 | X | SUN
Solar Photovoltaic.SUN | solar PV | TRUE | 20323 | Wellhead Services, Inc | 60083 | Fresno Solar | CA | Fresno | PV-S | Solar Photovoltaic | PV |  | S | 1.5 |  | 1.5 | 1.5 |  | N |  |  | N | IPP Non-CHP | 2 | X | SUN
Solar Photovoltaic.SUN | solar PV | TRUE | 20323 | Wellhead Services, Inc | 60083 | Fresno Solar | CA | Fresno | PV-W | Solar Photovoltaic | PV |  | S | 1.5 |  | 1.5 | 1.5 |  | N |  |  | N | IPP Non-CHP | 2 | X | SUN
Wood/Wood Waste Biomass.WDS | biomass | TRUE | 59833 | PCA-Valdosta Mill | 60084 | PCA-Valdosta Mill | GA | Lowndes | TG1 | Wood/Wood Waste Biomass | ST |  | S | 10.1 | 0.8 | 10.1 | 10.1 | 1 | N |  |  | Y | Industrial CHP | 7 | T | WDS | NG | RFO | OBL
Wood/Wood Waste Biomass.WDS | biomass | TRUE | 59833 | PCA-Valdosta Mill | 60084 | PCA-Valdosta Mill | GA | Lowndes | TG2 | Wood/Wood Waste Biomass | ST |  | S | 7.5 | 0.8 | 7.5 | 7.5 | 1 | N |  |  | Y | Industrial CHP | 7 | T | WDS | NG | RFO | OBL
Wood/Wood Waste Biomass.BLQ | biomass | TRUE | 59833 | PCA-Valdosta Mill | 60084 | PCA-Valdosta Mill | GA | Lowndes | TG3 | Wood/Wood Waste Biomass | ST |  | S | 52.3 | 0.85 | 52.3 | 52.3 | 5 | N |  |  | Y | Industrial CHP | 7 | T | BLQ | NG
Solar Photovoltaic.SUN | solar PV | TRUE | 60947 | Tesla Inc. | 60085 | AVS Lancaster 1 | CA | Los Angeles | PV1 | Solar Photovoltaic | PV |  | W | 3.7 |  | 3.7 | 3.7 |  | N |  |  | N | IPP Non-CHP | 2 | X | SUN
Solar Photovoltaic.SUN | solar PV | TRUE | 60947 | Tesla Inc. | 60086 | US-TOPCO (Soccer Center) | CA | Los Angeles | PV1 | Solar Photovoltaic | PV |  | W | 3 |  | 3 | 3 |  | N |  |  | N | IPP Non-CHP | 2 | X | SUN
Onshore Wind Turbine.WND | onshore wind | TRUE | 60453 | Onward Energy | 60087 | South Plains II | TX | Floyd | SPII | Onshore Wind Turbine | WT |  | S | 300 |  | 300 | 300 | 0 | N |  |  | N | IPP Non-CHP | 2 | X | WND
Onshore Wind Turbine.WND | onshore wind | TRUE | 60453 | Onward Energy | 60088 | Sunflower Wind Project | ND | Morton | SNFLR | Onshore Wind Turbine | WT |  | S | 104 |  | 104 | 104 | 0 | N |  |  | N | IPP Non-CHP | 2 | X | WND
Solar Photovoltaic.SUN | solar PV | TRUE | 59838 | SunE DB27, LLC | 60089 | Elkton Solar | MD | Cecil | ELKTN | Solar Photovoltaic | PV |  | S | 1.6 |  | 1.6 | 1.6 |  | N |  |  | N | IPP Non-CHP | 2 | X | SUN
Solar Photovoltaic.SUN | solar PV | TRUE | 61230 | Arevon Energy, Inc. | 60091 | Kingbird B Solar, LLC | CA | Kern | GEN01 | Solar Photovoltaic | PV |  | J | 20 |  | 20 | 20 |  | N |  |  | N | IPP Non-CHP | 2 | X | SUN
Solar Photovoltaic.SUN | solar PV | TRUE | 59843 | Blythe Solar II, LLC | 60092 | Blythe Solar II, LLC | CA | Riverside | BLCK4 | Solar Photovoltaic | PV |  | S | 33.2 |  | 33.2 | 33.2 |  | N |  |  | N | IPP Non-CHP | 2 | X | SUN
Solar Photovoltaic.SUN | solar PV | TRUE | 59843 | Blythe Solar II, LLC | 60092 | Blythe Solar II, LLC | CA | Riverside | BLCK5 | Solar Photovoltaic | PV |  | S | 33.9 |  | 33.9 | 33.9 |  | N |  |  | N | IPP Non-CHP | 2 | X | SUN
Solar Photovoltaic.SUN | solar PV | TRUE | 59843 | Blythe Solar II, LLC | 60092 | Blythe Solar II, LLC | CA | Riverside | BLCK6 | Solar Photovoltaic | PV |  | S | 32 |  | 32 | 32 |  | N |  |  | N | IPP Non-CHP | 2 | X | SUN
Solar Photovoltaic.SUN | solar PV | TRUE | 59843 | Blythe Solar II, LLC | 60092 | Blythe Solar II, LLC | CA | Riverside | BLCK7 | Solar Photovoltaic | PV |  | S | 32.1 |  | 32.1 | 32.1 |  | N |  |  | N | IPP Non-CHP | 2 | X | SUN
Batteries.MWH | battery storage | 0 | 59843 | Blythe Solar II, LLC | 60092 | Blythe Solar II, LLC | CA | Riverside | BLST2 | Batteries | BA |  | S | 115 |  | 115 | 115 | 0 | N |  |  | N | IPP Non-CHP | 2 | X | MWH
Batteries.MWH | battery storage | 0 | 59842 | Blythe Solar 110, LLC | 60093 | Blythe Solar 110, LLC | CA | Riverside | BES1 | Batteries | BA |  | S | 63 |  | 63 | 63 | 0 | N |  |  | N | IPP Non-CHP | 2 | X | MWH
Solar Photovoltaic.SUN | solar PV | TRUE | 59842 | Blythe Solar 110, LLC | 60093 | Blythe Solar 110, LLC | CA | Riverside | BLCK1 | Solar Photovoltaic | PV |  | S | 38.7 |  | 38.7 | 38.7 | 0 | N |  |  | N | IPP Non-CHP | 2 | X | SUN
Solar Photovoltaic.SUN | solar PV | TRUE | 59842 | Blythe Solar 110, LLC | 60093 | Blythe Solar 110, LLC | CA | Riverside | BLCK2 | Solar Photovoltaic | PV |  | S | 36.3 |  | 36.3 | 36.3 |  | N |  |  | N | IPP Non-CHP | 2 | X | SUN
Solar Photovoltaic.SUN | solar PV | TRUE | 59842 | Blythe Solar 110, LLC | 60093 | Blythe Solar 110, LLC | CA | Riverside | BLCK3 | Solar Photovoltaic | PV |  | S | 34.8 |  | 34.8 | 34.8 |  | N |  |  | N | IPP Non-CHP | 2 | X | SUN
Solar Photovoltaic.SUN | solar PV | TRUE | 59844 | Blythe Solar III, LLC | 60094 | Blythe Solar III, LLC Hybrid | CA | Riverside | BLSL3 | Solar Photovoltaic | PV |  | S | 136.8 |  | 136.8 | 136.8 |  | N |  |  | N | IPP Non-CHP | 2 | X | SUN
Batteries.MWH | battery storage | 0 | 59844 | Blythe Solar III, LLC | 60094 | Blythe Solar III, LLC Hybrid | CA | Riverside | BLST3 | Batteries | BA |  | S | 115 |  | 115 | 115 | 0 | N |  |  | N | IPP Non-CHP | 2 | X | MWH
Solar Photovoltaic.SUN | solar PV | TRUE | 59845 | Blythe Solar IV, LLC | 60095 | Blythe Solar IV, LLC | CA | Riverside | BLS4A | Solar Photovoltaic | PV |  | S | 68.7 |  | 68.7 | 68.7 |  | N |  |  | N | IPP Non-CHP | 2 | X | SUN
Solar Photovoltaic.SUN | solar PV | TRUE | 59845 | Blythe Solar IV, LLC | 60095 | Blythe Solar IV, LLC | CA | Riverside | BLS4B | Solar Photovoltaic | PV |  | S | 68.7 |  | 68.7 | 68.7 |  | N |  |  | N | IPP Non-CHP | 2 | X | SUN
Solar Photovoltaic.SUN | solar PV | TRUE | 60947 | Tesla Inc. | 60096 | Town of Chestertown- Chestertown WWTP | MD | Kent | PV1 | Solar Photovoltaic | PV |  | W | 1 |  | 1 | 1 |  | N |  |  | N | IPP Non-CHP | 2 | X | SUN
Solar Photovoltaic.SUN | solar PV | TRUE | 60947 | Tesla Inc. | 60097 | Onondaga County - Metro Water Board | NY | Onondaga | PV1 | Solar Photovoltaic | PV |  | W | 1 |  | 1 | 1 |  | N |  |  | N | IPP Non-CHP | 2 | X | SUN
Solar Photovoltaic.SUN | solar PV | TRUE | 60947 | Tesla Inc. | 60098 | Onondaga County - Oak Orchard WWTP | NY | Onondaga | PV1 | Solar Photovoltaic | PV |  | W | 2 |  | 2 | 2 |  | N |  |  | N | IPP Non-CHP | 2 | X | SUN
Solar Photovoltaic.SUN | solar PV | TRUE | 60947 | Tesla Inc. | 60099 | Hewlett-Packard (HP) - Andover, MA | MA | Essex | PV1 | Solar Photovoltaic | PV |  | W | 1.7 |  | 1.7 | 1.7 |  | N |  |  | N | IPP Non-CHP | 2 | X | SUN
Wood/Wood Waste Biomass.WDS | biomass | TRUE | 59849 | Dinuba Energy | 60100 | Dinuba Energy | CA | Tulare | G-1 | Wood/Wood Waste Biomass | ST |  | S | 11.5 | 0.85 | 11.5 | 11.5 | 5 | N |  |  | N | IPP Non-CHP | 2 | X | WDS | AB
Solar Photovoltaic.SUN | solar PV | TRUE | 61119 | SRE Utility Solar 1, LLC | 60101 | Shelby Randolph Road Solar 1, LLC | NC | Cleveland | SRR | Solar Photovoltaic | PV |  | S | 2 |  | 1.9 | 1.9 |  | N |  |  | N | IPP Non-CHP | 2 | X | SUN
Natural Gas Internal Combustion Engine.NG | natural gas peaker | FALSE | 59876 | Lorin Industries | 60102 | Lorin Industries | MI | Muskegon | 1 | Natural Gas Internal Combustion Engine | IC |  | S | 0.8 | 0.8 | 0.8 | 0.8 | 0.2 | N |  |  | Y | Industrial CHP | 7 | T | NG
Natural Gas Internal Combustion Engine.NG | natural gas peaker | FALSE | 59876 | Lorin Industries | 60102 | Lorin Industries | MI | Muskegon | 2 | Natural Gas Internal Combustion Engine | IC |  | S | 0.8 | 0.8 | 0.8 | 0.8 | 0.2 | N |  |  | Y | Industrial CHP | 7 | T | NG
Natural Gas Internal Combustion Engine.NG | natural gas peaker | FALSE | 59876 | Lorin Industries | 60102 | Lorin Industries | MI | Muskegon | 3 | Natural Gas Internal Combustion Engine | IC |  | S | 0.8 | 0.8 | 0.8 | 0.8 | 0.2 | N |  |  | Y | Industrial CHP | 7 | T | NG
Natural Gas Internal Combustion Engine.NG | natural gas peaker | FALSE | 59876 | Lorin Industries | 60102 | Lorin Industries | MI | Muskegon | 4 | Natural Gas Internal Combustion Engine | IC |  | S | 0.8 | 0.8 | 0.8 | 0.8 | 0.2 | N |  |  | Y | Industrial CHP | 7 | T | NG
Onshore Wind Turbine.WND | onshore wind | TRUE | 59882 | Javelina Wind Energy, LLC | 60104 | Javelina Wind Energy, LLC | TX | Webb | GEWTG | Onshore Wind Turbine | WT |  | S | 249.7 |  | 249.7 | 249.7 | 0 | N |  |  | N | IPP Non-CHP | 2 | X | WND
Solar Photovoltaic.SUN | solar PV | TRUE | 61119 | SRE Utility Solar 1, LLC | 60105 | Lafayette Solar I, LLC | NC | Cleveland | LAF | Solar Photovoltaic | PV |  | S | 2 |  | 1.9 | 1.9 |  | N |  |  | N | IPP Non-CHP | 2 | X | SUN
Solar Photovoltaic.SUN | solar PV | TRUE | 61119 | SRE Utility Solar 1, LLC | 60106 | Rockingham Solar, LLC | NC | Richmond | ROCK | Solar Photovoltaic | PV |  | S | 5 |  | 4.9 | 4.9 |  | N |  |  | N | IPP Non-CHP | 2 | X | SUN
Solar Photovoltaic.SUN | solar PV | TRUE | 61119 | SRE Utility Solar 1, LLC | 60107 | York Road Solar I, LLC | NC | Cleveland | YORK | Solar Photovoltaic | PV |  | S | 2 |  | 1.9 | 1.9 |  | N |  |  | N | IPP Non-CHP | 2 | X | SUN
Solar Photovoltaic.SUN | solar PV | TRUE | 61119 | SRE Utility Solar 1, LLC | 60108 | SID Solar I, LLC | NC | Cleveland | SID | Solar Photovoltaic | PV |  | S | 5 |  | 4.9 | 4.9 |  | N |  |  | N | IPP Non-CHP | 2 | X | SUN
Other Natural Gas.NG | natural gas peaker | TRUE | 59885 | UIL Distributed Resources, LLC | 60109 | UDR Glastonbury Fuel Cell | CT | Hartford | UDRFC | Other Natural Gas | FC |  | S | 3.4 |  | 2.5 | 3.1 | 2.5 | N |  |  | N | IPP Non-CHP | 2 | X | NG
Solar Photovoltaic.SUN | solar PV | TRUE | 60947 | Tesla Inc. | 60110 | Town of Needham VNEM CSG | MA | Norfolk | PV1 | Solar Photovoltaic | PV |  | W | 3 |  | 3 | 3 |  | N |  |  | N | IPP Non-CHP | 2 | X | SUN
Solar Photovoltaic.SUN | solar PV | TRUE | 60947 | Tesla Inc. | 60111 | Williamsburg Solar LLC VNEM CSG | MA | Hampshire | PV1 | Solar Photovoltaic | PV |  | W | 2.2 |  | 2.2 | 2.2 |  | N |  |  | N | IPP Non-CHP | 2 | X | SUN
Solar Photovoltaic.SUN | solar PV | TRUE | 60947 | Tesla Inc. | 60112 | Oregon Convention Center | OR | Multnomah | PV1 | Solar Photovoltaic | PV |  | W | 1.4 |  | 1.4 | 1.4 |  | N |  |  | N | IPP Non-CHP | 2 | X | SUN
Solar Photovoltaic.SUN | solar PV | TRUE | 60947 | Tesla Inc. | 60113 | Jackson Board of Education-Liberty HS | NJ | Ocean | PV1 | Solar Photovoltaic | PV |  | W | 1.2 |  | 1.2 | 1.2 |  | N |  |  | N | IPP Non-CHP | 2 | X | SUN
Solar Photovoltaic.SUN | solar PV | TRUE | 60947 | Tesla Inc. | 60114 | Oneida County- DPW | NY | Oneida | PV1 | Solar Photovoltaic | PV |  | W | 1.5 |  | 1.5 | 1.5 |  | N |  |  | N | IPP Non-CHP | 2 | X | SUN
Solar Photovoltaic.SUN | solar PV | TRUE | 60947 | Tesla Inc. | 60115 | Town of Halfmoon | NY | Saratoga | PV1 | Solar Photovoltaic | PV |  | W | 1 |  | 1 | 1 |  | N |  |  | N | IPP Non-CHP | 2 | X | SUN
Solar Photovoltaic.SUN | solar PV | TRUE | 60947 | Tesla Inc. | 60116 | BJ's Wholesale Club, Inc- Uxbridge | MA | Worcester | PV1 | Solar Photovoltaic | PV |  | W | 1 |  | 1 | 1 |  | N |  |  | N | IPP Non-CHP | 2 | X | SUN
Solar Photovoltaic.SUN | solar PV | TRUE | 4254 | Consumers Energy Co | 60117 | Western Michigan Solar Gardens | MI | Kalamazoo | 1 | Solar Photovoltaic | PV |  | S | 1 |  | 1 | 1 |  | N |  |  | N | Electric Utility | 1 | X | SUN
Solar Photovoltaic.SUN | solar PV | TRUE | 4254 | Consumers Energy Co | 60118 | Grand Valley Solar Gardens | MI | Ottawa | 1 | Solar Photovoltaic | PV |  | S | 3 |  | 3 | 3 |  | N |  |  | N | Electric Utility | 1 | X | SUN
Conventional Hydroelectric.WAT | hydro | FALSE | 59893 | Northern Water Hydropower Enterprise | 60119 | Granby Hydro | CO | Grand | GEN1 | Conventional Hydroelectric | HY |  | S | 1.2 | 1 | 1.2 | 0.2 | 0.2 | N |  |  | N | Commercial Non-CHP | 4 | X | WAT
Solar Photovoltaic.SUN | solar PV | TRUE | 59894 | HCE Johnston I, LLC | 60121 | HCE Johnston I, LLC | NC | Johnston | HCEJI | Solar Photovoltaic | PV |  | S | 1.9 |  | 1.9 | 1.9 |  | N |  |  | N | IPP Non-CHP | 2 | X | SUN
Natural Gas Fired Combined Cycle.NG | natural gas combined cycle | TRUE | 6035 | Exelon Power | 60122 | Colorado Bend II | TX | Wharton | CT7 | Natural Gas Fired Combined Cycle | CT | BLK3 | S | 360.9 | 0.9 | 329.3 | 360.2 | 113 | N |  |  | N | IPP Non-CHP | 2 | X | NG
Natural Gas Fired Combined Cycle.NG | natural gas combined cycle | TRUE | 6035 | Exelon Power | 60122 | Colorado Bend II | TX | Wharton | CT8 | Natural Gas Fired Combined Cycle | CT | BLK3 | S | 360.9 | 0.9 | 335 | 359.6 | 113 | N |  |  | N | IPP Non-CHP | 2 | X | NG
Natural Gas Fired Combined Cycle.NG | natural gas combined cycle | TRUE | 6035 | Exelon Power | 60122 | Colorado Bend II | TX | Wharton | STG9 | Natural Gas Fired Combined Cycle | CA | BLK3 | S | 508.5 | 0.9 | 478.4 | 490.5 | 70 | N |  |  | N | IPP Non-CHP | 2 | X | NG
Batteries.MWH | battery storage | 0 | 61123 | Upton County Solar 2 LLC | 60123 | Castle Gap Solar Hybrid | TX | Upton | BAT1 | Batteries | BA |  | S | 9.9 |  | 9.9 | 9.9 | 0 | N |  |  | N | IPP Non-CHP | 2 | X | MWH
Solar Photovoltaic.SUN | solar PV | TRUE | 61123 | Upton County Solar 2 LLC | 60123 | Castle Gap Solar Hybrid | TX | Upton | CGAP | Solar Photovoltaic | PV |  | S | 180 |  | 180 | 180 | 180 | N |  |  | N | IPP Non-CHP | 2 | X | SUN
Solar Photovoltaic.SUN | solar PV | TRUE | 64645 | Goldfinch (Lakeland) | 60124 | Goldfinch | FL | Polk | GFNCH | Solar Photovoltaic | PV |  | S | 3 |  | 3 | 3 |  | N |  |  | N | IPP Non-CHP | 2 | X | SUN
Solar Photovoltaic.SUN | solar PV | TRUE | 59898 | Kawailoa Solar, LLC | 60125 | Kawailoa Solar | HI | Honolulu | KAWS | Solar Photovoltaic | PV |  | S | 49 |  | 49 | 49 |  | N |  |  | N | IPP Non-CHP | 2 | X | SUN
Onshore Wind Turbine.WND | onshore wind | FALSE | 59899 | OEE XVII, LLC | 60126 | Harpster Wind | OH | Wyandot | H1 | Onshore Wind Turbine | WT |  | J | 1.5 |  | 1.5 | 1.5 | 0.1 | N |  |  | N | Commercial Non-CHP | 4 | X | WND
Solar Photovoltaic.SUN | solar PV | TRUE | 58468 | Dominion Renewable Energy | 60127 | Eastern Shore Solar, LLC | VA | Accomack | PV1 | Solar Photovoltaic | PV |  | S | 80 | 0.915 | 80 | 80 |  | N |  |  | N | IPP Non-CHP | 2 | X | SUN
Onshore Wind Turbine.WND | onshore wind | FALSE | 59905 | OEE XIX, LLC | 60128 | Zephyr Wind | OH | Hancock | Z1 | Onshore Wind Turbine | WT |  | J | 1.5 |  | 1.5 | 1.5 | 0.1 | N |  |  | N | Industrial Non-CHP | 6 | X | WND
Onshore Wind Turbine.WND | onshore wind | FALSE | 59905 | OEE XIX, LLC | 60128 | Zephyr Wind | OH | Hancock | Z2 | Onshore Wind Turbine | WT |  | J | 1.5 |  | 1.5 | 1.5 | 0.1 | N |  |  | N | Industrial Non-CHP | 6 | X | WND
Onshore Wind Turbine.WND | onshore wind | FALSE | 59905 | OEE XIX, LLC | 60128 | Zephyr Wind | OH | Hancock | Z3 | Onshore Wind Turbine | WT |  | J | 1.5 |  | 1.5 | 1.5 | 0.1 | N |  |  | N | Industrial Non-CHP | 6 | X | WND
Solar Photovoltaic.SUN | solar PV | TRUE | 61119 | SRE Utility Solar 1, LLC | 60129 | Red Toad 1425 A Powatan Road, LLC | NC | Johnston | POW | Solar Photovoltaic | PV |  | S | 2 |  | 1.9 | 1.9 |  | N |  |  | N | IPP Non-CHP | 2 | X | SUN
Natural Gas Internal Combustion Engine.NG | natural gas peaker | FALSE | 64404 | Denbury Inc | 60130 | Big Sand Draw Plant | WY | Fremont | 1 | Natural Gas Internal Combustion Engine | IC |  | S | 1.6 | 0.8 | 1.4 | 1.4 | 0.7 | N |  |  | N | Industrial Non-CHP | 6 | X | NG
Natural Gas Internal Combustion Engine.NG | natural gas peaker | FALSE | 64404 | Denbury Inc | 60130 | Big Sand Draw Plant | WY | Fremont | 2 | Natural Gas Internal Combustion Engine | IC |  | S | 1.6 | 0.8 | 1.4 | 1.4 | 0.7 | N |  |  | N | Industrial Non-CHP | 6 | X | NG
Natural Gas Internal Combustion Engine.NG | natural gas peaker | FALSE | 64404 | Denbury Inc | 60130 | Big Sand Draw Plant | WY | Fremont | 4 | Natural Gas Internal Combustion Engine | IC |  | S | 1.6 | 0.8 | 1.4 | 1.4 | 0.7 | N |  |  | N | Industrial Non-CHP | 6 | X | NG
Natural Gas Internal Combustion Engine.NG | natural gas peaker | FALSE | 64404 | Denbury Inc | 60130 | Big Sand Draw Plant | WY | Fremont | 5 | Natural Gas Internal Combustion Engine | IC |  | S | 1.6 | 0.8 | 1.4 | 1.4 | 0.7 | N |  |  | N | Industrial Non-CHP | 6 | X | NG
Natural Gas Internal Combustion Engine.NG | natural gas peaker | FALSE | 64404 | Denbury Inc | 60130 | Big Sand Draw Plant | WY | Fremont | 6 | Natural Gas Internal Combustion Engine | IC |  | S | 1.6 | 0.8 | 1.4 | 1.4 | 0.7 | N |  |  | N | Industrial Non-CHP | 6 | X | NG
Solar Photovoltaic.SUN | solar PV | TRUE | 61119 | SRE Utility Solar 1, LLC | 60131 | Durham Solar | NC | Durham | DURM | Solar Photovoltaic | PV |  | S | 3.5 |  | 3.4 | 3.4 |  | N |  |  | N | IPP Non-CHP | 2 | X | SUN
Onshore Wind Turbine.WND | onshore wind | TRUE | 62967 | New Creek Wind, LLC | 60132 | New Creek Wind | WV | Grant | NCG01 | Onshore Wind Turbine | WT |  | S | 103 |  | 103 | 103 | 0 | N |  |  | N | IPP Non-CHP | 2 | X | WND
Solar Photovoltaic.SUN | solar PV | TRUE | 61119 | SRE Utility Solar 1, LLC | 60133 | Morgan Farm, LLC | NC | Franklin | MOR | Solar Photovoltaic | PV |  | S | 5 |  | 4.9 | 4.9 |  | N |  |  | N | IPP Non-CHP | 2 | X | SUN
Solar Photovoltaic.SUN | solar PV | TRUE | 61119 | SRE Utility Solar 1, LLC | 60134 | Nashville Farms, LLC | NC | Nash | NASH | Solar Photovoltaic | PV |  | S | 2 |  | 1.9 | 1.9 |  | N |  |  | N | IPP Non-CHP | 2 | X | SUN
Solar Photovoltaic.SUN | solar PV | TRUE | 61119 | SRE Utility Solar 1, LLC | 60135 | Cedar Solar, LLC | NC | Duplin | CED | Solar Photovoltaic | PV |  | S | 5 |  | 4.9 | 4.9 |  | N |  |  | N | IPP Non-CHP | 2 | X | SUN
Solar Photovoltaic.SUN | solar PV | TRUE | 61119 | SRE Utility Solar 1, LLC | 60136 | Elm Solar, LLC | NC | Lee | ELM | Solar Photovoltaic | PV |  | S | 5 |  | 4.9 | 4.9 |  | N |  |  | N | IPP Non-CHP | 2 | X | SUN
Landfill Gas.LFG | natural gas peaker | TRUE | 5580 | East Kentucky Power Coop, Inc | 60137 | Glasgow LFGTE | KY | Barren | 1 | Landfill Gas | IC |  | S | 1 | 0.8 | 0.9 | 0.9 | 0.1 | N |  |  | N | Electric Utility | 1 | X | LFG
Solar Photovoltaic.SUN | solar PV | TRUE | 61012 | AES Distributed Energy | 60142 | Lemoore 1 | CA | Kings | LEPV1 | Solar Photovoltaic | PV |  | S | 1.5 |  | 1.5 | 1.5 |  | N |  |  | N | IPP Non-CHP | 2 | X | SUN
Onshore Wind Turbine.WND | onshore wind | TRUE | 56146 | Black Hills Colorado Electric, LLC | 60143 | Peak View Wind Farm | CO | Huerfano | WTG | Onshore Wind Turbine | WT |  | S | 60.8 | 0.95 | 60.8 | 60.8 | 1 | N |  |  | N | Electric Utility | 1 | X | WND
Solar Photovoltaic.SUN | solar PV | TRUE | 59935 | Baltimore Church Solar, LLC | 60144 | Baltimore Church Solar, LLC | NC | Robeson | FLS1 | Solar Photovoltaic | PV |  | S | 5.4 |  | 5.4 | 5.4 |  | N |  |  | N | IPP Non-CHP | 2 | X | SUN
Onshore Wind Turbine.WND | onshore wind | TRUE | 56545 | Pattern Operators LP | 60145 | Broadview Energy JN, LLC | NM | Curry | 1 | Onshore Wind Turbine | WT |  | W | 181.7 |  | 181.7 | 181.7 | 181.7 | N |  |  | N | IPP Non-CHP | 2 | X | WND
Solar Photovoltaic.SUN | solar PV | TRUE | 61060 | Cypress Creek Renewables | 60146 | Cohen Farm Solar, LLC | NC | Lee | FLS1 | Solar Photovoltaic | PV |  | S | 4.9 |  | 6.5 | 6.5 |  | N |  |  | N | IPP Non-CHP | 2 | X | SUN
Solar Photovoltaic.SUN | solar PV | TRUE | 61060 | Cypress Creek Renewables | 60147 | Floyd Solar, LLC | NC | Robeson | FLS1 | Solar Photovoltaic | PV |  | S | 6.5 |  | 6.5 | 6.5 |  | N |  |  | N | IPP Non-CHP | 2 | X | SUN
Solar Photovoltaic.SUN | solar PV | TRUE | 61060 | Cypress Creek Renewables | 60149 | Innovative Solar 43, LLC | NC | Bladen | FLS1 | Solar Photovoltaic | PV |  | S | 50.8 |  | 50.8 | 50.8 |  | N |  |  | N | IPP Non-CHP | 2 | X | SUN
Solar Photovoltaic.SUN | solar PV | TRUE | 59942 | Argos Solar LLC | 60150 | Cornell Geneva Solar Farm | NY | Ontario | ARGOS | Solar Photovoltaic | PV |  | S | 2 |  | 2 | 2 |  | N |  |  | N | IPP Non-CHP | 2 | X | SUN
Solar Photovoltaic.SUN | solar PV | TRUE | 57104 | Golden Springs Development Company LLC | 60151 | Building F | CA | Los Angeles | BLDGF | Solar Photovoltaic | PV |  | S | 1.3 |  | 1.3 | 1.3 |  | N |  |  | N | IPP Non-CHP | 2 | X | SUN
Onshore Wind Turbine.WND | onshore wind | TRUE | 56545 | Pattern Operators LP | 60152 | Broadview Energy KW, LLC | NM | Curry | 1 | Onshore Wind Turbine | WT |  | W | 142.6 |  | 142.6 | 142.6 | 142.6 | N |  |  | N | IPP Non-CHP | 2 | X | WND
Solar Photovoltaic.SUN | solar PV | TRUE | 57104 | Golden Springs Development Company LLC | 60153 | Building G | CA | Los Angeles | BLDGG | Solar Photovoltaic | PV |  | S | 1.2 |  | 1.2 | 1.2 |  | N |  |  | N | IPP Non-CHP | 2 | X | SUN
Solar Photovoltaic.SUN | solar PV | TRUE | 57104 | Golden Springs Development Company LLC | 60154 | Buidling L | CA | Los Angeles | BLDG1 | Solar Photovoltaic | PV |  | S | 1 |  | 1 | 1 |  | N |  |  | N | IPP Non-CHP | 2 | X | SUN
Solar Photovoltaic.SUN | solar PV | TRUE | 61677 | Sol Systems | 60156 | Shelter Solar | NC | Hoke | PV1 | Solar Photovoltaic | PV |  | S | 5 | 1 | 5 | 5 |  | N |  |  | N | IPP Non-CHP | 2 | X | SUN
Solar Photovoltaic.SUN | solar PV | TRUE | 64877 | Rigel | 60157 | Heedeh Solar | NC | Columbus | PV1 | Solar Photovoltaic | PV |  | W | 4.5 |  | 4.5 | 4.5 |  | N |  |  | N | IPP Non-CHP | 2 | X | SUN
Solar Photovoltaic.SUN | solar PV | TRUE | 63471 | NES Olympos | 60160 | Tate Solar | NC | Nash | PV1 | Solar Photovoltaic | PV |  | W | 5 |  | 5 | 5 |  | N |  |  | N | IPP Non-CHP | 2 | X | SUN
Solar Photovoltaic.SUN | solar PV | TRUE | 63471 | NES Olympos | 60161 | Eagle Solar | NC | Warren | PV1 | Solar Photovoltaic | PV |  | W | 4 |  | 4 | 4 |  | N |  |  | N | IPP Non-CHP | 2 | X | SUN
Solar Photovoltaic.SUN | solar PV | TRUE | 64279 | Robin Solar LLC | 60165 | Robin Solar | NC | Wayne | PV1 | Solar Photovoltaic | PV |  | S | 3.8 |  | 3.8 | 3.8 |  | N |  |  | N | IPP Non-CHP | 2 | X | SUN
Solar Photovoltaic.SUN | solar PV | TRUE | 63768 | Cash Solar, LLC | 60178 | Cash Solar | NC | Nash | PV1 | Solar Photovoltaic | PV |  | S | 5 |  | 5 | 5 |  | N |  |  | N | IPP Non-CHP | 2 | X | SUN
Solar Photovoltaic.SUN | solar PV | TRUE | 63349 | Daystar Solar, LLC | 60179 | Daystar Solar | NC | Jones | PV1 | Solar Photovoltaic | PV |  | S | 5 |  | 5 | 5 |  | N |  |  | N | IPP Non-CHP | 2 | X | SUN
Solar Photovoltaic.SUN | solar PV | TRUE | 61677 | Sol Systems | 60180 | Kathleen Solar | NC | Wake | PV1 | Solar Photovoltaic | PV |  | S | 5 | 1 | 5 | 5 |  | N |  |  | N | IPP Non-CHP | 2 | X | SUN
Solar Photovoltaic.SUN | solar PV | TRUE | 61677 | Sol Systems | 60181 | Grove Solar | NC | Craven | PV1 | Solar Photovoltaic | PV |  | S | 5 |  | 5 | 5 |  | N |  |  | N | IPP Non-CHP | 2 | X | SUN
Solar Photovoltaic.SUN | solar PV | TRUE | 57104 | Golden Springs Development Company LLC | 60182 | Dulles | CA | Riverside | DULLE | Solar Photovoltaic | PV |  | S | 2 |  | 2 | 2 |  | N |  |  | N | IPP Non-CHP | 2 | X | SUN
Solar Photovoltaic.SUN | solar PV | TRUE | 57104 | Golden Springs Development Company LLC | 60183 | Freeway Springs | CA | Los Angeles | FSPRI | Solar Photovoltaic | PV |  | S | 2 |  | 2 | 2 |  | N |  |  | N | IPP Non-CHP | 2 | X | SUN
Landfill Gas.LFG | natural gas peaker | TRUE | 59946 | ADS Renewable Energy- Wolf Creek, LLC | 60184 | ADS Renewable Energy-Wolf Creek LLC | GA | Twiggs | GEN1 | Landfill Gas | IC |  | S | 1.4 | 0.8 | 1.4 | 1.4 | 0.5 | N |  |  | N | IPP Non-CHP | 2 | X | LFG
Landfill Gas.LFG | natural gas peaker | TRUE | 59946 | ADS Renewable Energy- Wolf Creek, LLC | 60184 | ADS Renewable Energy-Wolf Creek LLC | GA | Twiggs | GEN2 | Landfill Gas | IC |  | S | 1.4 | 0.8 | 1.4 | 1.4 | 0.5 | N |  |  | N | IPP Non-CHP | 2 | X | LFG
Solar Photovoltaic.SUN | solar PV | TRUE | 61012 | AES Distributed Energy | 60185 | Solverde 1 | CA | Los Angeles | SOLV1 | Solar Photovoltaic | PV |  | S | 85 |  | 81 | 78 |  | N |  |  | N | IPP Non-CHP | 2 | X | SUN
Solar Photovoltaic.SUN | solar PV | TRUE | 61012 | AES Distributed Energy | 60186 | Antelope DSR 1 | CA | Los Angeles | DSR1 | Solar Photovoltaic | PV |  | S | 50 |  | 48 | 46 |  | N |  |  | N | IPP Non-CHP | 2 | X | SUN
Solar Photovoltaic.SUN | solar PV | TRUE | 61012 | AES Distributed Energy | 60187 | Antelope DSR 2 | CA | Los Angeles | DSR2 | Solar Photovoltaic | PV |  | S | 5 |  | 5 | 5 |  | N |  |  | N | IPP Non-CHP | 2 | X | SUN
Solar Photovoltaic.SUN | solar PV | TRUE | 59951 | Conetoe Solar, LLC | 60188 | Conetoe Solar | NC | Edgecombe | CON15 | Solar Photovoltaic | PV |  | S | 5 |  | 5 | 5 |  | N |  |  | N | IPP Non-CHP | 2 | X | SUN
Solar Photovoltaic.SUN | solar PV | TRUE | 59952 | Sugar Run Solar, LLC | 60189 | Sugar Run Solar | NC | Gates | SRS15 | Solar Photovoltaic | PV |  | S | 5 |  | 5 | 5 |  | N |  |  | N | IPP Non-CHP | 2 | X | SUN
Solar Photovoltaic.SUN | solar PV | TRUE | 62915 | Madison Energy Holdings LLC | 60190 | HMW Minster PV I | OH | Auglaize | MIN01 | Solar Photovoltaic | PV |  | S | 3 |  | 3 | 3 |  | N |  |  | N | IPP Non-CHP | 2 | X | SUN
Solar Photovoltaic.SUN | solar PV | TRUE | 61060 | Cypress Creek Renewables | 60191 | TWE New Bern Solar Project, LLC | NC | Craven | FLS1 | Solar Photovoltaic | PV |  | S | 4 |  | 4 | 4 |  | N |  |  | N | IPP Non-CHP | 2 | X | SUN
Solar Photovoltaic.SUN | solar PV | TRUE | 59969 | Whitethorn Solar LLC | 60193 | Whitethorn Solar LLC | CA | Alameda | GEN1 | Solar Photovoltaic | PV |  | S | 3.3 |  | 3.3 | 3.3 |  | N |  |  | N | IPP Non-CHP | 2 | X | SUN
Solar Photovoltaic.SUN | solar PV | TRUE | 59300 | PNM Resources | 60195 | South Valley Solar Energy Center | NM | Bernalillo | SVSEC | Solar Photovoltaic | PV |  | S | 10 |  | 9.9 | 9.9 |  | N |  |  | N | Electric Utility | 1 | X | SUN
Solar Photovoltaic.SUN | solar PV | TRUE | 59300 | PNM Resources | 60196 | Santa Fe Solar Energy Center | NM | Santa Fe | SFSEC | Solar Photovoltaic | PV |  | S | 9.5 |  | 9.3 | 9.3 |  | N |  |  | N | Electric Utility | 1 | X | SUN
Solar Photovoltaic.SUN | solar PV | TRUE | 59300 | PNM Resources | 60197 | Santolina Solar Energy Center | NM | Bernalillo | SANTO | Solar Photovoltaic | PV |  | S | 10.5 |  | 10.5 | 10.5 |  | N |  |  | N | Electric Utility | 1 | X | SUN
Solar Photovoltaic.SUN | solar PV | TRUE | 59300 | PNM Resources | 60198 | Rio Communities Solar Energy Center | NM | Valencia | RCSEC | Solar Photovoltaic | PV |  | S | 10 |  | 9.9 | 9.9 |  | N |  |  | N | Electric Utility | 1 | X | SUN
Solar Photovoltaic.SUN | solar PV | TRUE | 59462 | Heelstone Energy Holdings, LLC | 60199 | County Home Solar Center, LLC | NC | Cleveland | CHSC1 | Solar Photovoltaic | PV |  | S | 2 |  | 2 | 2 |  | N |  |  | N | IPP Non-CHP | 2 | X | SUN
Solar Photovoltaic.SUN | solar PV | TRUE | 61119 | SRE Utility Solar 1, LLC | 60200 | Laurinburg Solar, LLC (Heelstone) | NC | Robeson | LAUR | Solar Photovoltaic | PV |  | S | 2 |  | 1.9 | 1.9 |  | N |  |  | N | IPP Non-CHP | 2 | X | SUN
Solar Photovoltaic.SUN | solar PV | TRUE | 57365 | Consolidated Edison Solutions Inc. | 60201 | CES Cherry Hill Solar | NJ | Camden | CHNJ | Solar Photovoltaic | PV |  | S | 1.2 |  | 1.2 | 1.2 |  | N |  |  | N | IPP Non-CHP | 2 | X | SUN
Solar Photovoltaic.SUN | solar PV | TRUE | 59977 | Hemlock Solar LLC | 60207 | Hemlock Solar | NC | Northampton | HEMLK | Solar Photovoltaic | PV |  | S | 5 |  | 5 | 5 |  | N |  |  | N | IPP Non-CHP | 2 | X | SUN
Solar Photovoltaic.SUN | solar PV | TRUE | 65411 | Duke Energy Renewables Services | 60208 | Long Farm 46 Solar, LLC | NC | Northampton | PV1 | Solar Photovoltaic | PV |  | W | 5 |  | 5 | 5 |  | N |  |  | N | IPP Non-CHP | 2 | X | SUN
Solar Photovoltaic.SUN | solar PV | TRUE | 59978 | HXNAir Solar One LLC | 60209 | HXNAir Solar One | NC | Halifax | HXNAI | Solar Photovoltaic | PV |  | S | 5 |  | 5 | 5 |  | N |  |  | N | IPP Non-CHP | 2 | X | SUN
Onshore Wind Turbine.WND | onshore wind | TRUE | 59979 | Cotton Plains Wind I, LLC | 60210 | Cotton Plains Wind Farm | TX | Floyd | CPWF | Onshore Wind Turbine | WT |  | S | 50.4 |  | 50.4 | 50.4 | 0 | N |  |  | N | IPP Non-CHP | 2 | X | WND
Onshore Wind Turbine.WND | onshore wind | TRUE | 59999 | Rocksprings Val Verde Wind, LLC | 60217 | Rocksprings | TX | Val Verde | RKSP | Onshore Wind Turbine | WT |  | S | 149.3 |  | 149.3 | 149.3 | 0 | N |  |  | N | IPP Non-CHP | 2 | X | WND
Onshore Wind Turbine.WND | onshore wind | TRUE | 65411 | Duke Energy Renewables Services | 60218 | Frontier Windpower | OK | Kay | FC1 | Onshore Wind Turbine | WT |  | W | 200 |  | 200 | 200 | 27 | N |  |  | N | IPP Non-CHP | 2 | X | WND
Solar Photovoltaic.SUN | solar PV | TRUE | 64778 | Strata Manager, LLC | 60219 | Strata Roof 1 | CA | Sacramento | UNIT1 | Solar Photovoltaic | PV |  | W | 1 |  | 1 | 0.6 |  | N |  |  | N | IPP Non-CHP | 2 | X | SUN
Other Waste Biomass.OBG | biomass | TRUE | 60003 | Zero Waste Energy Development Company LLC | 60220 | Zero Waste Energy Development Co LLC | CA | Santa Clara | ZWED1 | Other Waste Biomass | IC | 1 | S | 0.8 | 1 | 0.8 | 0.8 | 0.5 | N |  |  | Y | IPP CHP | 3 | T | OBG
Other Waste Biomass.OBG | biomass | TRUE | 60003 | Zero Waste Energy Development Company LLC | 60220 | Zero Waste Energy Development Co LLC | CA | Santa Clara | ZWED2 | Other Waste Biomass | IC | 1 | S | 0.8 | 1 | 0.8 | 0.8 | 0.8 | N |  |  | N | IPP CHP | 3 | X | OBG
Landfill Gas.LFG | natural gas peaker | TRUE | 59452 | Ingenco Renewable Development, LLC | 60222 | Bristol Plant | VA | Bristol City | A1 | Landfill Gas | IC |  | S | 0.3 | 1 | 0.3 | 0.3 | 0.1 | N |  |  | N | IPP Non-CHP | 2 | X | LFG | DFO
Landfill Gas.LFG | natural gas peaker | TRUE | 59452 | Ingenco Renewable Development, LLC | 60222 | Bristol Plant | VA | Bristol City | A2 | Landfill Gas | IC |  | S | 0.3 | 1 | 0.3 | 0.3 | 0.1 | N |  |  | N | IPP Non-CHP | 2 | X | LFG | DFO
Landfill Gas.LFG | natural gas peaker | TRUE | 59452 | Ingenco Renewable Development, LLC | 60222 | Bristol Plant | VA | Bristol City | A3 | Landfill Gas | IC |  | S | 0.3 | 1 | 0.3 | 0.3 | 0.1 | N |  |  | N | IPP Non-CHP | 2 | X | LFG | DFO
Landfill Gas.LFG | natural gas peaker | TRUE | 59452 | Ingenco Renewable Development, LLC | 60222 | Bristol Plant | VA | Bristol City | A4 | Landfill Gas | IC |  | S | 0.3 | 1 | 0.3 | 0.3 | 0.1 | N |  |  | N | IPP Non-CHP | 2 | X | LFG | DFO
Landfill Gas.LFG | natural gas peaker | TRUE | 59452 | Ingenco Renewable Development, LLC | 60222 | Bristol Plant | VA | Bristol City | A5 | Landfill Gas | IC |  | S | 0.3 | 1 | 0.3 | 0.3 | 0.1 | N |  |  | N | IPP Non-CHP | 2 | X | LFG | DFO
Landfill Gas.LFG | natural gas peaker | TRUE | 59452 | Ingenco Renewable Development, LLC | 60222 | Bristol Plant | VA | Bristol City | A6 | Landfill Gas | IC |  | S | 0.3 | 1 | 0.3 | 0.3 | 0.1 | N |  |  | N | IPP Non-CHP | 2 | X | LFG | DFO
Landfill Gas.LFG | natural gas peaker | TRUE | 59452 | Ingenco Renewable Development, LLC | 60222 | Bristol Plant | VA | Bristol City | C1 | Landfill Gas | IC |  | S | 0.3 | 1 | 0.3 | 0.3 | 0.1 | N |  |  | N | IPP Non-CHP | 2 | X | LFG | DFO
Landfill Gas.LFG | natural gas peaker | TRUE | 59452 | Ingenco Renewable Development, LLC | 60222 | Bristol Plant | VA | Bristol City | C2 | Landfill Gas | IC |  | S | 0.3 | 1 | 0.3 | 0.3 | 0.1 | N |  |  | N | IPP Non-CHP | 2 | X | LFG | DFO
Landfill Gas.LFG | natural gas peaker | TRUE | 59452 | Ingenco Renewable Development, LLC | 60222 | Bristol Plant | VA | Bristol City | C3 | Landfill Gas | IC |  | S | 0.3 | 1 | 0.3 | 0.3 | 0.1 | N |  |  | N | IPP Non-CHP | 2 | X | LFG | DFO
Landfill Gas.LFG | natural gas peaker | TRUE | 59452 | Ingenco Renewable Development, LLC | 60222 | Bristol Plant | VA | Bristol City | C4 | Landfill Gas | IC |  | S | 0.3 | 1 | 0.3 | 0.3 | 0.1 | N |  |  | N | IPP Non-CHP | 2 | X | LFG | DFO
Landfill Gas.LFG | natural gas peaker | TRUE | 59452 | Ingenco Renewable Development, LLC | 60222 | Bristol Plant | VA | Bristol City | C5 | Landfill Gas | IC |  | S | 0.3 | 1 | 0.3 | 0.3 | 0.1 | N |  |  | N | IPP Non-CHP | 2 | X | LFG | DFO
Landfill Gas.LFG | natural gas peaker | TRUE | 59452 | Ingenco Renewable Development, LLC | 60222 | Bristol Plant | VA | Bristol City | C6 | Landfill Gas | IC |  | S | 0.3 | 1 | 0.3 | 0.3 | 0.1 | N |  |  | N | IPP Non-CHP | 2 | X | LFG | DFO
Other Natural Gas.NG | natural gas peaker | TRUE | 57128 | Bloom Energy | 60223 | Equinix San Jose | CA | Santa Clara | EQXOO | Other Natural Gas | FC |  | W | 1.1 |  | 1 | 1 | 0.1 | N |  |  | N | IPP Non-CHP | 2 | X | NG
Other Natural Gas.NG | natural gas peaker | TRUE | 57128 | Bloom Energy | 60224 | Intel Santa Clara | CA | Santa Clara | NTL00 | Other Natural Gas | FC |  | W | 1.1 |  | 1 | 1 | 0.1 | N |  |  | N | IPP Non-CHP | 2 | X | NG
Solar Photovoltaic.SUN | solar PV | TRUE | 60947 | Tesla Inc. | 60225 | CMEEC - Bozrah | CT | New London | PV1 | Solar Photovoltaic | PV |  | W | 2.5 |  | 2.5 | 2.5 |  | N |  |  | N | IPP Non-CHP | 2 | X | SUN
Solar Photovoltaic.SUN | solar PV | TRUE | 60413 | Rancho Seco Solar, LLC | 60226 | Rancho Seco Solar, LLC | CA | Sacramento | GEN01 | Solar Photovoltaic | PV |  | S | 10.8 |  | 10.8 | 10.8 |  | N |  |  | N | IPP Non-CHP | 2 | X | SUN
Solar Photovoltaic.SUN | solar PV | TRUE | 60947 | Tesla Inc. | 60227 | BJ's Wholesale Club Inc Dist Center | NJ | Burlington | PV1 | Solar Photovoltaic | PV |  | W | 1.4 |  | 1.4 | 1.4 |  | N |  |  | N | IPP Non-CHP | 2 | X | SUN
Solar Photovoltaic.SUN | solar PV | TRUE | 60947 | Tesla Inc. | 60228 | Conn Mun Electric Energy Coop | CT | New London | PV1 | Solar Photovoltaic | PV |  | W | 1 |  | 1 | 1 |  | N |  |  | N | IPP Non-CHP | 2 | X | SUN
Solar Photovoltaic.SUN | solar PV | TRUE | 60947 | Tesla Inc. | 60229 | Orange County Solar Farm (NY) | NY | Orange | PV1 | Solar Photovoltaic | PV |  | W | 1.5 |  | 1.5 | 1.5 |  | N |  |  | N | IPP Non-CHP | 2 | X | SUN
Solar Photovoltaic.SUN | solar PV | TRUE | 60947 | Tesla Inc. | 60230 | Estrella Mountain PV | AZ | Maricopa | PV1 | Solar Photovoltaic | PV |  | W | 1.8 |  | 1.8 | 1.8 |  | N |  |  | N | IPP Non-CHP | 2 | X | SUN
Batteries.MWH | battery storage | 0 | 60947 | Tesla Inc. | 60231 | Genentech-Oceanside Hybrid | CA | San Diego | BA1 | Batteries | BA |  | W | 2 |  | 2 | 2 | 1 | N |  |  | N | IPP Non-CHP | 2 | X | MWH
Solar Photovoltaic.SUN | solar PV | TRUE | 60947 | Tesla Inc. | 60231 | Genentech-Oceanside Hybrid | CA | San Diego | PV1 | Solar Photovoltaic | PV |  | W | 4.5 |  | 4.5 | 4.5 |  | N |  |  | N | IPP Non-CHP | 2 | X | SUN
Solar Photovoltaic.SUN | solar PV | TRUE | 60947 | Tesla Inc. | 60232 | Onondaga County- Jamesville | NY | Onondaga | PV1 | Solar Photovoltaic | PV |  | W | 2 |  | 2 | 2 |  | N |  |  | N | IPP Non-CHP | 2 | X | SUN
Batteries.MWH | battery storage | 0 | 17650 | Southern Power Co | 60233 | RE Garland | CA | Kern | BESS1 | Batteries | BA |  | W | 45 |  | 45 | 45 | 0.1 | N |  |  | N | IPP Non-CHP | 2 | X | MWH
Batteries.MWH | battery storage | 0 | 17650 | Southern Power Co | 60233 | RE Garland | CA | Kern | BESS2 | Batteries | BA |  | W | 43 |  | 43 | 43 | 0.1 | N |  |  | N | IPP Non-CHP | 2 | X | MWH
Solar Photovoltaic.SUN | solar PV | TRUE | 17650 | Southern Power Co | 60233 | RE Garland | CA | Kern | PV2 | Solar Photovoltaic | PV |  | W | 185.1 |  | 180 | 180 |  | N |  |  | N | IPP Non-CHP | 2 | X | SUN
Petroleum Liquids.DFO | petroleum | TRUE | 40229 | Old Dominion Electric Coop | 60234 | Belle Haven Diesel Generation Facility | VA | Accomack | BDG10 | Petroleum Liquids | IC |  | S | 2 | 0.8 | 2 | 2 | 0.2 | N |  |  | N | Electric Utility | 1 | X | DFO
Petroleum Liquids.DFO | petroleum | TRUE | 40229 | Old Dominion Electric Coop | 60234 | Belle Haven Diesel Generation Facility | VA | Accomack | BDG9 | Petroleum Liquids | IC |  | S | 2 | 0.8 | 2 | 2 | 0.2 | N |  |  | N | Electric Utility | 1 | X | DFO
Petroleum Liquids.DFO | petroleum | TRUE | 40229 | Old Dominion Electric Coop | 60235 | Perdue Diesel Generation Facility | VA | Accomack | PDG5 | Petroleum Liquids | IC |  | S | 2 | 0.8 | 2 | 2 | 0.2 | N |  |  | N | Electric Utility | 1 | X | DFO
Petroleum Liquids.DFO | petroleum | TRUE | 40229 | Old Dominion Electric Coop | 60235 | Perdue Diesel Generation Facility | VA | Accomack | PDG6 | Petroleum Liquids | IC |  | S | 2 | 0.8 | 2 | 2 | 0.2 | N |  |  | N | Electric Utility | 1 | X | DFO
Petroleum Liquids.DFO | petroleum | TRUE | 40229 | Old Dominion Electric Coop | 60236 | Onancock Diesel Generation Facility | VA | Accomack | ODG7 | Petroleum Liquids | IC |  | S | 2 | 0.8 | 2 | 2 | 0.2 | N |  |  | N | Electric Utility | 1 | X | DFO
Petroleum Liquids.DFO | petroleum | TRUE | 40229 | Old Dominion Electric Coop | 60236 | Onancock Diesel Generation Facility | VA | Accomack | ODG8 | Petroleum Liquids | IC |  | S | 2 | 0.8 | 2 | 2 | 0.2 | N |  |  | N | Electric Utility | 1 | X | DFO
Solar Photovoltaic.SUN | solar PV | TRUE | 58468 | Dominion Renewable Energy | 60237 | Midway Solar Farm II | CA | Imperial | MSF2 | Solar Photovoltaic | PV |  | S | 30 |  | 30 | 30 |  | N |  |  | N | IPP Non-CHP | 2 | X | SUN
Solar Photovoltaic.SUN | solar PV | TRUE | 61060 | Cypress Creek Renewables | 60238 | McDonald Solar Farm, LLC | IN | Vigo | PV1 | Solar Photovoltaic | PV |  | S | 5.2 |  | 5.2 | 5.2 |  | N |  |  | N | IPP Non-CHP | 2 | X | SUN
Solar Photovoltaic.SUN | solar PV | TRUE | 61060 | Cypress Creek Renewables | 60239 | Pastime Farm, LLC | IN | Clay | PV1 | Solar Photovoltaic | PV |  | S | 5.2 |  | 5.2 | 5.2 |  | N |  |  | N | IPP Non-CHP | 2 | X | SUN
Solar Photovoltaic.SUN | solar PV | TRUE | 64778 | Strata Manager, LLC | 60240 | Yanceyville Farm 3, LLC | NC | Caswell | 1 | Solar Photovoltaic | PV |  | W | 4.9 |  | 4.9 | 4.9 |  | N |  |  | N | IPP Non-CHP | 2 | X | SUN
Landfill Gas.LFG | natural gas peaker | TRUE | 11118 | Lockhart Power Co | 60241 | Union Renewable Energy Facility | SC | Union | 00611 | Landfill Gas | IC |  | S | 1.6 | 0.8 | 1.2 | 1.3 | 0.8 | N |  |  | N | Electric Utility | 1 | X | LFG
Landfill Gas.LFG | natural gas peaker | TRUE | 11118 | Lockhart Power Co | 60241 | Union Renewable Energy Facility | SC | Union | 00677 | Landfill Gas | IC |  | S | 1.6 | 0.8 | 1.2 | 1.3 | 0.8 | N |  |  | N | Electric Utility | 1 | X | LFG
Solar Photovoltaic.SUN | solar PV | TRUE | 59050 | Algonquin Power Co | 60242 | Algonquin SKIC 10 Solar, LLC | CA | Kern | SKI10 | Solar Photovoltaic | PV |  | S | 10 |  | 10 | 10 |  | N |  |  | N | IPP Non-CHP | 2 | X | SUN
Petroleum Liquids.DFO | petroleum | TRUE | 221 | Alaska Village Elec Coop, Inc | 60243 | Ambler | AK | Northwest Arctic | 1A | Petroleum Liquids | IC |  | S | 0.4 | 0.9 | 0.4 | 0.4 | 0.1 | N |  |  | N | Electric Utility | 1 | X | DFO
Petroleum Liquids.DFO | petroleum | TRUE | 221 | Alaska Village Elec Coop, Inc | 60243 | Ambler | AK | Northwest Arctic | 2 | Petroleum Liquids | IC |  | S | 0.3 | 0.9 | 0.3 | 0.3 | 0.1 | N |  |  | N | Electric Utility | 1 | X | DFO
Petroleum Liquids.DFO | petroleum | TRUE | 221 | Alaska Village Elec Coop, Inc | 60243 | Ambler | AK | Northwest Arctic | 3 | Petroleum Liquids | IC |  | S | 0.4 | 0.9 | 0.4 | 0.4 | 0.1 | N |  |  | N | Electric Utility | 1 | X | DFO
Petroleum Liquids.DFO | petroleum | TRUE | 221 | Alaska Village Elec Coop, Inc | 60244 | Marshall | AK | Wade Hampton | 1 | Petroleum Liquids | IC |  | S | 0.5 | 0.9 | 0.5 | 0.5 | 0.1 | N |  |  | N | Electric Utility | 1 | X | DFO
Petroleum Liquids.DFO | petroleum | TRUE | 221 | Alaska Village Elec Coop, Inc | 60244 | Marshall | AK | Wade Hampton | 2 | Petroleum Liquids | IC |  | S | 0.4 | 0.9 | 0.4 | 0.4 | 0.1 | N |  |  | N | Electric Utility | 1 | X | DFO
Petroleum Liquids.DFO | petroleum | TRUE | 221 | Alaska Village Elec Coop, Inc | 60244 | Marshall | AK | Wade Hampton | 3 | Petroleum Liquids | IC |  | S | 0.2 | 0.9 | 0.2 | 0.2 | 0.1 | N |  |  | N | Electric Utility | 1 | X | DFO
Petroleum Liquids.DFO | petroleum | TRUE | 221 | Alaska Village Elec Coop, Inc | 60245 | New Stuyahok | AK | Dillingham | 1 | Petroleum Liquids | IC |  | S | 0.4 | 0.9 | 0.4 | 0.4 | 0.1 | N |  |  | N | Electric Utility | 1 | X | DFO
Petroleum Liquids.DFO | petroleum | TRUE | 221 | Alaska Village Elec Coop, Inc | 60245 | New Stuyahok | AK | Dillingham | 2 | Petroleum Liquids | IC |  | S | 0.5 | 0.9 | 0.5 | 0.5 | 0.1 | N |  |  | N | Electric Utility | 1 | X | DFO
Petroleum Liquids.DFO | petroleum | TRUE | 221 | Alaska Village Elec Coop, Inc | 60245 | New Stuyahok | AK | Dillingham | 3A | Petroleum Liquids | IC |  | S | 0.5 | 0.9 | 0.5 | 0.5 | 0.1 | N |  |  | N | Electric Utility | 1 | X | DFO
Solar Photovoltaic.SUN | solar PV | TRUE | 60036 | SR Clinch, LLC | 60247 | Valley View Solar | CO | Weld | VVS | Solar Photovoltaic | PV |  | S | 4 |  | 4 | 4 |  | N |  |  | N | IPP Non-CHP | 2 | X | SUN
Solar Photovoltaic.SUN | solar PV | TRUE | 60036 | SR Clinch, LLC | 60248 | Skylark | CO | Weld | CAREY | Solar Photovoltaic | PV |  | S | 4 |  | 4 | 4 |  | N |  |  | N | IPP Non-CHP | 2 | X | SUN
Batteries.MWH | battery storage | 0 | 60038 | Silicon Valley Clean Water | 60249 | Silicon Valley Clean Water | CA | San Mateo | BES | Batteries | BA |  | S | 1 |  | 1 | 1 | 0.1 | N |  |  | N | IPP CHP | 3 | X | MWH
Other Waste Biomass.OBG | biomass | TRUE | 60038 | Silicon Valley Clean Water | 60249 | Silicon Valley Clean Water | CA | San Mateo | CGN | Other Waste Biomass | IC |  | S | 1.2 | 0.9 | 1.2 | 1.2 | 0.6 | N |  |  | Y | IPP CHP | 3 | T | OBG | NG
Petroleum Liquids.DFO | petroleum | TRUE | 10433 | Kodiak Electric Assn Inc | 60250 | Swampy Acres Microgrid | AK | Kodiak Island | 13 | Petroleum Liquids | IC |  | S | 4.4 | 0.8 | 4.4 | 4.4 | 3.2 | N |  |  | N | Electric Utility | 1 | X | DFO
Petroleum Liquids.DFO | petroleum | TRUE | 10433 | Kodiak Electric Assn Inc | 60250 | Swampy Acres Microgrid | AK | Kodiak Island | 6A | Petroleum Liquids | IC |  | S | 2 | 0.9 | 2 | 2 | 1.5 | N |  |  | N | Electric Utility | 1 | X | DFO
Petroleum Liquids.DFO | petroleum | TRUE | 10433 | Kodiak Electric Assn Inc | 60250 | Swampy Acres Microgrid | AK | Kodiak Island | 7A | Petroleum Liquids | IC |  | S | 2 | 0.9 | 2 | 2 | 1.5 | N |  |  | N | Electric Utility | 1 | X | DFO
Solar Photovoltaic.SUN | solar PV | TRUE | 9234 | Indiana Municipal Power Agency | 60251 | IMPA Huntingburg Solar Park | IN | Dubois | SHUNT | Solar Photovoltaic | PV |  | S | 2 |  | 2 | 1.6 |  | N |  |  | N | Electric Utility | 1 | X | SUN
Solar Photovoltaic.SUN | solar PV | TRUE | 9234 | Indiana Municipal Power Agency | 60252 | IMPA Washington Solar Park | IN | Daviess | SWASH | Solar Photovoltaic | PV |  | S | 4 |  | 4 | 3.2 |  | N |  |  | N | Electric Utility | 1 | X | SUN
Solar Photovoltaic.SUN | solar PV | TRUE | 9234 | Indiana Municipal Power Agency | 60253 | IMPA Anderson Solar Park | IN | Madison | SANDE | Solar Photovoltaic | PV |  | W | 5 |  | 5 | 4 |  | N |  |  | N | Electric Utility | 1 | X | SUN
Natural Gas Internal Combustion Engine.NG | natural gas peaker | TRUE | 40580 | Southern Minnesota Mun P Agny | 60254 | Owatonna Energy Station | MN | Steele | UNIT1 | Natural Gas Internal Combustion Engine | IC |  | S | 9.7 | 0.8 | 9.7 | 9.7 | 4 | N |  |  | N | Electric Utility | 1 | X | NG
Natural Gas Internal Combustion Engine.NG | natural gas peaker | TRUE | 40580 | Southern Minnesota Mun P Agny | 60254 | Owatonna Energy Station | MN | Steele | UNIT2 | Natural Gas Internal Combustion Engine | IC |  | S | 9.7 | 0.8 | 9.7 | 9.7 | 4 | N |  |  | N | Electric Utility | 1 | X | NG
Natural Gas Internal Combustion Engine.NG | natural gas peaker | TRUE | 40580 | Southern Minnesota Mun P Agny | 60254 | Owatonna Energy Station | MN | Steele | UNIT3 | Natural Gas Internal Combustion Engine | IC |  | S | 9.7 | 0.8 | 9.7 | 9.7 | 4 | N |  |  | N | Electric Utility | 1 | X | NG
Natural Gas Internal Combustion Engine.NG | natural gas peaker | TRUE | 40580 | Southern Minnesota Mun P Agny | 60254 | Owatonna Energy Station | MN | Steele | UNIT4 | Natural Gas Internal Combustion Engine | IC |  | S | 9.7 | 0.8 | 9.7 | 9.7 | 4 | N |  |  | N | Electric Utility | 1 | X | NG
Solar Photovoltaic.SUN | solar PV | TRUE | 12397 | Metropolitan Water District of S CA | 60255 | Weymouth Solar Plant | CA | Los Angeles | 1 | Solar Photovoltaic | PV |  | S | 2 |  | 2 | 2 |  | N |  |  | N | Electric Utility | 1 | X | SUN
Solar Photovoltaic.SUN | solar PV | TRUE | 12397 | Metropolitan Water District of S CA | 60255 | Weymouth Solar Plant | CA | Los Angeles | 2 | Solar Photovoltaic | PV |  | S | 1 |  | 1 | 1 |  | N |  |  | N | Electric Utility | 1 | X | SUN
Onshore Wind Turbine.WND | onshore wind | TRUE | 60044 | Bluestem Wind Energy, LLC | 60256 | Bluestem | OK | Beaver | 1 | Onshore Wind Turbine | WT |  | S | 198 |  | 198 | 198 | 0.8 | N |  |  | N | IPP Non-CHP | 2 | X | WND
Solar Photovoltaic.SUN | solar PV | TRUE | 61060 | Cypress Creek Renewables | 60257 | Stainback Solar Farm | NC | Vance | INV1 | Solar Photovoltaic | PV |  | S | 5 |  | 5 | 5 |  | N |  |  | N | IPP Non-CHP | 2 | X | SUN
Solar Photovoltaic.SUN | solar PV | TRUE | 60046 | TPE Alta Luna, LLC | 60258 | Alta Luna | NM | Luna | ALPV1 | Solar Photovoltaic | PV |  | S | 28.1 |  | 28.1 | 28.1 |  | N |  |  | N | IPP Non-CHP | 2 | X | SUN
Onshore Wind Turbine.WND | onshore wind | TRUE | 61012 | AES Distributed Energy | 60259 | Pioneer Wind Park, LLC | WY | Converse | PWP1 | Onshore Wind Turbine | WT |  | S | 80 |  | 80 | 80 | 1.7 | N |  |  | N | IPP Non-CHP | 2 | X | WND
Petroleum Liquids.DFO | petroleum | TRUE | 221 | Alaska Village Elec Coop, Inc | 60260 | Brevig Mission | AK | Nome | 1 | Petroleum Liquids | IC |  | S | 0.2 | 0.9 | 0.2 | 0.2 | 0.1 | N |  |  | N | Electric Utility | 1 | X | DFO
Petroleum Liquids.DFO | petroleum | TRUE | 221 | Alaska Village Elec Coop, Inc | 60260 | Brevig Mission | AK | Nome | 2 | Petroleum Liquids | IC |  | S | 0.4 | 0.9 | 0.4 | 0.4 | 0.1 | N |  |  | N | Electric Utility | 1 | X | DFO
Petroleum Liquids.DFO | petroleum | TRUE | 221 | Alaska Village Elec Coop, Inc | 60260 | Brevig Mission | AK | Nome | 3A | Petroleum Liquids | IC |  | S | 0.4 | 0.9 | 0.4 | 0.4 | 0.1 | N |  |  | N | Electric Utility | 1 | X | DFO
Solar Photovoltaic.SUN | solar PV | TRUE | 57170 | EDF Renewable Asset Holdings, Inc. | 60261 | Playa Solar 2 | NV | Clark | GEN1 | Solar Photovoltaic | PV |  | S | 100 |  | 100 | 100 |  | N |  |  | N | IPP Non-CHP | 2 | X | SUN
Onshore Wind Turbine.WND | onshore wind | TRUE | 49893 | Invenergy Services LLC | 60262 | Prairie Breeze II | NE | Antelope | GEN1 | Onshore Wind Turbine | WT |  | S | 73.4 |  | 73.4 | 73.4 | 0 | N |  |  | N | IPP Non-CHP | 2 | X | WND
Other Waste Biomass.OBG | biomass | TRUE | 60047 | Clean Water Services | 60263 | Durham AWTF | OR | Washington | GEN1 | Other Waste Biomass | IC |  | S | 0.8 | 1 | 0.8 | 0.8 | 0.4 | N |  |  | Y | Commercial CHP | 5 | T | OBG
Other Waste Biomass.OBG | biomass | TRUE | 60047 | Clean Water Services | 60263 | Durham AWTF | OR | Washington | GEN2 | Other Waste Biomass | IC |  | S | 0.8 | 1 | 0.8 | 0.8 | 0.4 | N |  |  | Y | Commercial CHP | 5 | T | OBG
Natural Gas Fired Combustion Turbine.NG | natural gas peaker | TRUE | 60048 | PHR Holdings LLC | 60264 | Bacliff | TX | Galveston | BCGT1 | Natural Gas Fired Combustion Turbine | GT |  | S | 71.2 | 0.9 | 54 | 60 | 54 | N |  |  | N | IPP Non-CHP | 2 | X | NG
Natural Gas Fired Combustion Turbine.NG | natural gas peaker | TRUE | 60048 | PHR Holdings LLC | 60264 | Bacliff | TX | Galveston | BCGT2 | Natural Gas Fired Combustion Turbine | GT |  | S | 71.2 | 0.9 | 54 | 60 | 54 | N |  |  | N | IPP Non-CHP | 2 | X | NG
Natural Gas Fired Combustion Turbine.NG | natural gas peaker | TRUE | 60048 | PHR Holdings LLC | 60264 | Bacliff | TX | Galveston | BCGT3 | Natural Gas Fired Combustion Turbine | GT |  | S | 71.2 | 0.9 | 54 | 60 | 54 | N |  |  | N | IPP Non-CHP | 2 | X | NG
Natural Gas Fired Combustion Turbine.NG | natural gas peaker | TRUE | 60048 | PHR Holdings LLC | 60264 | Bacliff | TX | Galveston | BCGT4 | Natural Gas Fired Combustion Turbine | GT |  | S | 71.2 | 0.9 | 54 | 60 | 54 | N |  |  | N | IPP Non-CHP | 2 | X | NG
Natural Gas Fired Combustion Turbine.NG | natural gas peaker | TRUE | 60048 | PHR Holdings LLC | 60264 | Bacliff | TX | Galveston | BCGT5 | Natural Gas Fired Combustion Turbine | GT |  | S | 71.2 | 0.9 | 54 | 60 | 54 | N |  |  | N | IPP Non-CHP | 2 | X | NG
Natural Gas Fired Combustion Turbine.NG | natural gas peaker | TRUE | 60048 | PHR Holdings LLC | 60264 | Bacliff | TX | Galveston | BCGT6 | Natural Gas Fired Combustion Turbine | GT |  | S | 71.2 | 0.9 | 54 | 60 | 54 | N |  |  | N | IPP Non-CHP | 2 | X | NG
Solar Photovoltaic.SUN | solar PV | TRUE | 56990 | NJR Clean Energy Ventures Corporation | 60265 | Junction Road | NJ | Hunterdon | JUNCT | Solar Photovoltaic | PV |  | W | 4.4 |  | 4.4 | 4.4 |  | N |  |  | N | IPP Non-CHP | 2 | X | SUN
Solar Photovoltaic.SUN | solar PV | TRUE | 56990 | NJR Clean Energy Ventures Corporation | 60266 | Cedar Branch | NJ | Atlantic | CEDAR | Solar Photovoltaic | PV |  | W | 6.1 |  | 6.1 | 6.1 |  | N |  |  | N | IPP Non-CHP | 2 | X | SUN
Solar Photovoltaic.SUN | solar PV | TRUE | 56990 | NJR Clean Energy Ventures Corporation | 60267 | Sharon Station | NJ | Monmouth | SHRN1 | Solar Photovoltaic | PV |  | W | 2.7 |  | 2.7 | 2.7 |  | N |  |  | N | IPP Non-CHP | 2 | X | SUN
Onshore Wind Turbine.WND | onshore wind | TRUE | 56215 | RWE Renewables Americas, LLC | 60270 | Blue Cloud Wind Energy LLC | TX | Bailey | WT1 | Onshore Wind Turbine | WT |  | W | 148.4 |  | 148.4 | 148.4 | 0 | N |  |  | N | IPP Non-CHP | 2 | X | WND
Solar Photovoltaic.SUN | solar PV | TRUE | 56769 | Consolidated Edison Development Inc. | 60274 | CED Westfield Solar, LLC | MA | Hampden | WFMA | Solar Photovoltaic | PV |  | S | 2 |  | 2 | 2 |  | N |  |  | N | IPP Non-CHP | 2 | X | SUN
Solar Photovoltaic.SUN | solar PV | TRUE | 60067 | Westside Assets LLC | 60275 | Westside Solar Power PV1 | CA | Kings | WSPV1 | Solar Photovoltaic | PV |  | S | 2 |  | 2 | 2 |  | N |  |  | N | IPP Non-CHP | 2 | X | SUN
Natural Gas Fired Combustion Turbine.NG | natural gas peaker | FALSE | 60058 | Hollingsworth & Vose Co West Groton | 60276 | West Groton CHP | MA | Middlesex | G1 | Natural Gas Fired Combustion Turbine | GT |  | S | 4.1 | 0.8 | 3.3 | 3.8 | 1.9 | N |  |  | Y | Industrial CHP | 7 | T | NG
Solar Photovoltaic.SUN | solar PV | TRUE | 60059 | ZGlobal Inc | 60277 | Castor Solar | CA | Kern | CASTR | Solar Photovoltaic | PV |  | W | 1.5 |  | 1.5 | 1.5 |  | N |  |  | N | IPP Non-CHP | 2 | X | SUN
Solar Photovoltaic.SUN | solar PV | TRUE | 61012 | AES Distributed Energy | 60278 | Southbridge Solar | MA | Worcester | SBRDG | Solar Photovoltaic | PV |  | S | 1.9 |  | 1.9 | 1.9 |  | N |  |  | N | IPP Non-CHP | 2 | X | SUN
Solar Photovoltaic.SUN | solar PV | TRUE | 61012 | AES Distributed Energy | 60279 | Antelope Big Sky Ranch | CA | Los Angeles | ABSR | Solar Photovoltaic | PV |  | S | 20 |  | 19 | 19 |  | N |  |  | N | IPP Non-CHP | 2 | X | SUN
Solar Photovoltaic.SUN | solar PV | TRUE | 61012 | AES Distributed Energy | 60280 | Summer Solar LLC | CA | Los Angeles | SUMSL | Solar Photovoltaic | PV |  | S | 20 |  | 19 | 19 |  | N |  |  | N | IPP Non-CHP | 2 | X | SUN
Solar Photovoltaic.SUN | solar PV | TRUE | 63250 | Central Antelope Dry Ranch B, LLC | 60281 | Central Antelope Dry Ranch B LLC | CA | Los Angeles | CADRB | Solar Photovoltaic | PV |  | S | 3 |  | 3 | 3 |  | N |  |  | N | IPP Non-CHP | 2 | X | SUN
Solar Photovoltaic.SUN | solar PV | TRUE | 60060 | SR Mavericks, LLC | 60283 | SR Mavericks | CO | Weld | MVRKS | Solar Photovoltaic | PV |  | S | 7.8 |  | 7.8 | 7.8 |  | N |  |  | N | IPP Non-CHP | 2 | X | SUN
Solar Photovoltaic.SUN | solar PV | TRUE | 64877 | Rigel | 60284 | Organ Church Solar | NC | Rowan | PV1 | Solar Photovoltaic | PV |  | W | 5 |  | 5 | 5 |  | N |  |  | N | IPP Non-CHP | 2 | X | SUN
Solar Photovoltaic.SUN | solar PV | TRUE | 60068 | Red Horse III | 60285 | Red Horse III | AZ | Cochise | RH3 | Solar Photovoltaic | PV |  | S | 30 |  | 30 | 30 |  | N |  |  | N | IPP Non-CHP | 2 | X | SUN
Solar Photovoltaic.SUN | solar PV | TRUE | 63471 | NES Olympos | 60287 | Willard Solar | NC | Pender | PV1 | Solar Photovoltaic | PV |  | W | 5 |  | 5 | 5 |  | N |  |  | N | IPP Non-CHP | 2 | X | SUN
Solar Photovoltaic.SUN | solar PV | TRUE | 61060 | Cypress Creek Renewables | 60288 | Ajax Solar | NC | Robeson | PV1 | Solar Photovoltaic | PV |  | S | 5 |  | 4.9 | 4.9 |  | N |  |  | N | IPP Non-CHP | 2 | X | SUN
Solar Photovoltaic.SUN | solar PV | TRUE | 61677 | Sol Systems | 60290 | Jester Solar | NC | Wayne | PV1 | Solar Photovoltaic | PV |  | S | 5 |  | 4.9 | 4.9 |  | N |  |  | N | IPP Non-CHP | 2 | X | SUN
Solar Photovoltaic.SUN | solar PV | TRUE | 59503 | Capital Dynamics | 60291 | Trinity Solar | NC | Randolph | PV1 | Solar Photovoltaic | PV |  | S | 5 |  | 4.9 | 4.9 |  | N |  |  | N | IPP Non-CHP | 2 | X | SUN
Solar Photovoltaic.SUN | solar PV | TRUE | 60073 | St. Matthews Solar, LLC | 60293 | St. Matthews Solar | SC | Calhoun | PV1 | Solar Photovoltaic | PV |  | S | 10.2 |  | 10.2 | 10.2 |  | N |  |  | N | IPP Non-CHP | 2 | X | SUN
Batteries.MWH | battery storage | 0 | 60094 | Clinton Battery Utility, LLC | 60297 | Clinton Battery | OH | Clinton | 1 | Batteries | BA |  | S | 10 |  | 5 | 5 | 0 | N | 10 | 2026 | N | IPP Non-CHP | 2 | X | MWH
Solar Photovoltaic.SUN | solar PV | TRUE | 64391 | Pine Valley Solar, LLC | 60298 | Pine Valley Solar Farm, LLC | NC | Moore | PV1 | Solar Photovoltaic | PV |  | S | 5 |  | 5 | 5 |  | N |  |  | N | IPP Non-CHP | 2 | X | SUN
Batteries.MWH | battery storage | 0 | 59209 | Concord New Energy | 60299 | HMV Minster Energy Storage System | OH | Auglaize | MIN02 | Batteries | BA |  | S | 7 |  | 7 | 7 | 2.8 | N |  |  | N | IPP Non-CHP | 2 | X | MWH
Solar Photovoltaic.SUN | solar PV | TRUE | 5701 | El Paso Electric Co | 60300 | Montana Solar Facility | TX | El Paso | IMPV1 | Solar Photovoltaic | PV |  | S | 3 |  | 3 | 3 |  | N |  |  | N | Electric Utility | 1 | X | SUN
Solar Photovoltaic.SUN | solar PV | TRUE | 5701 | El Paso Electric Co | 60301 | Holloman Solar Facility | NM | Otero | HPV1 | Solar Photovoltaic | PV |  | S | 5 |  | 5 | 5 |  | N |  |  | N | Electric Utility | 1 | X | SUN
Natural Gas Fired Combined Cycle.NG | natural gas combined cycle | TRUE | 60100 | PSEG Keys Energy Center, LLC | 60302 | Keys Energy Center | MD | Prince Georges | 10 | Natural Gas Fired Combined Cycle | CA | CC1 | S | 359.6 | 0.85 | 325 | 299 | 60 | N |  |  | N | IPP Non-CHP | 2 | X | NG
Natural Gas Fired Combined Cycle.NG | natural gas combined cycle | TRUE | 60100 | PSEG Keys Energy Center, LLC | 60302 | Keys Energy Center | MD | Prince Georges | 11 | Natural Gas Fired Combined Cycle | CT | CC1 | S | 235.5 | 0.85 | 231 | 231 | 74 | N |  |  | N | IPP Non-CHP | 2 | X | NG
Natural Gas Fired Combined Cycle.NG | natural gas combined cycle | TRUE | 60100 | PSEG Keys Energy Center, LLC | 60302 | Keys Energy Center | MD | Prince Georges | 12 | Natural Gas Fired Combined Cycle | CT | CC1 | S | 235.5 | 0.85 | 231 | 231 | 74 | N |  |  | N | IPP Non-CHP | 2 | X | NG
Solar Photovoltaic.SUN | solar PV | TRUE | 60099 | MS Solar 3, LLC | 60303 | Sumrall II Solar Farm | MS | Lamar | SUM2 | Solar Photovoltaic | PV |  | W | 52 |  | 52 | 52 |  | N |  |  | N | IPP Non-CHP | 2 | X | SUN
Solar Photovoltaic.SUN | solar PV | TRUE | 60097 | San Isabel Solar, LLC | 60304 | San Isabel Solar, LLC | CO | Las Animas | SISPV | Solar Photovoltaic | PV |  | S | 30 |  | 30 | 30 |  | N |  |  | N | IPP Non-CHP | 2 | X | SUN
Solar Photovoltaic.SUN | solar PV | TRUE | 60098 | MS Solar 2, LLC | 60306 | Sumrall I Solar Farm | MS | Lamar | SUM1 | Solar Photovoltaic | PV |  | S | 52 |  | 52 | 57.2 |  | N |  |  | N | IPP Non-CHP | 2 | X | SUN
Solar Photovoltaic.SUN | solar PV | TRUE | 56769 | Consolidated Edison Development Inc. | 60307 | Mesquite Solar 2, LLC | AZ | Maricopa | 1 | Solar Photovoltaic | PV |  | S | 100 |  | 100 | 100 |  | N |  |  | N | IPP Non-CHP | 2 | X | SUN
Solar Photovoltaic.SUN | solar PV | TRUE | 56769 | Consolidated Edison Development Inc. | 60308 | Mesquite Solar 3, LLC | AZ | Maricopa | 1 | Solar Photovoltaic | PV |  | S | 150 |  | 150 | 150 |  | N |  |  | N | IPP Non-CHP | 2 | X | SUN
Solar Photovoltaic.SUN | solar PV | TRUE | 60412 | Portal Ridge Solar, LLC | 60310 | Portal Ridge Solar B, LLC | CA | Los Angeles | GEN01 | Solar Photovoltaic | PV |  | S | 20 |  | 20 | 20 |  | N |  |  | N | IPP Non-CHP | 2 | X | SUN
Solar Photovoltaic.SUN | solar PV | TRUE | 60412 | Portal Ridge Solar, LLC | 60311 | Portal Ridge Solar C, LLC | CA | Los Angeles | GEN01 | Solar Photovoltaic | PV |  | S | 11.4 |  | 11.4 | 11.4 |  | N |  |  | N | IPP Non-CHP | 2 | X | SUN
Solar Photovoltaic.SUN | solar PV | TRUE | 64778 | Strata Manager, LLC | 60312 | Howell Midland Farm, LLC | NC | Cabarrus | 1 | Solar Photovoltaic | PV |  | W | 4.9 |  | 4.9 | 4.9 |  | N |  |  | N | IPP Non-CHP | 2 | X | SUN
Solar Photovoltaic.SUN | solar PV | TRUE | 64778 | Strata Manager, LLC | 60313 | Augustus Farm, LLC | NC | Pitt | 1 | Solar Photovoltaic | PV |  | W | 4.9 |  | 4.9 | 4.9 |  | N |  |  | N | IPP Non-CHP | 2 | X | SUN
Onshore Wind Turbine.WND | onshore wind | TRUE | 49893 | Invenergy Services LLC | 60314 | Prairie Breeze III | NE | Antelope | GEN1 | Onshore Wind Turbine | WT |  | S | 35.8 |  | 35.8 | 35.8 | 0 | N |  |  | N | IPP Non-CHP | 2 | X | WND
Solar Photovoltaic.SUN | solar PV | TRUE | 60025 | Greenbacker Renewable Energy Corporation | 60315 | Midway Solar Farm III | CA | Imperial | MSF3 | Solar Photovoltaic | PV |  | S | 20 |  | 20 | 20 |  | N |  |  | N | IPP Non-CHP | 2 | X | SUN
Solar Photovoltaic.SUN | solar PV | TRUE | 5248 | Dominion Energy Inc. | 60316 | Scott Solar Farm | VA | Powhatan | 1 | Solar Photovoltaic | PV |  | S | 17 |  | 17 | 17 |  | N |  |  | N | Electric Utility | 1 | X | SUN
Onshore Wind Turbine.WND | onshore wind | TRUE | 56545 | Pattern Operators LP | 60317 | Grady Wind Energy Center, LLC | NM | Curry | 1 | Onshore Wind Turbine | WT |  | W | 220.5 |  | 220.5 | 220.5 | 200 | N |  |  | N | IPP Non-CHP | 2 | X | WND
Solar Photovoltaic.SUN | solar PV | TRUE | 19876 | Virginia Electric & Power Co | 60318 | Woodland Solar Farm | VA | Isle of Wight | 1 | Solar Photovoltaic | PV |  | S | 19 |  | 7.6 |  |  | N |  |  | N | Electric Utility | 1 | X | SUN
Solar Photovoltaic.SUN | solar PV | TRUE | 19876 | Virginia Electric & Power Co | 60319 | Whitehouse Solar Farm | VA | Louisa | 1 | Solar Photovoltaic | PV |  | S | 20 |  | 8 |  |  | N |  |  | N | Electric Utility | 1 | X | SUN
Solar Photovoltaic.SUN | solar PV | TRUE | 60970 | SunShare Management | 60320 | Jeffco Community Solar Gardens LLC | CO | Jefferson | SSCO1 | Solar Photovoltaic | PV |  | W | 1.2 |  | 1.2 | 1.2 |  | N |  |  | N | IPP Non-CHP | 2 | X | SUN
Solar Photovoltaic.SUN | solar PV | TRUE | 61672 | Willow Spring Solar LLC | 60324 | Willow Spring Solar, LLC | CA | Kern | GEN01 | Solar Photovoltaic | PV |  | S | 107.9 | 1 | 107.9 | 107.9 |  | N |  |  | N | IPP Non-CHP | 2 | X | SUN
Onshore Wind Turbine.WND | onshore wind | TRUE | 12341 | MidAmerican Energy Co | 60326 | O'Brien Wind | IA | O'Brien | OBWF | Onshore Wind Turbine | WT |  | S | 61.9 |  | 61.9 | 61.9 | 0.1 | N |  |  | N | Electric Utility | 1 | X | WND
Onshore Wind Turbine.WND | onshore wind | TRUE | 12341 | MidAmerican Energy Co | 60326 | O'Brien Wind | IA | O'Brien | OBWF2 | Onshore Wind Turbine | WT |  | S | 108.7 |  | 108.7 | 108.7 | 0.1 | N |  |  | N | Electric Utility | 1 | X | WND
Onshore Wind Turbine.WND | onshore wind | TRUE | 12341 | MidAmerican Energy Co | 60326 | O'Brien Wind | IA | O'Brien | OBWF3 | Onshore Wind Turbine | WT |  | S | 79.7 |  | 79.7 | 79.7 | 0.1 | N |  |  | N | Electric Utility | 1 | X | WND
Solar Photovoltaic.SUN | solar PV | TRUE | 56990 | NJR Clean Energy Ventures Corporation | 60327 | East Amwell | NJ | Hunterdon | AMWEL | Solar Photovoltaic | PV |  | W | 1.8 |  | 1.8 | 1.8 |  | N |  |  | N | IPP Non-CHP | 2 | X | SUN
Other Waste Biomass.OBL | biomass | TRUE | 19547 | Hawaiian Electric Co Inc | 60328 | Schofield Generating Station | HI | Honolulu | S1 | Other Waste Biomass | IC |  | S | 8.4 | 0.8 | 8.4 | 8.4 | 2.5 | N |  |  | N | Electric Utility | 1 | X | OBL | DFO
Other Waste Biomass.OBL | biomass | TRUE | 19547 | Hawaiian Electric Co Inc | 60328 | Schofield Generating Station | HI | Honolulu | S2 | Other Waste Biomass | IC |  | S | 8.4 | 0.8 | 8.4 | 8.4 | 2.5 | N |  |  | N | Electric Utility | 1 | X | OBL | DFO
Other Waste Biomass.OBL | biomass | TRUE | 19547 | Hawaiian Electric Co Inc | 60328 | Schofield Generating Station | HI | Honolulu | S3 | Other Waste Biomass | IC |  | S | 8.4 | 0.8 | 8.4 | 8.4 | 2.5 | N |  |  | N | Electric Utility | 1 | X | OBL | DFO
Other Waste Biomass.OBL | biomass | TRUE | 19547 | Hawaiian Electric Co Inc | 60328 | Schofield Generating Station | HI | Honolulu | S4 | Other Waste Biomass | IC |  | S | 8.4 | 0.8 | 8.4 | 8.4 | 2.5 | N |  |  | N | Electric Utility | 1 | X | OBL | DFO
Other Waste Biomass.OBL | biomass | TRUE | 19547 | Hawaiian Electric Co Inc | 60328 | Schofield Generating Station | HI | Honolulu | S5 | Other Waste Biomass | IC |  | S | 8.4 | 0.8 | 8.4 | 8.4 | 2.5 | N |  |  | N | Electric Utility | 1 | X | OBL | DFO
Other Waste Biomass.OBL | biomass | TRUE | 19547 | Hawaiian Electric Co Inc | 60328 | Schofield Generating Station | HI | Honolulu | S6 | Other Waste Biomass | IC |  | S | 8.4 | 0.8 | 8.4 | 8.4 | 2.5 | N |  |  | N | Electric Utility | 1 | X | OBL | DFO
Onshore Wind Turbine.WND | onshore wind | TRUE | 62892 | Ringer Hill Wind LLC | 60329 | Ringer Hill Wind Farm, LLC | PA | Somerset | RINGR | Onshore Wind Turbine | WT |  | S | 39.9 |  | 38.3 | 38.3 | 1.2 | N |  |  | N | IPP Non-CHP | 2 | X | WND
Solar Photovoltaic.SUN | solar PV | TRUE | 61060 | Cypress Creek Renewables | 60330 | Grove Solar Center, LLC | OR | Malheur | GSC1 | Solar Photovoltaic | PV |  | S | 6 |  | 6 | 6 |  | N |  |  | N | IPP Non-CHP | 2 | X | SUN
Solar Photovoltaic.SUN | solar PV | TRUE | 61060 | Cypress Creek Renewables | 60331 | Hyline Solar Center, LLC | OR | Malheur | HSC1 | Solar Photovoltaic | PV |  | S | 9 |  | 9 | 9 |  | N |  |  | N | IPP Non-CHP | 2 | X | SUN
Solar Photovoltaic.SUN | solar PV | TRUE | 61060 | Cypress Creek Renewables | 60332 | Open Range Solar Center, LLC | OR | Malheur | ORSC1 | Solar Photovoltaic | PV |  | S | 10 |  | 10 | 10 |  | N |  |  | N | IPP Non-CHP | 2 | X | SUN
Solar Photovoltaic.SUN | solar PV | TRUE | 61060 | Cypress Creek Renewables | 60333 | Railroad Solar Center, LLC | OR | Malheur | RSC1 | Solar Photovoltaic | PV |  | S | 4.5 |  | 4.5 | 4.5 |  | N |  |  | N | IPP Non-CHP | 2 | X | SUN
Solar Photovoltaic.SUN | solar PV | TRUE | 61060 | Cypress Creek Renewables | 60334 | Thunderegg Solar Center, LLC | OR | Malheur | TSC1 | Solar Photovoltaic | PV |  | S | 10 |  | 10 | 10 |  | N |  |  | N | IPP Non-CHP | 2 | X | SUN
Solar Photovoltaic.SUN | solar PV | TRUE | 61060 | Cypress Creek Renewables | 60335 | Vale Air Solar Center, LLC | OR | Malheur | VASC1 | Solar Photovoltaic | PV |  | S | 10 |  | 10 | 10 |  | N |  |  | N | IPP Non-CHP | 2 | X | SUN
Solar Photovoltaic.SUN | solar PV | TRUE | 60118 | 83WI 8ME, LLC | 60336 | Midway Solar Farm 1 | CA | Imperial | MSF1 | Solar Photovoltaic | PV |  | S | 50 |  | 50 | 50 |  | N |  |  | N | IPP Non-CHP | 2 | X | SUN
Solar Photovoltaic.SUN | solar PV | TRUE | 60125 | Providence Solar Center, LLC | 60337 | Providence Solar | TN | Madison | PROV | Solar Photovoltaic | PV |  | S | 16 |  | 16 | 16 |  | N |  |  | N | IPP Non-CHP | 2 | X | SUN
Onshore Wind Turbine.WND | onshore wind | TRUE | 60128 | Electra Wind, LLC | 60338 | Electra Wind Farm | TX | Wilbarger | EWF | Onshore Wind Turbine | WT |  | S | 230 |  | 230 | 230 | 1 | N |  |  | N | IPP Non-CHP | 2 | X | WND
Onshore Wind Turbine.WND | onshore wind | TRUE | 60129 | Horse Creek Wind, LLC | 60339 | Horse Creek Wind Farm | TX | Haskell | HCWF | Onshore Wind Turbine | WT |  | S | 230 |  | 230 | 230 | 1 | N |  |  | N | IPP Non-CHP | 2 | X | WND
Wood/Wood Waste Biomass.WDS | biomass | TRUE | 60130 | Albany Green Energy, LLC | 60340 | Albany Green Energy | GA | Dougherty | 1 | Wood/Wood Waste Biomass | ST |  | S | 54.5 | 0.85 | 49.5 | 49.5 | 25 | N |  |  | Y | IPP CHP | 3 | T | WDS | NG | OBS
Solar Photovoltaic.SUN | solar PV | TRUE | 60127 | SSA Solar of NM 3, LLC | 60341 | Wal-Mart Truth or Consequences PV | NM | Sierra | WMTOC | Solar Photovoltaic | PV |  | S | 1 |  | 1 | 1 |  | N |  |  | N | IPP Non-CHP | 2 | X | SUN
Onshore Wind Turbine.WND | onshore wind | TRUE | 12341 | MidAmerican Energy Co | 60342 | Ida Grove Wind | IA | Ida | IGWF | Onshore Wind Turbine | WT |  | S | 61.1 |  | 60 | 60 | 0.1 | N |  |  | N | Electric Utility | 1 | X | WND
Onshore Wind Turbine.WND | onshore wind | TRUE | 12341 | MidAmerican Energy Co | 60342 | Ida Grove Wind | IA | Ida | IGWF2 | Onshore Wind Turbine | WT |  | S | 119.6 |  | 119.6 | 119.6 | 0.1 | N |  |  | N | Electric Utility | 1 | X | WND
Onshore Wind Turbine.WND | onshore wind | TRUE | 12341 | MidAmerican Energy Co | 60342 | Ida Grove Wind | IA | Ida | IGWF3 | Onshore Wind Turbine | WT |  | S | 92.8 |  | 92.8 | 92.8 | 0.1 | N |  |  | N | Electric Utility | 1 | X | WND
Onshore Wind Turbine.WND | onshore wind | TRUE | 12341 | MidAmerican Energy Co | 60342 | Ida Grove Wind | IA | Ida | IGWF4 | Onshore Wind Turbine | WT |  | S | 27.6 |  | 27.6 | 27.6 | 0.1 | N |  |  | N | Electric Utility | 1 | X | WND
Solar Photovoltaic.SUN | solar PV | TRUE | 58135 | Ecos Energy LLC | 60344 | Sudbury Solar | VT | Rutland | SUD | Solar Photovoltaic | PV |  | S | 2 |  | 2 | 2 |  | N |  |  | N | IPP Non-CHP | 2 | X | SUN
Natural Gas Fired Combined Cycle.NG | natural gas combined cycle | TRUE | 6452 | Florida Power & Light Co | 60345 | Okeechobee Clean Energy Center | FL | Okeechobee | 1A | Natural Gas Fired Combined Cycle | CT | CC1 | S | 376.6 | 0.85 | 376.6 | 376.6 |  | N |  |  | N | Electric Utility | 1 | X | NG | DFO
Natural Gas Fired Combined Cycle.NG | natural gas combined cycle | TRUE | 6452 | Florida Power & Light Co | 60345 | Okeechobee Clean Energy Center | FL | Okeechobee | 1B | Natural Gas Fired Combined Cycle | CT | CC1 | S | 376.6 | 0.85 | 376.6 | 376.6 |  | N |  |  | N | Electric Utility | 1 | X | NG | DFO
Natural Gas Fired Combined Cycle.NG | natural gas combined cycle | TRUE | 6452 | Florida Power & Light Co | 60345 | Okeechobee Clean Energy Center | FL | Okeechobee | 1C | Natural Gas Fired Combined Cycle | CT | CC1 | S | 376.6 | 0.85 | 376.6 | 376.6 |  | N |  |  | N | Electric Utility | 1 | X | NG | DFO
Natural Gas Fired Combined Cycle.NG | natural gas combined cycle | TRUE | 6452 | Florida Power & Light Co | 60345 | Okeechobee Clean Energy Center | FL | Okeechobee | 1ST | Natural Gas Fired Combined Cycle | CA | CC1 | S | 593.3 | 0.85 | 593.3 | 593.3 |  | N |  |  | N | Electric Utility | 1 | X | NG | DFO
Solar Photovoltaic.SUN | solar PV | TRUE | 5109 | DTE Electric Company | 60346 | Demille Solar Farm | MI | Lapeer | 1 | Solar Photovoltaic | PV |  | S | 28.4 |  | 28.4 | 28.4 |  | N |  |  | N | Electric Utility | 1 | X | SUN
Solar Photovoltaic.SUN | solar PV | TRUE | 5109 | DTE Electric Company | 60347 | Turrill Solar Farm | MI | Lapeer | 1 | Solar Photovoltaic | PV |  | S | 19.6 |  | 19.6 | 19.6 |  | N |  |  | N | Electric Utility | 1 | X | SUN
Solar Photovoltaic.SUN | solar PV | TRUE | 5109 | DTE Electric Company | 60348 | O'Shea Solar Farm | MI | Wayne | 1 | Solar Photovoltaic | PV |  | S | 2 |  | 2 | 2 |  | N |  |  | N | Electric Utility | 1 | X | SUN
Landfill Gas.LFG | natural gas peaker | FALSE | 60146 | Ameresco Federal Solutions | 60349 | Hill AFB LFG Facility, Bldg #737 | UT | Davis | LFGG1 | Landfill Gas | IC |  | W | 0.6 | 0.8 | 0.6 | 0.6 | 0.4 | N |  |  | N | Commercial Non-CHP | 4 | X | LFG
Landfill Gas.LFG | natural gas peaker | FALSE | 60146 | Ameresco Federal Solutions | 60349 | Hill AFB LFG Facility, Bldg #737 | UT | Davis | LFGG2 | Landfill Gas | IC |  | W | 0.7 | 0.8 | 0.7 | 0.7 | 0.6 | N |  |  | N | Commercial Non-CHP | 4 | X | LFG
Landfill Gas.LFG | natural gas peaker | FALSE | 60146 | Ameresco Federal Solutions | 60349 | Hill AFB LFG Facility, Bldg #737 | UT | Davis | LFGG3 | Landfill Gas | IC |  | W | 1 | 1 | 0.9 | 1 | 0.8 | N |  |  | N | Commercial Non-CHP | 4 | X | LFG
Solar Photovoltaic.SUN | solar PV | TRUE | 60145 | NRG Solar Las Vegas MB 2 | 60350 | Solar Las Vegas MB 2, LLC | NV | Clark | LVMB2 | Solar Photovoltaic | PV |  | S | 1.5 |  | 1.5 | 1.5 |  | N |  |  | N | IPP Non-CHP | 2 | X | SUN
Solar Photovoltaic.SUN | solar PV | TRUE | 60143 | Bison Solar LLC | 60351 | Bison Solar LLC | CO | Larimer | BSPV1 | Solar Photovoltaic | PV |  | S | 30 |  | 30 | 30 |  | N |  |  | N | IPP Non-CHP | 2 | X | SUN
Solar Photovoltaic.SUN | solar PV | TRUE | 17650 | Southern Power Co | 60352 | Boulder Solar Power, LLC | NV | Clark | BSP | Solar Photovoltaic | PV |  | W | 100 |  | 100 | 100 |  | N |  |  | N | IPP Non-CHP | 2 | X | SUN
Solar Photovoltaic.SUN | solar PV | TRUE | 60150 | SunE DB42, LLC | 60353 | Cecil County CCVT HS | MD | Cecil | CCVT | Solar Photovoltaic | PV |  | S | 2 |  | 2 | 2 |  | N |  |  | N | IPP Non-CHP | 2 | X | SUN
Onshore Wind Turbine.WND | onshore wind | TRUE | 60149 | Brady Wind II, LLC | 60354 | Brady II Wind Energy Center | ND | Stark | BWEC2 | Onshore Wind Turbine | WT |  | S | 150 |  | 150 | 150 | 37 | N |  |  | N | IPP Non-CHP | 2 | X | WND
Onshore Wind Turbine.WND | onshore wind | TRUE | 60148 | Brady Wind, LLC | 60355 | Brady Wind Energy Center | ND | Stark | BWEC1 | Onshore Wind Turbine | WT |  | S | 150 |  | 150 | 150 | 37 | N |  |  | N | IPP Non-CHP | 2 | X | WND
Natural Gas Fired Combined Cycle.NG | natural gas combined cycle | TRUE | 60131 | South Field Energy, LLC | 60356 | South Field Energy | OH | Columbiana | SFCT1 | Natural Gas Fired Combined Cycle | CT | UNT1 | S | 344.4 | 0.85 | 344.4 | 344.4 | 250 | N |  |  | N | IPP Non-CHP | 2 | X | NG | DFO
Natural Gas Fired Combined Cycle.NG | natural gas combined cycle | TRUE | 60131 | South Field Energy, LLC | 60356 | South Field Energy | OH | Columbiana | SFCT2 | Natural Gas Fired Combined Cycle | CT | UNT2 | S | 344.4 | 0.85 | 344.4 | 344.4 | 250 | N |  |  | N | IPP Non-CHP | 2 | X | NG | DFO
Natural Gas Fired Combined Cycle.NG | natural gas combined cycle | TRUE | 60131 | South Field Energy, LLC | 60356 | South Field Energy | OH | Columbiana | SFST1 | Natural Gas Fired Combined Cycle | CA | UNT1 | S | 260.8 | 0.85 | 260.8 | 260.8 | 100 | N |  |  | N | IPP Non-CHP | 2 | X | NG | DFO
Natural Gas Fired Combined Cycle.NG | natural gas combined cycle | TRUE | 60131 | South Field Energy, LLC | 60356 | South Field Energy | OH | Columbiana | SFST2 | Natural Gas Fired Combined Cycle | CA | UNT2 | S | 260.8 | 0.85 | 260.8 | 260.8 | 100 | N |  |  | N | IPP Non-CHP | 2 | X | NG | DFO
Natural Gas Fired Combined Cycle.NG | natural gas combined cycle | TRUE | 49893 | Invenergy Services LLC | 60357 | Lackawanna Energy Center | PA | Lackawanna | GEN1 | Natural Gas Fired Combined Cycle | CS |  | S | 499.5 | 0.9 | 454 | 489 | 454 | N |  |  | N | IPP Non-CHP | 2 | X | NG
Natural Gas Fired Combined Cycle.NG | natural gas combined cycle | TRUE | 49893 | Invenergy Services LLC | 60357 | Lackawanna Energy Center | PA | Lackawanna | GEN2 | Natural Gas Fired Combined Cycle | CS |  | S | 499.5 | 0.9 | 454 | 489 | 454 | N |  |  | N | IPP Non-CHP | 2 | X | NG
Natural Gas Fired Combined Cycle.NG | natural gas combined cycle | TRUE | 49893 | Invenergy Services LLC | 60357 | Lackawanna Energy Center | PA | Lackawanna | GEN3 | Natural Gas Fired Combined Cycle | CS |  | S | 499.5 | 0.9 | 454 | 489 | 454 | N |  |  | N | IPP Non-CHP | 2 | X | NG
Solar Photovoltaic.SUN | solar PV | TRUE | 60496 | Adapture Renewables, Inc. | 60359 | Gastonia Solar Center | NC | Gaston | 60916 | Solar Photovoltaic | PV |  | S | 4.3 |  | 4.3 | 4.3 |  | N |  |  | N | IPP Non-CHP | 2 | X | SUN
Solar Photovoltaic.SUN | solar PV | TRUE | 61060 | Cypress Creek Renewables | 60361 | Wortham Solar Farm | NC | Vance | INV1 | Solar Photovoltaic | PV |  | S | 5 |  | 5 | 5 |  | N |  |  | N | IPP Non-CHP | 2 | X | SUN
Solar Photovoltaic.SUN | solar PV | TRUE | 61060 | Cypress Creek Renewables | 60363 | White Farm Solar, LLC | NC | Northampton | WFSPV | Solar Photovoltaic | PV |  | S | 5.2 |  | 5.2 | 5.2 |  | N |  |  | N | IPP Non-CHP | 2 | X | SUN
Landfill Gas.LFG | natural gas peaker | TRUE | 60154 | White Street Renewables LLC | 60364 | White Street Renewables | NC | Guilford | WSLFG | Landfill Gas | IC |  | W | 1.6 | 1 | 1.6 | 1.6 | 0 | N |  |  | N | IPP Non-CHP | 2 | X | LFG
Solar Photovoltaic.SUN | solar PV | TRUE | 60154 | White Street Renewables LLC | 60364 | White Street Renewables | NC | Guilford | WSPV | Solar Photovoltaic | PV |  | W | 3.4 |  | 3.4 | 3.4 |  | N |  |  | N | IPP Non-CHP | 2 | X | SUN
Solar Photovoltaic.SUN | solar PV | TRUE | 60800 | Soltage VUL 1600 Chemung, LLC | 60365 | Vulcraft Solar | NY | Chemung | VULC | Solar Photovoltaic | PV |  | S | 1.6 |  | 1.6 | 1.6 |  | N |  |  | N | IPP Non-CHP | 2 | X | SUN
Onshore Wind Turbine.WND | onshore wind | TRUE | 60155 | Old Settler Wind, LLC | 60366 | Old Settler Wind | TX | Floyd | OSWF | Onshore Wind Turbine | WT |  | S | 151.2 |  | 151.2 | 151.2 | 0 | N |  |  | N | IPP Non-CHP | 2 | X | WND
Solar Photovoltaic.SUN | solar PV | TRUE | 61060 | Cypress Creek Renewables | 60367 | Snow Camp Solar, LLC | NC | Alamance | SCSPV | Solar Photovoltaic | PV |  | S | 5.2 |  | 5.2 | 5.2 |  | N |  |  | N | IPP Non-CHP | 2 | X | SUN
Natural Gas Fired Combined Cycle.NG | natural gas combined cycle | TRUE | 60162 | Hummel Station, LLC | 60368 | Hummel Station LLC | PA | Snyder | CTG1 | Natural Gas Fired Combined Cycle | CT | HUM1 | S | 244.8 | 0.85 | 223.8 | 243.1 | 105 | N |  |  | N | IPP Non-CHP | 2 | X | NG
Natural Gas Fired Combined Cycle.NG | natural gas combined cycle | TRUE | 60162 | Hummel Station, LLC | 60368 | Hummel Station LLC | PA | Snyder | CTG2 | Natural Gas Fired Combined Cycle | CT | HUM1 | S | 244.8 | 0.85 | 219.9 | 231.6 | 105 | N |  |  | N | IPP Non-CHP | 2 | X | NG
Natural Gas Fired Combined Cycle.NG | natural gas combined cycle | TRUE | 60162 | Hummel Station, LLC | 60368 | Hummel Station LLC | PA | Snyder | CTG3 | Natural Gas Fired Combined Cycle | CT | HUM1 | S | 244.8 | 0.85 | 209.6 | 232 | 105 | N |  |  | N | IPP Non-CHP | 2 | X | NG
Natural Gas Fired Combined Cycle.NG | natural gas combined cycle | TRUE | 60162 | Hummel Station, LLC | 60368 | Hummel Station LLC | PA | Snyder | STG | Natural Gas Fired Combined Cycle | CA | HUM1 | S | 460 | 0.85 | 419.5 | 402.8 | 105 | N |  |  | N | IPP Non-CHP | 2 | X | NG
Solar Photovoltaic.SUN | solar PV | TRUE | 63026 | Oppidum Renewables USA, LLC | 60369 | Battleboro Farm | NC | Nash | BFPV | Solar Photovoltaic | PV |  | S | 5.2 |  | 5.2 | 5.2 |  | N |  |  | N | IPP Non-CHP | 2 | X | SUN
Solar Photovoltaic.SUN | solar PV | TRUE | 61060 | Cypress Creek Renewables | 60370 | Flint Hill Solar, LLC | NC | Moore | FHSPV | Solar Photovoltaic | PV |  | S | 5.2 |  | 5.2 | 5.2 |  | N |  |  | N | IPP Non-CHP | 2 | X | SUN
Solar Photovoltaic.SUN | solar PV | TRUE | 18454 | Tampa Electric Co | 60371 | Legoland Solar | FL | Polk | 1 | Solar Photovoltaic | PV |  | S | 1.4 |  | 1.4 | 1.4 |  | N |  |  | N | Electric Utility | 1 | X | SUN
Solar Photovoltaic.SUN | solar PV | TRUE | 17650 | Southern Power Co | 60372 | Lamesa Solar | TX | Dawson | LSPV1 | Solar Photovoltaic | PV |  | W | 102 |  | 100 | 100 |  | N |  |  | N | IPP Non-CHP | 2 | X | SUN
Solar Photovoltaic.SUN | solar PV | TRUE | 60164 | ILR Landfill | 60375 | ILR Landfill | NJ | Middlesex | ILR1 | Solar Photovoltaic | PV |  | S | 6.6 |  | 6.6 | 6.6 |  | N |  |  | N | IPP Non-CHP | 2 | X | SUN
Natural Gas Fired Combined Cycle.NG | natural gas combined cycle | TRUE | 60170 | Clean Energy Future-Lordstown, LLC | 60376 | Clean Energy Future-Lordstown, LLC | OH | Trumbull | CTG1 | Natural Gas Fired Combined Cycle | CT | CC01 | S | 311 | 0.85 | 267.3 | 308.1 | 121 | Y |  |  | N | IPP Non-CHP | 2 | X | NG
Natural Gas Fired Combined Cycle.NG | natural gas combined cycle | TRUE | 60170 | Clean Energy Future-Lordstown, LLC | 60376 | Clean Energy Future-Lordstown, LLC | OH | Trumbull | CTG2 | Natural Gas Fired Combined Cycle | CT | CC01 | S | 311 | 0.85 | 267.7 | 308.3 | 121 | Y |  |  | N | IPP Non-CHP | 2 | X | NG
Natural Gas Fired Combined Cycle.NG | natural gas combined cycle | TRUE | 60170 | Clean Energy Future-Lordstown, LLC | 60376 | Clean Energy Future-Lordstown, LLC | OH | Trumbull | STG1 | Natural Gas Fired Combined Cycle | CA | CC01 | S | 340 | 0.85 | 321.6 | 328.5 | 136 | N |  |  | N | IPP Non-CHP | 2 | X | NG
Solar Photovoltaic.SUN | solar PV | TRUE | 57044 | Luminace Solar New Jersey, LLC | 60378 | NHA at Mansfield NJ | NJ | Warren | PV1 | Solar Photovoltaic | PV |  | S | 5 |  | 5 | 5 |  | N |  |  | N | IPP Non-CHP | 2 | X | SUN
Solar Photovoltaic.SUN | solar PV | TRUE | 61060 | Cypress Creek Renewables | 60380 | Shoe Creek Solar, LLC | NC | Scotland | SCSPV | Solar Photovoltaic | PV |  | S | 65 |  | 65 | 65 |  | N |  |  | N | IPP Non-CHP | 2 | X | SUN
Solar Photovoltaic.SUN | solar PV | TRUE | 61944 | MN8 Energy LLC | 60381 | Sulphur Springs | AZ | Cochise | SSSP | Solar Photovoltaic | PV |  | S | 20 |  | 20 | 20 |  | N |  |  | N | IPP Non-CHP | 2 | X | SUN
Solar Photovoltaic.SUN | solar PV | TRUE | 5416 | Duke Energy Carolinas, LLC | 60383 | Monroe Solar Facility | NC | Union | MONPV | Solar Photovoltaic | PV |  | S | 54.6 |  | 54.6 | 54.6 |  | N |  |  | N | Electric Utility | 1 | X | SUN
Solar Photovoltaic.SUN | solar PV | TRUE | 65411 | Duke Energy Renewables Services | 60384 | Hertford Solar Farm | NC | Perquimans | HERT | Solar Photovoltaic | PV |  | W | 5 |  | 5 | 5 |  | N |  |  | N | IPP Non-CHP | 2 | X | SUN
Other Natural Gas.NG | natural gas peaker | TRUE | 60182 | SRJFC, LLC | 60385 | Santa Rita Jail Fuel Cell | CA | Alameda | MB-18 | Other Natural Gas | FC |  | S | 1.4 |  | 1.4 | 1.4 | 0.6 | N |  |  | Y | IPP CHP | 3 | T | NG
Solar Photovoltaic.SUN | solar PV | TRUE | 17650 | Southern Power Co | 60386 | RE Garland A | CA | Kern | PV1 | Solar Photovoltaic | PV |  | W | 20.2 |  | 20 | 20 |  | N |  |  | N | IPP Non-CHP | 2 | X | SUN
Landfill Gas.LFG | natural gas peaker | TRUE | 55858 | EDL Inc | 60388 | Morgantown | PA | Berks | GEMT | Landfill Gas | IC |  | S | 1.6 | 0.8 | 1.6 | 1.6 | 1.2 | N |  |  | N | IPP Non-CHP | 2 | X | LFG
Solar Photovoltaic.SUN | solar PV | TRUE | 60191 | RE Barren Ridge 1, LLC | 60389 | RE Barren Ridge 1 | CA | Kern | REBR1 | Solar Photovoltaic | PV |  | S | 60 |  | 60 | 60 |  | N |  |  | N | IPP Non-CHP | 2 | X | SUN
Batteries.MWH | battery storage | 0 | 49893 | Invenergy Services LLC | 60390 | Beech Ridge Energy Storage | WV | Greenbrier | BRES | Batteries | BA |  | S | 31.5 |  | 31.5 | 31.5 | 0 | N |  |  | N | IPP Non-CHP | 2 | X | MWH
Solar Photovoltaic.SUN | solar PV | TRUE | 60189 | SJA Solar, LLC | 60391 | SJA Solar LLC-Solterra Monastery CSG | MA | Worcester | SJAPV | Solar Photovoltaic | PV |  | S | 14.7 |  | 14.7 | 14.7 |  | N |  |  | N | IPP Non-CHP | 2 | X | SUN
Other Natural Gas.NG | natural gas peaker | TRUE | 62093 | Groton Fuel Cell 1 LLC | 60392 | Pfizer Groton Fuel Cell | CT | New London | MM-24 | Other Natural Gas | FC |  | S | 2.8 |  | 2.8 | 2.8 | 0.6 | N |  |  | Y | IPP CHP | 3 | T | NG
Other Natural Gas.NG | natural gas peaker | TRUE | 62093 | Groton Fuel Cell 1 LLC | 60392 | Pfizer Groton Fuel Cell | CT | New London | MM-25 | Other Natural Gas | FC |  | S | 2.8 |  | 2.8 | 2.8 | 0.6 | N |  |  | Y | IPP CHP | 3 | T | NG
Solar Photovoltaic.SUN | solar PV | TRUE | 64994 | SolRiver Capital LLC | 60393 | Warbler Holdings | NC | Cleveland | PV1 | Solar Photovoltaic | PV |  | S | 4 |  | 4 | 4 |  | N |  |  | N | IPP Non-CHP | 2 | X | SUN
Solar Photovoltaic.SUN | solar PV | TRUE | 56215 | RWE Renewables Americas, LLC | 60394 | Tamworth Holdings | NC | Bladen | PV1 | Solar Photovoltaic | PV |  | S | 5 |  | 5 | 5 | 0 | N |  |  | N | IPP Non-CHP | 2 | X | SUN
Solar Photovoltaic.SUN | solar PV | TRUE | 60190 | MC1 Solar Farm, LLC | 60395 | MC1 Solar | NC | Martin | MC1PV | Solar Photovoltaic | PV |  | S | 5 |  | 5 | 5 |  | N |  |  | N | IPP Non-CHP | 2 | X | SUN
Solar Photovoltaic.SUN | solar PV | TRUE | 61060 | Cypress Creek Renewables | 60396 | St. Pauls Solar 1, LLC | NC | Robeson | FLS1 | Solar Photovoltaic | PV |  | S | 4.9 |  | 4.9 | 4.9 |  | N |  |  | N | IPP Non-CHP | 2 | X | SUN
Solar Photovoltaic.SUN | solar PV | TRUE | 61060 | Cypress Creek Renewables | 60397 | Kennedy Solar, LLC | NC | Duplin | FLS1 | Solar Photovoltaic | PV |  | S | 4.9 |  | 4.9 | 4.9 |  | N |  |  | N | IPP Non-CHP | 2 | X | SUN
Solar Photovoltaic.SUN | solar PV | TRUE | 61060 | Cypress Creek Renewables | 60398 | Innovative Solar 65 | NC | Scotland | FLS1 | Solar Photovoltaic | PV |  | S | 4.9 |  | 4.9 | 4.9 |  | N |  |  | N | IPP Non-CHP | 2 | X | SUN
Solar Photovoltaic.SUN | solar PV | TRUE | 61060 | Cypress Creek Renewables | 60399 | Lincoln Solar, LLC (NC) | NC | Rutherford | FLS1 | Solar Photovoltaic | PV |  | S | 4.9 |  | 4.9 | 4.9 |  | N |  |  | N | IPP Non-CHP | 2 | X | SUN
Solar Photovoltaic.SUN | solar PV | TRUE | 61060 | Cypress Creek Renewables | 60400 | Exum Farm Solar, LLC | NC | Lenoir | FLS1 | Solar Photovoltaic | PV |  | S | 4.9 |  | 4.9 | 4.9 |  | N |  |  | N | IPP Non-CHP | 2 | X | SUN
Solar Photovoltaic.SUN | solar PV | TRUE | 61060 | Cypress Creek Renewables | 60401 | Bizzell Church Solar 1, LLC | NC | Johnston | BCSPV | Solar Photovoltaic | PV |  | S | 5.2 |  | 5.2 | 5.2 |  | N |  |  | N | IPP Non-CHP | 2 | X | SUN
Solar Photovoltaic.SUN | solar PV | TRUE | 61060 | Cypress Creek Renewables | 60402 | CB Bladen Solar, LLC | NC | Bladen | CBPV | Solar Photovoltaic | PV |  | S | 5.2 |  | 5.2 | 5.2 |  | N |  |  | N | IPP Non-CHP | 2 | X | SUN
Solar Photovoltaic.SUN | solar PV | TRUE | 61060 | Cypress Creek Renewables | 60403 | Currin Solar, LLC | NC | Granville | CSPV | Solar Photovoltaic | PV |  | S | 5.2 |  | 5.2 | 5.2 |  | N |  |  | N | IPP Non-CHP | 2 | X | SUN
Onshore Wind Turbine.WND | onshore wind | TRUE | 60207 | Pisgah Mountain, LLC | 60404 | Pisgah Mountain Wind | ME | Penobscot | PISGA | Onshore Wind Turbine | WT |  | S | 9.1 | 1 | 9.1 | 9.1 | 0.1 | N |  |  | N | IPP Non-CHP | 2 | X | WND
Solar Photovoltaic.SUN | solar PV | TRUE | 60208 | Chaves Solar LLC | 60405 | Chaves Solar, LLC | NM | Chaves | CSPV | Solar Photovoltaic | PV |  | S | 70 |  | 70 | 70 |  | N |  |  | N | IPP Non-CHP | 2 | X | SUN
Solar Photovoltaic.SUN | solar PV | TRUE | 60209 | Roswell Solar, LLC | 60406 | Roswell Solar, LLC | NM | Chaves | RSPV | Solar Photovoltaic | PV |  | S | 70 |  | 70 | 70 |  | N |  |  | N | IPP Non-CHP | 2 | X | SUN
Solar Photovoltaic.SUN | solar PV | TRUE | 61060 | Cypress Creek Renewables | 60408 | Nash 97 Solar, LLC | NC | Nash | 97PV | Solar Photovoltaic | PV |  | S | 5.2 |  | 5.2 | 5.2 |  | N |  |  | N | IPP Non-CHP | 2 | X | SUN
Solar Photovoltaic.SUN | solar PV | TRUE | 61060 | Cypress Creek Renewables | 60409 | South Winston Farm, LLC | NC | Forsyth | SWFPV | Solar Photovoltaic | PV |  | S | 5.2 |  | 5.2 | 5.2 |  | N |  |  | N | IPP Non-CHP | 2 | X | SUN
Solar Photovoltaic.SUN | solar PV | TRUE | 61060 | Cypress Creek Renewables | 60410 | Sullivan Solar, LLC | IN | Sullivan | SULPV | Solar Photovoltaic | PV |  | S | 5.2 |  | 5.2 | 5.2 |  | N |  |  | N | IPP Non-CHP | 2 | X | SUN
Solar Photovoltaic.SUN | solar PV | TRUE | 60801 | Coventry Photovoltaic, LLC | 60411 | Coventry Photovoltaic, LLC | VT | Orleans | COVEN | Solar Photovoltaic | PV |  | S | 2.2 |  | 2.2 | 2.2 |  | N |  |  | N | IPP Non-CHP | 2 | X | SUN
Solar Photovoltaic.SUN | solar PV | TRUE | 58135 | Ecos Energy LLC | 60412 | Munro Valley Solar | CA | Inyo | MUN | Solar Photovoltaic | PV |  | S | 4 |  | 4 | 4 |  | N |  |  | N | IPP Non-CHP | 2 | X | SUN
Solar Photovoltaic.SUN | solar PV | TRUE | 57369 | Apple, Inc | 60413 | Bonnybrooke PV | AZ | Pinal | AZPV1 | Solar Photovoltaic | PV |  | S | 50 |  | 50 | 41 |  | N |  |  | N | IPP Non-CHP | 2 | X | SUN
Onshore Wind Turbine.WND | onshore wind | TRUE | 17650 | Southern Power Co | 60414 | Bethel Wind Farm LLC | TX | Castro | GEN1 | Onshore Wind Turbine | WT |  | W | 276 |  | 276 | 276 | 2.3 | N |  |  | N | IPP Non-CHP | 2 | X | WND
Solar Photovoltaic.SUN | solar PV | TRUE | 61060 | Cypress Creek Renewables | 60415 | Hardison Farm Solar, LLC | NC | Martin | HFSPV | Solar Photovoltaic | PV |  | S | 5.2 |  | 5.2 | 5.2 |  | N |  |  | N | IPP Non-CHP | 2 | X | SUN
Solar Photovoltaic.SUN | solar PV | TRUE | 61060 | Cypress Creek Renewables | 60416 | Maxton Solar, LLC | NC | Robeson | MSPV | Solar Photovoltaic | PV |  | S | 4.9 |  | 4.9 | 4.9 |  | N |  |  | N | IPP Non-CHP | 2 | X | SUN
Solar Photovoltaic.SUN | solar PV | TRUE | 61060 | Cypress Creek Renewables | 60417 | Modlin Solar Farm | NC | Martin | MSFPV | Solar Photovoltaic | PV |  | S | 4.9 |  | 4.9 | 4.9 |  | N |  |  | N | IPP Non-CHP | 2 | X | SUN
Conventional Hydroelectric.WAT | hydro | TRUE | 17470 | PUD 1 of Snohomish County | 60418 | Calligan Creek Hydroelectric Project | WA | King | CC6MW | Conventional Hydroelectric | HY |  | S | 6 | 1 | 6 | 6 | 0.5 | N |  |  | N | Electric Utility | 1 | X | WAT
Geothermal.GEO | geothermal | TRUE | 60227 | ORNI 37 LLC | 60419 | Don A Campbell 2 Geothermal | NV | Mineral | DAC2G | Geothermal | BT |  | S | 25 | 0.8 | 16.2 | 22.5 | 16.2 | N |  |  | N | IPP Non-CHP | 2 | X | GEO
All Other.WH | other | TRUE | 40575 | Utah Associated Mun Power Sys | 60421 | Veyo Heat Recovery Project | UT | Washington | WHR1 | All Other | ST |  | S | 9.5 | 0.8 | 8.4 | 8.6 | 2 | N |  |  | N | Electric Utility | 1 | X | WH
Solar Photovoltaic.SUN | solar PV | TRUE | 58468 | Dominion Renewable Energy | 60422 | Morgan's Corner | NC | Pasquotank | 1 | Solar Photovoltaic | PV |  | S | 20 |  | 19.8 | 19.8 |  | N |  |  | N | Electric Utility | 1 | X | SUN
Solar Photovoltaic.SUN | solar PV | TRUE | 61944 | MN8 Energy LLC | 60423 | Fairhaven C CSG | MA | Bristol | FCPV | Solar Photovoltaic | PV |  | S | 1.6 |  | 1.6 | 1.6 |  | N |  |  | N | IPP Non-CHP | 2 | X | SUN
Solar Photovoltaic.SUN | solar PV | TRUE | 61944 | MN8 Energy LLC | 60424 | West Bridgewater AB CSG | MA | Plymouth | WBAB | Solar Photovoltaic | PV |  | S | 1.7 |  | 1.7 | 1.7 |  | N |  |  | N | IPP Non-CHP | 2 | X | SUN
Solar Photovoltaic.SUN | solar PV | TRUE | 63249 | Terraform Arcadia | 60425 | Skidmore College | NY | Saratoga | SO049 | Solar Photovoltaic | PV |  | S | 1.8 |  | 1.8 | 1.8 |  | N |  |  | N | IPP Non-CHP | 2 | X | SUN
Solar Photovoltaic.SUN | solar PV | TRUE | 61944 | MN8 Energy LLC | 60426 | RCWD PV Project | CA | Riverside | RCWD | Solar Photovoltaic | PV |  | W | 4.1 |  | 3.9 | 2.7 |  | N |  |  | N | IPP Non-CHP | 2 | X | SUN
Solar Photovoltaic.SUN | solar PV | TRUE | 60228 | CoServ Electric | 60427 | CoServ Community Solar Station | TX | Denton | CSS1 | Solar Photovoltaic | PV |  | W | 2 |  | 2 | 2 |  | N |  |  | N | IPP Non-CHP | 2 | X | SUN
Solar Photovoltaic.SUN | solar PV | TRUE | 58540 | California PV Energy LLC | 60428 | CA Dept of Public Health at Richmond | CA | Contra Costa | PV1 | Solar Photovoltaic | PV |  | S | 2.2 |  | 2.2 | 2.2 |  | N |  |  | N | IPP Non-CHP | 2 | X | SUN
Solar Photovoltaic.SUN | solar PV | TRUE | 64778 | Strata Manager, LLC | 60429 | Tides Lane Farm | NC | Franklin | PV1 | Solar Photovoltaic | PV |  | W | 3.7 |  | 3.7 | 3.7 |  | N |  |  | N | IPP Non-CHP | 2 | X | SUN
Solar Photovoltaic.SUN | solar PV | TRUE | 60231 | SEC LHNY Solar One, LLC | 60431 | Tompkins Cortland Community College | NY | Tompkins | TC3 | Solar Photovoltaic | PV |  | S | 2 |  | 2 | 2 |  | N |  |  | N | IPP Non-CHP | 2 | X | SUN
Solar Photovoltaic.SUN | solar PV | TRUE | 60245 | Three Peaks Power LLC | 60432 | Three Peaks Power | UT | Iron | TPP | Solar Photovoltaic | PV |  | W | 80 |  | 80 | 80 |  | N |  |  | N | IPP Non-CHP | 2 | X | SUN
Solar Photovoltaic.SUN | solar PV | TRUE | 15470 | Duke Energy Indiana, LLC | 60435 | Crane Solar Facility | IN | Martin | XXXXX | Solar Photovoltaic | PV |  | S | 17 |  | 17 | 17 |  | N |  |  | N | Electric Utility | 1 | X | SUN
Solar Photovoltaic.SUN | solar PV | TRUE | 17650 | Southern Power Co | 60436 | East Pecos Solar | TX | Pecos | 1 | Solar Photovoltaic | PV |  | W | 118.5 |  | 118.5 | 118.5 |  | N |  |  | N | IPP Non-CHP | 2 | X | SUN
Solar Photovoltaic.SUN | solar PV | TRUE | 56990 | NJR Clean Energy Ventures Corporation | 60437 | Bernards Solar | NJ | Somerset | BERNS | Solar Photovoltaic | PV |  | W | 2.9 |  | 2.9 | 2.9 |  | N |  |  | N | IPP Non-CHP | 2 | X | SUN
Solar Photovoltaic.SUN | solar PV | TRUE | 64778 | Strata Manager, LLC | 60438 | Whitakers Farm (Fisher Rd) | NC | Nash | 1 | Solar Photovoltaic | PV |  | W | 3.4 |  | 3.4 | 3.4 |  | N |  |  | N | IPP Non-CHP | 2 | X | SUN
Solar Photovoltaic.SUN | solar PV | TRUE | 64778 | Strata Manager, LLC | 60439 | Sellers Farm Solar | NC | Richmond | PV1 | Solar Photovoltaic | PV |  | W | 5 |  | 5 | 5 |  | N |  |  | N | IPP Non-CHP | 2 | X | SUN
Solar Photovoltaic.SUN | solar PV | TRUE | 58508 | Carolina Solar Energy LLC | 60440 | McGrigor Farm Solar | NC | Sampson | PV1 | Solar Photovoltaic | PV |  | W | 5 |  | 5 | 5 |  | N |  |  | N | IPP Non-CHP | 2 | X | SUN
Batteries.MWH | battery storage | 0 | 15248 | Portland General Electric Co | 60441 | Salem Smart Power Center | OR | Marion | SSPC | Batteries | BA |  | S | 5 |  | 5 | 5 | 0.1 | N |  |  | N | Electric Utility | 1 | X | MWH
Solar Photovoltaic.SUN | solar PV | TRUE | 62836 | Navisun LLC | 60442 | Carver MA 1 Community Solar | MA | Plymouth | CMA1 | Solar Photovoltaic | PV |  | S | 2 |  | 2 | 2 |  | N |  |  | N | IPP Non-CHP | 2 | X | SUN
Solar Photovoltaic.SUN | solar PV | TRUE | 62836 | Navisun LLC | 60443 | Wareham MA 1 Community Solar | MA | Plymouth | WMA1 | Solar Photovoltaic | PV |  | S | 2 |  | 2 | 2 |  | N |  |  | N | IPP Non-CHP | 2 | X | SUN
Batteries.MWH | battery storage | 0 | 15500 | Puget Sound Energy Inc | 60444 | Glacier Battery Storage | WA | Whatcom | GLA | Batteries | BA |  | S | 2 |  | 2 | 2 | 0 | N |  |  | N | Electric Utility | 1 | X | MWH
Solar Photovoltaic.SUN | solar PV | TRUE | 61012 | AES Distributed Energy | 60445 | ID Solar | ID | Ada | INV1 | Solar Photovoltaic | PV |  | S | 40 |  | 40 | 40 |  | N |  |  | N | IPP Non-CHP | 2 | X | SUN
Solar Photovoltaic.SUN | solar PV | TRUE | 63249 | Terraform Arcadia | 60446 | E&B Resources | CA | Kern | PVEB | Solar Photovoltaic | PV |  | S | 1 |  | 1 | 1 |  | N |  |  | N | IPP Non-CHP | 2 | X | SUN
Solar Photovoltaic.SUN | solar PV | TRUE | 63249 | Terraform Arcadia | 60447 | Presbyterian Senior Living Service | MD | Baltimore | PSLS | Solar Photovoltaic | PV |  | S | 1.2 |  | 1.2 | 1.2 |  | N |  |  | N | IPP Non-CHP | 2 | X | SUN
Solar Photovoltaic.SUN | solar PV | TRUE | 63249 | Terraform Arcadia | 60448 | Valdosta | GA | Lowndes | VALD | Solar Photovoltaic | PV |  | S | 1 |  | 1 | 1 |  | N |  |  | N | IPP Non-CHP | 2 | X | SUN
Solar Photovoltaic.SUN | solar PV | TRUE | 60238 | Pavant Solar II LLC | 60449 | Pavant Solar II LLC | UT | Millard | PSII | Solar Photovoltaic | PV |  | S | 50 |  | 50 | 50 |  | N |  |  | N | IPP Non-CHP | 2 | X | SUN
Solar Photovoltaic.SUN | solar PV | TRUE | 63249 | Terraform Arcadia | 60450 | Corcoran | CA | Kings | PVCR | Solar Photovoltaic | PV |  | S | 1.1 |  | 1.1 | 1.1 |  | N |  |  | N | IPP Non-CHP | 2 | X | SUN
Solar Photovoltaic.SUN | solar PV | TRUE | 63249 | Terraform Arcadia | 60451 | Brookside | RI | Providence | PVBR | Solar Photovoltaic | PV |  | S | 1 |  | 1 | 1 |  | N |  |  | N | IPP Non-CHP | 2 | X | SUN
Solar Photovoltaic.SUN | solar PV | TRUE | 63249 | Terraform Arcadia | 60452 | Calverton | NY | Suffolk | CALV | Solar Photovoltaic | PV |  | S | 3 |  | 3 | 3 |  | N |  |  | N | IPP Non-CHP | 2 | X | SUN
Solar Photovoltaic.SUN | solar PV | TRUE | 63249 | Terraform Arcadia | 60453 | Cummins, Inc | NY | Chautauqua | CUMM | Solar Photovoltaic | PV |  | S | 1.8 |  | 1.8 | 1.8 |  | N |  |  | N | IPP Non-CHP | 2 | X | SUN
Solar Photovoltaic.SUN | solar PV | TRUE | 63249 | Terraform Arcadia | 60454 | Houghton | NY | Allegany | HOUGH | Solar Photovoltaic | PV |  | S | 2 |  | 2 | 2 |  | N |  |  | N | IPP Non-CHP | 2 | X | SUN
Solar Photovoltaic.SUN | solar PV | TRUE | 60239 | Oneida DG Solar, LLC | 60455 | Oneida - South | NY | Oneida | ONS | Solar Photovoltaic | PV |  | S | 1.9 |  | 1.9 | 1.9 |  | N |  |  | N | IPP Non-CHP | 2 | X | SUN
Solar Photovoltaic.SUN | solar PV | TRUE | 60239 | Oneida DG Solar, LLC | 60456 | Oneida - West | NY | Oneida | ONW | Solar Photovoltaic | PV |  | S | 1.9 |  | 1.9 | 1.9 |  | N |  |  | N | IPP Non-CHP | 2 | X | SUN
Wood/Wood Waste Biomass.WDS | biomass | TRUE | 60242 | Athens Energy, LLC | 60457 | Athens Energy | ME | Somerset | 1 | Wood/Wood Waste Biomass | OT |  | S | 8.5 | 0.85 | 7.1 | 7.1 | 7.1 | N |  |  | N | IPP Non-CHP | 2 | X | WDS
Solar Photovoltaic.SUN | solar PV | TRUE | 60240 | SEC CRSD Solar One, LLC | 60458 | Hardwick-Athol & Eagle Hill | MA | Worcester | HAEH | Solar Photovoltaic | PV |  | S | 2.8 |  | 2.8 | 2.8 |  | N |  |  | N | IPP Non-CHP | 2 | X | SUN
Natural Gas Fired Combustion Turbine.NG | natural gas peaker | TRUE | 61199 | Peaker Power, LLC | 60459 | Port Comfort Power LLC | TX | Calhoun | PC1 | Natural Gas Fired Combustion Turbine | GT |  | S | 60.5 | 0.85 | 43 | 46 | 20 | N |  |  | N | IPP Non-CHP | 2 | X | NG
Natural Gas Fired Combustion Turbine.NG | natural gas peaker | TRUE | 61199 | Peaker Power, LLC | 60459 | Port Comfort Power LLC | TX | Calhoun | PC2 | Natural Gas Fired Combustion Turbine | GT |  | S | 60.5 | 0.85 | 43 | 46 | 20 | N |  |  | N | IPP Non-CHP | 2 | X | NG
Natural Gas Fired Combustion Turbine.NG | natural gas peaker | TRUE | 61199 | Peaker Power, LLC | 60460 | Chamon Power LLC | TX | Harris | CH1 | Natural Gas Fired Combustion Turbine | GT |  | S | 60.5 | 0.85 | 43 | 46 | 20 | N |  |  | N | IPP Non-CHP | 2 | X | NG
Natural Gas Fired Combustion Turbine.NG | natural gas peaker | TRUE | 61199 | Peaker Power, LLC | 60460 | Chamon Power LLC | TX | Harris | CH2 | Natural Gas Fired Combustion Turbine | GT |  | S | 60.5 | 0.85 | 43 | 46 | 20 | N |  |  | N | IPP Non-CHP | 2 | X | NG
Solar Photovoltaic.SUN | solar PV | TRUE | 60947 | Tesla Inc. | 60461 | The Clorox Company | MD | Harford | PV1 | Solar Photovoltaic | PV |  | W | 1.6 |  | 1.6 | 1.6 |  | N |  |  | N | IPP Non-CHP | 2 | X | SUN
Solar Photovoltaic.SUN | solar PV | TRUE | 60947 | Tesla Inc. | 60462 | Onondaga County- Clearwater | NY | Oswego | PV1 | Solar Photovoltaic | PV |  | W | 2 |  | 2 | 2 |  | N |  |  | N | IPP Non-CHP | 2 | X | SUN
Solar Photovoltaic.SUN | solar PV | TRUE | 60947 | Tesla Inc. | 60463 | Greene County Meter #1 | NY | Greene | PV1 | Solar Photovoltaic | PV |  | W | 1.6 |  | 1.6 | 1.6 |  | N |  |  | N | IPP Non-CHP | 2 | X | SUN
Natural Gas Fired Combined Cycle.NG | natural gas combined cycle | TRUE | 60249 | Tenaska Pennsylvania Partners, LLC | 60464 | Tenaska Westmoreland Generating Station | PA | Westmoreland | CTG1 | Natural Gas Fired Combined Cycle | CT | STG1 | J | 370 | 0.85 | 288 | 328.5 | 160 | N |  |  | N | IPP Non-CHP | 2 | X | NG
Natural Gas Fired Combined Cycle.NG | natural gas combined cycle | TRUE | 60249 | Tenaska Pennsylvania Partners, LLC | 60464 | Tenaska Westmoreland Generating Station | PA | Westmoreland | CTG2 | Natural Gas Fired Combined Cycle | CT | STG1 | J | 370 | 0.85 | 288 | 328.5 | 160 | N |  |  | N | IPP Non-CHP | 2 | X | NG
Natural Gas Fired Combined Cycle.NG | natural gas combined cycle | TRUE | 60249 | Tenaska Pennsylvania Partners, LLC | 60464 | Tenaska Westmoreland Generating Station | PA | Westmoreland | STG1 | Natural Gas Fired Combined Cycle | CA | STG1 | J | 394 | 0.85 | 371 | 375 | 90 | N |  |  | N | IPP Non-CHP | 2 | X | NG
Solar Photovoltaic.SUN | solar PV | TRUE | 60947 | Tesla Inc. | 60465 | Chesapeake College | MD | Queen Annes | PV1 | Solar Photovoltaic | PV |  | W | 1.5 |  | 1.5 | 1.5 |  | N |  |  | N | IPP Non-CHP | 2 | X | SUN
Solar Photovoltaic.SUN | solar PV | TRUE | 803 | Arizona Public Service Co | 60467 | Red Rock | AZ | Maricopa | PV1 | Solar Photovoltaic | PV |  | S | 40 |  | 40 | 40 |  | N |  |  | N | Electric Utility | 1 | X | SUN
Natural Gas Fired Combustion Turbine.NG | natural gas peaker | TRUE | 34623 | Tejas Power Generation LLC | 60468 | Friendswood Energy | TX | Harris | GT-1 | Natural Gas Fired Combustion Turbine | GT |  | S | 121.5 | 0.9 | 117 | 119 | 25 | N |  |  | N | IPP Non-CHP | 2 | X | NG
Solar Photovoltaic.SUN | solar PV | TRUE | 61060 | Cypress Creek Renewables | 60469 | Solar Glynn | GA | Glynn | INV1 | Solar Photovoltaic | PV |  | S | 18 |  | 18 | 18 |  | N |  |  | N | IPP Non-CHP | 2 | X | SUN
Onshore Wind Turbine.WND | onshore wind | TRUE | 60258 | Paulding Wind Farm III LLC | 60470 | Paulding Wind Farm III | OH | Paulding | 1 | Onshore Wind Turbine | WT |  | S | 100.8 |  | 100.8 | 100.8 | 28 | N |  |  | N | IPP Non-CHP | 2 | X | WND
Onshore Wind Turbine.WND | onshore wind | TRUE | 60259 | Green River Wind Farm Phase 1, LLC | 60471 | Green River Wind Farm | IL | Lee | GRNRV | Onshore Wind Turbine | WT |  | S | 194.3 |  | 194.3 | 194.3 | 2.2 | N |  |  | N | IPP Non-CHP | 2 | X | WND
Solar Photovoltaic.SUN | solar PV | TRUE | 16604 | City of San Antonio - (TX) | 60472 | CPS 1 Community Solar | TX | Bexar | CPS1 | Solar Photovoltaic | PV |  | S | 1 |  | 1 | 1 |  | N |  |  | N | Electric Utility | 1 | X | SUN
Solar Photovoltaic.SUN | solar PV | TRUE | 62836 | Navisun LLC | 60473 | Westport MA 1 Community Solar | MA | Bristol | WPMA1 | Solar Photovoltaic | PV |  | S | 1.3 |  | 1.3 | 1.3 |  | N |  |  | N | IPP Non-CHP | 2 | X | SUN
Solar Photovoltaic.SUN | solar PV | TRUE | 61012 | AES Distributed Energy | 60474 | Bayshore Solar B, LLC | CA | Los Angeles | BSHRB | Solar Photovoltaic | PV |  | W | 20 |  | 20 | 20 |  | N |  |  | N | IPP Non-CHP | 2 | X | SUN
Solar Photovoltaic.SUN | solar PV | TRUE | 61012 | AES Distributed Energy | 60475 | Bayshore Solar C, LLC | CA | Los Angeles | BSHRC | Solar Photovoltaic | PV |  | W | 20 |  | 20 | 20 |  | N |  |  | N | IPP Non-CHP | 2 | X | SUN
Solar Photovoltaic.SUN | solar PV | TRUE | 62836 | Navisun LLC | 60476 | Westport MA 2 Community Solar | MA | Bristol | WPMA2 | Solar Photovoltaic | PV |  | S | 1.2 |  | 1.2 | 1.2 |  | N |  |  | N | IPP Non-CHP | 2 | X | SUN
Solar Photovoltaic.SUN | solar PV | TRUE | 60250 | DG Bethlehem Solar, LLC | 60477 | Bethlehem - East | NY | Albany | BE | Solar Photovoltaic | PV |  | S | 1.7 |  | 1.7 | 1.7 |  | N |  |  | N | IPP Non-CHP | 2 | X | SUN
Solar Photovoltaic.SUN | solar PV | TRUE | 60250 | DG Bethlehem Solar, LLC | 60478 | Bethlehem - West | NY | Albany | BW | Solar Photovoltaic | PV |  | S | 1 |  | 1 | 1 |  | N |  |  | N | IPP Non-CHP | 2 | X | SUN
Solar Photovoltaic.SUN | solar PV | TRUE | 61060 | Cypress Creek Renewables | 60480 | Germantown Solar, LLC | NC | Forsyth | PV1 | Solar Photovoltaic | PV |  | S | 1.5 |  | 1.5 | 1.5 |  | N |  |  | N | IPP Non-CHP | 2 | X | SUN
Solar Photovoltaic.SUN | solar PV | TRUE | 61012 | AES Distributed Energy | 60481 | Bayshore Solar A, LLC | CA | Los Angeles | BSHRA | Solar Photovoltaic | PV |  | W | 20 |  | 20 | 20 |  | N |  |  | N | IPP Non-CHP | 2 | X | SUN
Solar Photovoltaic.SUN | solar PV | TRUE | 64778 | Strata Manager, LLC | 60484 | Williamston West Farm, LLC | NC | Martin | 1 | Solar Photovoltaic | PV |  | W | 4.9 |  | 4.9 | 4.9 |  | N |  |  | N | IPP Non-CHP | 2 | X | SUN
Solar Photovoltaic.SUN | solar PV | TRUE | 65411 | Duke Energy Renewables Services | 60485 | Longboat Solar, LLC | CA | San Bernardino | PV1 | Solar Photovoltaic | PV |  | W | 20 |  | 20 | 20 |  | N |  |  | N | IPP Non-CHP | 2 | X | SUN
Onshore Wind Turbine.WND | onshore wind | TRUE | 60025 | Greenbacker Renewable Energy Corporation | 60486 | Greenfield Wind - MT | MT | Teton | 1 | Onshore Wind Turbine | WT |  | S | 25 |  | 25 | 25 | 1 | N |  |  | N | IPP Non-CHP | 2 | X | WND
Solar Photovoltaic.SUN | solar PV | TRUE | 65411 | Duke Energy Renewables Services | 60487 | River Road Solar, LLC | NC | Hertford | PV1 | Solar Photovoltaic | PV |  | W | 5 |  | 5 | 5 |  | N |  |  | N | IPP Non-CHP | 2 | X | SUN
Solar Photovoltaic.SUN | solar PV | TRUE | 60267 | Hartz Solar Hamilton, LLC | 60489 | Hamilton Solar-Crosswicks | NJ | Mercer | PV1 | Solar Photovoltaic | PV |  | S | 3.5 |  | 3.5 | 3.5 |  | N |  |  | N | IPP Non-CHP | 2 | X | SUN
Solar Photovoltaic.SUN | solar PV | TRUE | 60267 | Hartz Solar Hamilton, LLC | 60489 | Hamilton Solar-Crosswicks | NJ | Mercer | PV2 | Solar Photovoltaic | PV |  | S | 4 |  | 4 | 4 |  | N |  |  | N | IPP Non-CHP | 2 | X | SUN
Solar Photovoltaic.SUN | solar PV | TRUE | 60277 | 54 KR 8me LLC | 60490 | Redwood 4 Solar Farm | CA | Kern | RW4SF | Solar Photovoltaic | PV |  | S | 20 |  | 20 | 20 |  | N |  |  | N | IPP Non-CHP | 2 | X | SUN
Batteries.MWH | battery storage | 0 | 60278 | 64KT 8me LLC | 60491 | Springbok 3 Solar Farm Hybrid | CA | Kern | SB3BS | Batteries | BA |  | S | 1.5 |  | 1.5 | 1.5 | 0.1 | N |  |  | N | IPP Non-CHP | 2 | X | MWH
Solar Photovoltaic.SUN | solar PV | TRUE | 60278 | 64KT 8me LLC | 60491 | Springbok 3 Solar Farm Hybrid | CA | Kern | SB3SF | Solar Photovoltaic | PV |  | S | 90 |  | 90 | 90 | 1 | N |  |  | N | IPP Non-CHP | 2 | X | SUN
Solar Photovoltaic.SUN | solar PV | TRUE | 60281 | Altus Power America Management, LLC | 60492 | Rail Trail | MA | Berkshire | PV1 | Solar Photovoltaic | PV |  | S | 2 |  | 2 | 2 |  | N |  |  | N | IPP Non-CHP | 2 | X | SUN
Solar Photovoltaic.SUN | solar PV | TRUE | 60281 | Altus Power America Management, LLC | 60493 | Rising Paper | MA | Berkshire | 1 | Solar Photovoltaic | PV |  | S | 2.5 |  | 2.5 | 2.5 |  | N |  |  | N | IPP Non-CHP | 2 | X | SUN
Solar Photovoltaic.SUN | solar PV | TRUE | 60281 | Altus Power America Management, LLC | 60494 | Hampden | MA | Hampden | 1 | Solar Photovoltaic | PV |  | S | 3.2 |  | 3.2 | 3.2 |  | N |  |  | N | IPP Non-CHP | 2 | X | SUN
Solar Photovoltaic.SUN | solar PV | TRUE | 60281 | Altus Power America Management, LLC | 60495 | Little Bay | RI | Providence | 1 | Solar Photovoltaic | PV |  | S | 1.3 |  | 1.3 | 1.3 |  | N |  |  | N | IPP Non-CHP | 2 | X | SUN
Solar Photovoltaic.SUN | solar PV | TRUE | 60281 | Altus Power America Management, LLC | 60496 | MEBA | MD | Talbot | 1 | Solar Photovoltaic | PV |  | S | 1.5 |  | 1.5 | 1.5 |  | N |  |  | N | IPP Non-CHP | 2 | X | SUN
Solar Photovoltaic.SUN | solar PV | TRUE | 60263 | SR Skylark B, LLC | 60497 | SR Skylark B | CO | Weld | SKY B | Solar Photovoltaic | PV |  | S | 2 |  | 2 | 2 |  | N |  |  | N | IPP Non-CHP | 2 | X | SUN
Solar Photovoltaic.SUN | solar PV | TRUE | 60281 | Altus Power America Management, LLC | 60498 | Shirley Water | MA | Middlesex | 1 | Solar Photovoltaic | PV |  | S | 2 |  | 2 | 2 |  | N |  |  | N | IPP Non-CHP | 2 | X | SUN
Solar Photovoltaic.SUN | solar PV | FALSE | 60268 | Hartz Solar, LLC | 60500 | Westside Avenue | NJ | Hudson | 1 | Solar Photovoltaic | PV |  | S | 1 |  | 0.9 | 0.6 |  | N |  |  | N | Commercial Non-CHP | 4 | X | SUN
Solar Photovoltaic.SUN | solar PV | FALSE | 60268 | Hartz Solar, LLC | 60501 | Hartz Way | NJ | Hudson | 1 | Solar Photovoltaic | PV |  | S | 1 |  | 0.9 | 0.6 |  | N |  |  | N | Commercial Non-CHP | 4 | X | SUN
Onshore Wind Turbine.WND | onshore wind | TRUE | 17650 | Southern Power Co | 60502 | Tyler Bluff Wind Project, LLC | TX | Cooke | GEN1 | Onshore Wind Turbine | WT |  | W | 125.6 |  | 125 | 125 | 2.3 | N |  |  | N | IPP Non-CHP | 2 | X | WND
Onshore Wind Turbine.WND | onshore wind | TRUE | 61416 | Crowned Ridge Wind, LLC | 60503 | Crowned Ridge Wind Energy Center | SD | Codington | CTTL1 | Onshore Wind Turbine | WT |  | S | 200.1 |  | 200.1 | 200.1 | 36.8 | N |  |  | N | IPP Non-CHP | 2 | X | WND
Onshore Wind Turbine.WND | onshore wind | TRUE | 13781 | Northern States Power Co - Minnesota | 60504 | Blazing Star Wind Farm 1 | MN | Lincoln | BLZG1 | Onshore Wind Turbine | WT |  | S | 200 |  | 200 | 200 | 1 | N |  |  | N | IPP Non-CHP | 2 | X | WND
Onshore Wind Turbine.WND | onshore wind | TRUE | 60290 | Crocker Wind Farm, LLC | 60505 | Crocker Wind Farm | SD | Clark | CRCKR | Onshore Wind Turbine | WT |  | S | 200 |  | 200 | 200 | 2.5 | N |  |  | N | IPP Non-CHP | 2 | X | WND
Batteries.MWH | battery storage | 0 | 50174 | Electric Transmission Texas LLC | 60506 | ETT Presidio NaS Battery | TX | Presidio | BOB | Batteries | BA |  | S | 4 |  | 4 | 4 | 0 | N |  |  | N | Electric Utility | 1 | X | MWH
Solar Photovoltaic.SUN | solar PV | TRUE | 60947 | Tesla Inc. | 60507 | Broome County | NY | Broome | NORTH | Solar Photovoltaic | PV |  | W | 2 |  | 2 | 2 |  | N |  |  | N | IPP Non-CHP | 2 | X | SUN
Solar Photovoltaic.SUN | solar PV | TRUE | 60947 | Tesla Inc. | 60507 | Broome County | NY | Broome | SOUTH | Solar Photovoltaic | PV |  | W | 2 |  | 2 | 2 |  | N |  |  | N | IPP Non-CHP | 2 | X | SUN
Solar Photovoltaic.SUN | solar PV | TRUE | 59462 | Heelstone Energy Holdings, LLC | 60509 | Valley Center | CA | San Diego | PV1 | Solar Photovoltaic | PV |  | S | 2.3 |  | 2.3 | 2.3 |  | N |  |  | N | IPP Non-CHP | 2 | X | SUN
Solar Photovoltaic.SUN | solar PV | TRUE | 58871 | Citizens Enterprises Corporation | 60510 | Two Mile Desert Project | NC | Perquimans | PV1 | Solar Photovoltaic | PV |  | S | 16.2 |  | 16.2 | 16.2 |  | N |  |  | N | IPP Non-CHP | 2 | X | SUN
Solar Photovoltaic.SUN | solar PV | TRUE | 60293 | DG Colorado Solar, LLC | 60511 | Clear Spring Ranch PV Project | CO | El Paso | PV1 | Solar Photovoltaic | PV |  | S | 10 |  | 10 | 10 |  | N |  |  | N | IPP Non-CHP | 2 | X | SUN
Solar Photovoltaic.SUN | solar PV | TRUE | 63249 | Terraform Arcadia | 60512 | Greenville | GA | Meriwether | SO073 | Solar Photovoltaic | PV |  | S | 1 |  | 1 | 1 |  | N |  |  | N | IPP Non-CHP | 2 | X | SUN
Solar Photovoltaic.SUN | solar PV | TRUE | 63249 | Terraform Arcadia | 60513 | Richland | GA | Stewart | SO076 | Solar Photovoltaic | PV |  | S | 1 |  | 1 | 1 |  | N |  |  | N | IPP Non-CHP | 2 | X | SUN
Solar Photovoltaic.SUN | solar PV | TRUE | 63249 | Terraform Arcadia | 60514 | Seminole | GA | Seminole | PV1 | Solar Photovoltaic | PV |  | S | 1.6 |  | 1.6 | 1.6 |  | N |  |  | N | IPP Non-CHP | 2 | X | SUN
Solar Photovoltaic.SUN | solar PV | TRUE | 63249 | Terraform Arcadia | 60515 | Vidalia Water Treatment Plant | GA | Lowndes | SO048 | Solar Photovoltaic | PV |  | S | 1 |  | 1 | 1 |  | N |  |  | N | IPP Non-CHP | 2 | X | SUN
Solar Photovoltaic.SUN | solar PV | TRUE | 59462 | Heelstone Energy Holdings, LLC | 60516 | NLP Granger | CA | San Diego | PV1 | Solar Photovoltaic | PV |  | S | 3 |  | 3 | 3 |  | N |  |  | N | IPP Non-CHP | 2 | X | SUN
Conventional Hydroelectric.WAT | hydro | TRUE | 17470 | PUD 1 of Snohomish County | 60517 | Hancock Creek Hydroelectric Project | WA | King | HY1 | Conventional Hydroelectric | HY |  | S | 6 | 1 | 6 | 6 | 0.5 | N |  |  | N | Electric Utility | 1 | X | WAT
Batteries.MWH | battery storage | 0 | 7601 | Green Mountain Power Corp | 60518 | Stafford Hill Solar Hybrid | VT | Rutland | BA1 | Batteries | BA |  | S | 2 |  | 2 | 2 | 0.1 | N |  |  | N | Electric Utility | 1 | X | MWH
Solar Photovoltaic.SUN | solar PV | TRUE | 7601 | Green Mountain Power Corp | 60518 | Stafford Hill Solar Hybrid | VT | Rutland | PV1 | Solar Photovoltaic | PV |  | S | 2 |  | 2 | 2 |  | N |  |  | N | Electric Utility | 1 | X | SUN
Solar Photovoltaic.SUN | solar PV | TRUE | 59380 | Enel Green Power NA, Inc. | 60519 | Albany Solar | MN | Stearns | PV1 | Solar Photovoltaic | PV |  | W | 10 |  | 10 | 10 |  | N |  |  | N | IPP Non-CHP | 2 | X | SUN
Solar Photovoltaic.SUN | solar PV | TRUE | 59380 | Enel Green Power NA, Inc. | 60520 | Annandale Solar | MN | Wright | PV1 | Solar Photovoltaic | PV |  | W | 6 |  | 6 | 6 |  | N |  |  | N | IPP Non-CHP | 2 | X | SUN
Solar Photovoltaic.SUN | solar PV | TRUE | 59380 | Enel Green Power NA, Inc. | 60521 | Atwater Solar | MN | Kandiyohi | PV1 | Solar Photovoltaic | PV |  | W | 4 |  | 4 | 4 |  | N |  |  | N | IPP Non-CHP | 2 | X | SUN
Solar Photovoltaic.SUN | solar PV | TRUE | 59380 | Enel Green Power NA, Inc. | 60522 | Chisago Solar | MN | Chisago | PV1 | Solar Photovoltaic | PV |  | W | 6.5 |  | 6.5 | 6.5 |  | N |  |  | N | IPP Non-CHP | 2 | X | SUN
Solar Photovoltaic.SUN | solar PV | TRUE | 59380 | Enel Green Power NA, Inc. | 60523 | Dodge Center Solar | MN | Dodge | PV1 | Solar Photovoltaic | PV |  | W | 6.5 |  | 6.5 | 6.5 |  | N |  |  | N | IPP Non-CHP | 2 | X | SUN
Solar Photovoltaic.SUN | solar PV | TRUE | 59380 | Enel Green Power NA, Inc. | 60524 | Eastwood Solar | MN | Blue Earth | PV1 | Solar Photovoltaic | PV |  | W | 5.5 |  | 5.5 | 5.5 |  | N |  |  | N | IPP Non-CHP | 2 | X | SUN
Solar Photovoltaic.SUN | solar PV | TRUE | 59380 | Enel Green Power NA, Inc. | 60525 | Hastings Solar | MN | Dakota | PV1 | Solar Photovoltaic | PV |  | W | 4.5 |  | 4.5 | 4.5 |  | N |  |  | N | IPP Non-CHP | 2 | X | SUN
Solar Photovoltaic.SUN | solar PV | TRUE | 59380 | Enel Green Power NA, Inc. | 60526 | Lake Emily Solar | MN | Nicollet | PV1 | Solar Photovoltaic | PV |  | W | 4.5 |  | 4.5 | 4.5 |  | N |  |  | N | IPP Non-CHP | 2 | X | SUN
Solar Photovoltaic.SUN | solar PV | TRUE | 59380 | Enel Green Power NA, Inc. | 60527 | Lake Pulaski Solar | MN | Wright | PV1 | Solar Photovoltaic | PV |  | W | 7.5 |  | 7.5 | 7.5 |  | N |  |  | N | IPP Non-CHP | 2 | X | SUN
Solar Photovoltaic.SUN | solar PV | TRUE | 59380 | Enel Green Power NA, Inc. | 60528 | Lawrence Creek Solar | MN | Chisago | PV1 | Solar Photovoltaic | PV |  | W | 3.5 |  | 3.5 | 3.5 |  | N |  |  | N | IPP Non-CHP | 2 | X | SUN
Solar Photovoltaic.SUN | solar PV | TRUE | 59380 | Enel Green Power NA, Inc. | 60529 | Montrose Solar | MN | Wright | PV1 | Solar Photovoltaic | PV |  | W | 3.5 |  | 3.5 | 3.5 |  | N |  |  | N | IPP Non-CHP | 2 | X | SUN
Solar Photovoltaic.SUN | solar PV | TRUE | 59380 | Enel Green Power NA, Inc. | 60530 | Paynesville Solar | MN | Stearns | PV1 | Solar Photovoltaic | PV |  | W | 10 |  | 10 | 10 |  | N |  |  | N | IPP Non-CHP | 2 | X | SUN
Solar Photovoltaic.SUN | solar PV | TRUE | 59380 | Enel Green Power NA, Inc. | 60531 | Pine Island Solar | MN | Goodhue | PV1 | Solar Photovoltaic | PV |  | W | 4 |  | 4 | 4 |  | N |  |  | N | IPP Non-CHP | 2 | X | SUN
Solar Photovoltaic.SUN | solar PV | TRUE | 59380 | Enel Green Power NA, Inc. | 60532 | Waseca Solar | MN | Waseca | PV1 | Solar Photovoltaic | PV |  | W | 10 |  | 10 | 10 |  | N |  |  | N | IPP Non-CHP | 2 | X | SUN
Solar Photovoltaic.SUN | solar PV | TRUE | 59380 | Enel Green Power NA, Inc. | 60533 | West Faribault Solar | MN | Rice | PV1 | Solar Photovoltaic | PV |  | W | 5.5 |  | 5.5 | 5.5 |  | N |  |  | N | IPP Non-CHP | 2 | X | SUN
Solar Photovoltaic.SUN | solar PV | TRUE | 59380 | Enel Green Power NA, Inc. | 60534 | West Waconia Solar | MN | Carver | PV1 | Solar Photovoltaic | PV |  | W | 8.5 |  | 8.5 | 8.5 |  | N |  |  | N | IPP Non-CHP | 2 | X | SUN
Solar Photovoltaic.SUN | solar PV | TRUE | 61060 | Cypress Creek Renewables | 60535 | Saluda Solar, LLC | SC | Saluda | PV1 | Solar Photovoltaic | PV |  | S | 6.8 |  | 6.8 | 6.8 |  | N |  |  | N | IPP Non-CHP | 2 | X | SUN
Natural Gas Fired Combustion Turbine.NG | natural gas peaker | FALSE | 60295 | University Of Arkansas | 60536 | UA Central Utility Plant | AR | Washington | TRBN1 | Natural Gas Fired Combustion Turbine | GT |  | S | 5.6 | 0.98 | 5.2 | 5.2 | 3 | N |  |  | Y | Commercial CHP | 5 | T | NG
Solar Photovoltaic.SUN | solar PV | TRUE | 60297 | Limerick Road Solar, LLC | 60537 | Limerick Road Solar Farm | VT | Chittenden | 8027 | Solar Photovoltaic | PV |  | S | 2.2 |  | 2.2 | 2.2 |  | N |  |  | N | IPP Non-CHP | 2 | X | SUN
Solar Photovoltaic.SUN | solar PV | TRUE | 64778 | Strata Manager, LLC | 60538 | Langdon Solar Farm, LLC | NC | Johnston | 1 | Solar Photovoltaic | PV |  | W | 5 |  | 5 | 5 |  | N |  |  | N | IPP Non-CHP | 2 | X | SUN
Solar Photovoltaic.SUN | solar PV | TRUE | 60303 | Innovative Solar 42, LLC | 60539 | Innovative Solar 42 | NC | Bladen | IS042 | Solar Photovoltaic | PV |  | S | 71 |  | 71 | 71 |  | N |  |  | N | IPP Non-CHP | 2 | X | SUN
Solar Photovoltaic.SUN | solar PV | TRUE | 64875 | US Funding 1 | 60540 | Innovative Solar 31 | NC | Bladen | IS031 | Solar Photovoltaic | PV |  | W | 35 |  | 35 | 35 |  | N |  |  | N | IPP Non-CHP | 2 | X | SUN
Onshore Wind Turbine.WND | onshore wind | TRUE | 60302 | Wind GEM, LLC | 60541 | Wind GEM | IA | Adair | WT1 | Onshore Wind Turbine | WT |  | S | 1.9 |  | 1.9 | 1.9 | 0 | N |  |  | N | IPP Non-CHP | 2 | X | WND
Solar Photovoltaic.SUN | solar PV | TRUE | 60301 | 158th Fighter Wing | 60542 | 158th Fighter Wing Solar Farm | VT | Chittenden | 900 | Solar Photovoltaic | PV |  | S | 1.3 |  | 1.3 | 1.3 |  | N |  |  | N | IPP Non-CHP | 2 | X | SUN
Solar Photovoltaic.SUN | solar PV | TRUE | 7140 | Georgia Power Co | 60544 | Tri-County Solar Facility | GA | Putnam | PV1 | Solar Photovoltaic | PV |  | S | 1 |  | 1 | 1 |  | N |  |  | N | Electric Utility | 1 | X | SUN
Onshore Wind Turbine.WND | onshore wind | TRUE | 17650 | Southern Power Co | 60545 | Grant Plains Wind, LLC | OK | Grant | WT | Onshore Wind Turbine | WT |  | W | 147.2 |  | 147 | 147 | 2.3 | N |  |  | N | IPP Non-CHP | 2 | X | WND
Batteries.MWH | battery storage | 0 | 60947 | Tesla Inc. | 60546 | KIUC Kapaia PV and BA Storage Project Hybrid | HI | Kauai | BA1 | Batteries | BA |  | W | 13 |  | 11 | 11 | 11 | N |  |  | N | IPP Non-CHP | 2 | X | MWH
Solar Photovoltaic.SUN | solar PV | TRUE | 60947 | Tesla Inc. | 60546 | KIUC Kapaia PV and BA Storage Project Hybrid | HI | Kauai | PV1 | Solar Photovoltaic | PV |  | W | 15 |  | 15 | 15 |  | N |  |  | N | IPP Non-CHP | 2 | X | SUN
Solar Photovoltaic.SUN | solar PV | TRUE | 7601 | Green Mountain Power Corp | 60547 | GMP Solar - Richmond | VT | Chittenden | PV1 | Solar Photovoltaic | PV |  | W | 1.9 |  | 1.9 | 1.9 |  | N |  |  | N | Electric Utility | 1 | X | SUN
Solar Photovoltaic.SUN | solar PV | TRUE | 61060 | Cypress Creek Renewables | 60548 | NorWest Energy 2, LLC | OR | Deschutes | PV1 | Solar Photovoltaic | PV |  | S | 9.9 |  | 9.9 | 9.9 |  | N |  |  | N | IPP Non-CHP | 2 | X | SUN
Solar Photovoltaic.SUN | solar PV | TRUE | 61119 | SRE Utility Solar 1, LLC | 60549 | ZV Solar 3, LLC | NC | Robeson | ZV3 | Solar Photovoltaic | PV |  | S | 5 |  | 4.9 | 4.9 |  | N |  |  | N | IPP Non-CHP | 2 | X | SUN
Wood/Wood Waste Biomass.WDS | biomass | TRUE | 60251 | GRP Franklin Renewable Energy Facility, LLC | 60550 | GRP Franklin Renewable Energy Facility | GA | Franklin | GEN | Wood/Wood Waste Biomass | ST |  | S | 58 | 0.85 | 58 | 58 | 31 | N |  |  | N | IPP Non-CHP | 2 | X | WDS
Onshore Wind Turbine.WND | onshore wind | TRUE | 60328 | Big Level Wind LLC | 60551 | Big Level Wind | PA | Potter | BLW01 | Onshore Wind Turbine | WT |  | S | 90 |  | 90 | 90 | 90 | N |  |  | N | IPP Non-CHP | 2 | X | WND
Solar Photovoltaic.SUN | solar PV | TRUE | 60326 | Hattiesburg Farm, LLC | 60552 | Hattiesburg Solar Farm | MS | Forrest | HATTI | Solar Photovoltaic | PV |  | S | 50 |  | 50 | 50 |  | N |  |  | N | IPP Non-CHP | 2 | X | SUN
Solar Photovoltaic.SUN | solar PV | TRUE | 64778 | Strata Manager, LLC | 60553 | Southerland Farm Solar | NC | Vance | 1 | Solar Photovoltaic | PV |  | W | 5 |  | 5 | 5 |  | N |  |  | N | IPP Non-CHP | 2 | X | SUN
Solar Photovoltaic.SUN | solar PV | TRUE | 60330 | SR South Loving, LLC | 60554 | Hazlehurst II | GA | Jeff Davis | STHLV | Solar Photovoltaic | PV |  | S | 52.5 |  | 52.5 | 52.5 |  | N |  |  | N | IPP Non-CHP | 2 | X | SUN
Solar Photovoltaic.SUN | solar PV | TRUE | 60331 | Selmer North Solar I, LLC | 60555 | Selmer I | TN | McNairy | SELMI | Solar Photovoltaic | PV |  | S | 16 |  | 16 | 16 |  | N |  |  | N | IPP Non-CHP | 2 | X | SUN
Solar Photovoltaic.SUN | solar PV | TRUE | 60332 | Selmer North Solar II, LLC | 60556 | Selmer II | TN | McNairy | SELM2 | Solar Photovoltaic | PV |  | S | 8 |  | 8 | 8 |  | N |  |  | N | IPP Non-CHP | 2 | X | SUN
Solar Photovoltaic.SUN | solar PV | TRUE | 60307 | NRG Solar Blythe II LLC | 60558 | Solar Blythe 2 | CA | Riverside | PV1 | Solar Photovoltaic | PV |  | W | 20 |  | 20 | 20 |  | N |  |  | N | IPP Non-CHP | 2 | X | SUN
Natural Gas Internal Combustion Engine.NG | natural gas peaker | TRUE | 11701 | City of Marquette - (MI) | 60559 | Marquette Energy Center | MI | Marquette | MEC1 | Natural Gas Internal Combustion Engine | IC |  | S | 17.1 | 0.8 | 16.7 | 16.7 | 6.7 | N |  |  | N | Electric Utility | 1 | X | NG | DFO
Natural Gas Internal Combustion Engine.NG | natural gas peaker | TRUE | 11701 | City of Marquette - (MI) | 60559 | Marquette Energy Center | MI | Marquette | MEC2 | Natural Gas Internal Combustion Engine | IC |  | S | 17.1 | 0.8 | 16.7 | 16.7 | 6.7 | N |  |  | N | Electric Utility | 1 | X | NG | DFO
Natural Gas Internal Combustion Engine.NG | natural gas peaker | TRUE | 11701 | City of Marquette - (MI) | 60559 | Marquette Energy Center | MI | Marquette | MEC3 | Natural Gas Internal Combustion Engine | IC |  | S | 17.1 | 0.8 | 16.7 | 16.7 | 6.7 | N |  |  | N | Electric Utility | 1 | X | NG | DFO
Solar Photovoltaic.SUN | solar PV | TRUE | 60334 | SR Millington, LLC | 60560 | Millington Solar Farm | TN | Shelby | MILL | Solar Photovoltaic | PV |  | S | 53 |  | 53 | 53 |  | N |  |  | N | IPP Non-CHP | 2 | X | SUN
Batteries.MWH | battery storage | 0 | 7601 | Green Mountain Power Corp | 60562 | GMP Solar - Panton Hybrid | VT | Addison | GMPBP | Batteries | BA |  | W | 1 |  | 1 | 1 | 1 | N |  |  | N | Electric Utility | 1 | X | MWH
Solar Photovoltaic.SUN | solar PV | TRUE | 7601 | Green Mountain Power Corp | 60562 | GMP Solar - Panton Hybrid | VT | Addison | GMPSP | Solar Photovoltaic | PV |  | W | 4.9 |  | 4.9 | 4.9 |  | N |  |  | N | Electric Utility | 1 | X | SUN
Flywheels.MWH | other | TRUE | 10433 | Kodiak Electric Assn Inc | 60563 | Flywheel Energy Storage System Microgrid | AK | Kodiak Island | FESS | Flywheels | FW |  | S | 2 |  | 2 | 2 | 0 | N |  |  | N | Electric Utility | 1 | X | MWH
Natural Gas Internal Combustion Engine.NG | natural gas peaker | TRUE | 16181 | Rochester Public Utilities | 60564 | Westside Energy Station | MN | Olmsted | WES1 | Natural Gas Internal Combustion Engine | IC |  | S | 9.3 | 0.95 | 9.3 | 9.3 | 4 | N |  |  | N | Electric Utility | 1 | X | NG
Natural Gas Internal Combustion Engine.NG | natural gas peaker | TRUE | 16181 | Rochester Public Utilities | 60564 | Westside Energy Station | MN | Olmsted | WES2 | Natural Gas Internal Combustion Engine | IC |  | S | 9.3 | 0.95 | 9.3 | 9.3 | 4 | N |  |  | N | Electric Utility | 1 | X | NG
Natural Gas Internal Combustion Engine.NG | natural gas peaker | TRUE | 16181 | Rochester Public Utilities | 60564 | Westside Energy Station | MN | Olmsted | WES3 | Natural Gas Internal Combustion Engine | IC |  | S | 9.3 | 0.95 | 9.3 | 9.3 | 4 | N |  |  | N | Electric Utility | 1 | X | NG
Natural Gas Internal Combustion Engine.NG | natural gas peaker | TRUE | 16181 | Rochester Public Utilities | 60564 | Westside Energy Station | MN | Olmsted | WES4 | Natural Gas Internal Combustion Engine | IC |  | S | 9.3 | 0.95 | 9.3 | 9.3 | 4 | N |  |  | N | Electric Utility | 1 | X | NG
Natural Gas Internal Combustion Engine.NG | natural gas peaker | TRUE | 16181 | Rochester Public Utilities | 60564 | Westside Energy Station | MN | Olmsted | WES5 | Natural Gas Internal Combustion Engine | IC |  | S | 9.3 | 0.95 | 9.3 | 9.3 | 4 | N |  |  | N | Electric Utility | 1 | X | NG
Batteries.MWH | battery storage | 0 | 60336 | SDGE Batteries | 60565 | Borrego Springs Energy Storage | CA | San Diego | SES1 | Batteries | BA |  | S | 0.5 |  | 0.5 | 0.5 | 0.1 | N |  |  | N | Electric Utility | 1 | X | MWH
Batteries.MWH | battery storage | 0 | 60336 | SDGE Batteries | 60565 | Borrego Springs Energy Storage | CA | San Diego | SES2 | Batteries | BA |  | S | 1 |  | 1 | 1 | 0.1 | N |  |  | N | Electric Utility | 1 | X | MWH
Batteries.MWH | battery storage | 0 | 60336 | SDGE Batteries | 60566 | Pala Energy Storage Yard | CA | San Diego | SES2 | Batteries | BA |  | S | 1 |  | 1 | 1 | 0.1 | N |  |  | N | Electric Utility | 1 | X | MWH
Batteries.MWH | battery storage | 0 | 60336 | SDGE Batteries | 60567 | Ortega Highway Energy Storage | CA | Orange | SES1 | Batteries | BA |  | S | 1 |  | 1 | 1 | 0.1 | N |  |  | N | Electric Utility | 1 | X | MWH
Batteries.MWH | battery storage | 0 | 60336 | SDGE Batteries | 60567 | Ortega Highway Energy Storage | CA | Orange | SES2 | Batteries | BA |  | S | 1 |  | 1 | 1 | 0.1 | N |  |  | N | Electric Utility | 1 | X | MWH
Batteries.MWH | battery storage | 0 | 60336 | SDGE Batteries | 60568 | Canyon Crest Academy | CA | San Diego | SES | Batteries | BA |  | S | 1 |  | 1 | 1 | 0.1 | N |  |  | N | Electric Utility | 1 | X | MWH
Batteries.MWH | battery storage | 0 | 16609 | San Diego Gas & Electric Co | 60569 | El Cajon Energy Storage | CA | San Diego | SES | Batteries | BA |  | S | 7.5 |  | 7.5 | 7.5 | 1 | N |  |  |  | Electric Utility | 1 | X | MWH
Batteries.MWH | battery storage | 0 | 16609 | San Diego Gas & Electric Co | 60570 | Escondido Energy Storage | CA | San Diego | SES | Batteries | BA |  | S | 30 |  | 30 | 30 | 1 | N |  |  |  | Electric Utility | 1 | X | MWH
Landfill Gas.LFG | natural gas peaker | FALSE | 16764 | City of San Diego | 60571 | North City - Landfill Gas Engine North | CA | San Diego | NCEP | Landfill Gas | IC |  | S | 1.6 | 0.8 | 1.4 | 1.5 | 1.2 | N |  |  | N | Commercial Non-CHP | 4 | X | LFG
Solar Photovoltaic.SUN | solar PV | TRUE | 60338 | HQC Rock River Solar Power Generation Station LLC | 60573 | HQC Rock River Solar Power Gen Station | WI | Rock | PV1 | Solar Photovoltaic | PV |  | J | 2.1 |  | 2.1 | 2.1 |  | N |  |  | N | IPP Non-CHP | 2 | X | SUN
Onshore Wind Turbine.WND | onshore wind | TRUE | 57170 | EDF Renewable Asset Holdings, Inc. | 60574 | Great Western Wind Energy, LLC | OK | Ellis | GEN1 | Onshore Wind Turbine | WT |  | S | 225 |  | 225 | 225 | 225 | N |  |  | N | IPP Non-CHP | 2 | X | WND
Solar Photovoltaic.SUN | solar PV | TRUE | 64778 | Strata Manager, LLC | 60575 | Wadesboro Farm 2 | NC | Anson | 1 | Solar Photovoltaic | PV |  | W | 5 |  | 5 | 5 |  | N |  |  | N | IPP Non-CHP | 2 | X | SUN
Solar Photovoltaic.SUN | solar PV | TRUE | 64778 | Strata Manager, LLC | 60576 | Wadesboro Farm 3 | NC | Anson | 1 | Solar Photovoltaic | PV |  | W | 5 |  | 5 | 5 |  | N |  |  | N | IPP Non-CHP | 2 | X | SUN
Solar Photovoltaic.SUN | solar PV | TRUE | 64778 | Strata Manager, LLC | 60577 | Hector Farm | NC | Montgomery | 1 | Solar Photovoltaic | PV |  | W | 5 |  | 5 | 5 |  | N |  |  | N | IPP Non-CHP | 2 | X | SUN
Solar Photovoltaic.SUN | solar PV | TRUE | 64778 | Strata Manager, LLC | 60578 | Kojak Farm | NC | Nash | 1 | Solar Photovoltaic | PV |  | W | 5 |  | 5 | 5 |  | N |  |  | N | IPP Non-CHP | 2 | X | SUN
Solar Photovoltaic.SUN | solar PV | TRUE | 64778 | Strata Manager, LLC | 60579 | Meriwether Farm | NC | Granville | 1 | Solar Photovoltaic | PV |  | W | 5 |  | 5 | 5 |  | N |  |  | N | IPP Non-CHP | 2 | X | SUN
Solar Photovoltaic.SUN | solar PV | TRUE | 64778 | Strata Manager, LLC | 60580 | Soluga Farms III | NC | Cumberland | 1 | Solar Photovoltaic | PV |  | W | 5 |  | 5 | 5 |  | N |  |  | N | IPP Non-CHP | 2 | X | SUN
Solar Photovoltaic.SUN | solar PV | TRUE | 56769 | Consolidated Edison Development Inc. | 60581 | Upton County Solar | TX | Upton | UCTX | Solar Photovoltaic | PV |  | S | 150 |  | 150 | 150 |  | N |  |  | N | IPP Non-CHP | 2 | X | SUN
Solar Photovoltaic.SUN | solar PV | TRUE | 60348 | FL Solar 1, LLC | 60582 | CoTAL Solar Farm | FL | Leon | PV1 | Solar Photovoltaic | PV |  | S | 20 |  | 20 | 20 |  | N |  |  | N | IPP Non-CHP | 2 | X | SUN
Solar Photovoltaic.SUN | solar PV | TRUE | 60347 | AL Solar A, LLC | 60583 | LaFayette Solar Farm | AL | Chambers | PV1 | Solar Photovoltaic | PV |  | S | 79.2 |  | 79.2 | 79.2 |  | N |  |  | N | IPP Non-CHP | 2 | X | SUN
Solar Photovoltaic.SUN | solar PV | TRUE | 19876 | Virginia Electric & Power Co | 60584 | Oceana Solar | VA | Virginia Beach City | 01 | Solar Photovoltaic | PV |  | S | 17.6 |  | 7 |  |  | N |  |  | N | Electric Utility | 1 | X | SUN
Solar Photovoltaic.SUN | solar PV | TRUE | 20065 | Walton Electric Member Corp | 60585 | Mount Vernon Solar | GA | Walton | MV01 | Solar Photovoltaic | PV |  | S | 1 |  | 1 | 0.8 |  | N |  |  | N | Electric Utility | 1 | X | SUN
Solar Photovoltaic.SUN | solar PV | TRUE | 20065 | Walton Electric Member Corp | 60586 | Pleasant Valley Solar | GA | Walton | PV01 | Solar Photovoltaic | PV |  | S | 2.5 |  | 2.5 | 2 |  | N |  |  | N | Electric Utility | 1 | X | SUN
Onshore Wind Turbine.WND | onshore wind | TRUE | 57170 | EDF Renewable Asset Holdings, Inc. | 60587 | Kelly Creek Wind Project | IL | Ford | WND1 | Onshore Wind Turbine | WT |  | S | 184 |  | 184 | 184 | 184 | N |  |  | N | IPP Non-CHP | 2 | X | WND
Natural Gas Fired Combined Cycle.NG | natural gas combined cycle | TRUE | 60350 | CPV Fairview, LLC | 60589 | CPV Fairview Energy Center | PA | Cambria | GEN1 | Natural Gas Fired Combined Cycle | CT | CC1 | S | 372 | 0.85 | 341.8 | 348.7 | 115 | N |  |  | N | IPP Non-CHP | 2 | X | NG | OG
Natural Gas Fired Combined Cycle.NG | natural gas combined cycle | TRUE | 60350 | CPV Fairview, LLC | 60589 | CPV Fairview Energy Center | PA | Cambria | GEN2 | Natural Gas Fired Combined Cycle | CT | CC1 | S | 372 | 0.85 | 342.9 | 346.6 | 115 | N |  |  | N | IPP Non-CHP | 2 | X | NG | OG
Natural Gas Fired Combined Cycle.NG | natural gas combined cycle | TRUE | 60350 | CPV Fairview, LLC | 60589 | CPV Fairview Energy Center | PA | Cambria | GEN3 | Natural Gas Fired Combined Cycle | CA | CC1 | S | 453 | 0.85 | 387.2 | 398.9 | 115 | N |  |  | N | IPP Non-CHP | 2 | X | NG | OG
Solar Photovoltaic.SUN | solar PV | TRUE | 61944 | MN8 Energy LLC | 60590 | Golden Fields Solar I, LLC | CA | Kern | RS1 | Solar Photovoltaic | PV |  | S | 54 |  | 54 | 54 |  | N |  |  | N | IPP Non-CHP | 2 | X | SUN
Solar Photovoltaic.SUN | solar PV | TRUE | 61944 | MN8 Energy LLC | 60591 | Solar Star California, XLI, LLC | CA | Kern | RS1 | Solar Photovoltaic | PV |  | S | 54 |  | 54 | 54 |  | N |  |  | N | IPP Non-CHP | 2 | X | SUN
Onshore Wind Turbine.WND | onshore wind | TRUE | 60819 | Rush Springs Wind Project | 60592 | Rush Springs Wind | OK | Stephens | WT1 | Onshore Wind Turbine | WT |  | S | 249.9 |  | 249.9 | 249.9 | 7.4 | N |  |  | N | IPP Non-CHP | 2 | X | WND
Other Natural Gas.NG | natural gas peaker | TRUE | 19497 | United Illuminating Co | 60593 | UI RCP Woodbridge FC | CT | New Haven | WBFC | Other Natural Gas | FC |  | S | 2.8 |  | 2.2 | 2.2 | 2.2 | N |  |  | N | Electric Utility | 1 | X | NG
Onshore Wind Turbine.WND | onshore wind | TRUE | 2770 | Terra-Gen Operating Co-Wind | 60594 | Voyager Wind I | CA | Kern | VYGR1 | Onshore Wind Turbine | WT |  | S | 131.1 |  | 131.1 | 131.1 | 0 | N |  |  | N | IPP Non-CHP | 2 | X | WND
Solar Photovoltaic.SUN | solar PV | TRUE | 60802 | Wayne Solar III, LLC | 60597 | Wayne Solar III LLC | NC | Wayne | WYN3 | Solar Photovoltaic | PV |  | S | 5 |  | 5 | 5 |  | N |  |  | N | IPP Non-CHP | 2 | X | SUN
Solar Photovoltaic.SUN | solar PV | TRUE | 60803 | Wayne Solar II, LLC | 60598 | Wayne Solar II LLC | NC | Wayne | WYN2 | Solar Photovoltaic | PV |  | S | 5 |  | 5 | 5 |  | N |  |  | N | IPP Non-CHP | 2 | X | SUN
Solar Photovoltaic.SUN | solar PV | TRUE | 60804 | Duplin Solar I, LLC | 60599 | Duplin Solar I LLC (160 Houston Lane) | NC | Duplin | DPLN | Solar Photovoltaic | PV |  | S | 5 |  | 5 | 5 |  | N |  |  | N | IPP Non-CHP | 2 | X | SUN
Solar Photovoltaic.SUN | solar PV | TRUE | 61060 | Cypress Creek Renewables | 60600 | Old Pageland Monroe Road Solar Farm | NC | Union | PV1 | Solar Photovoltaic | PV |  | S | 5.3 |  | 5.3 | 5.3 |  | N |  |  | N | IPP Non-CHP | 2 | X | SUN
Solar Photovoltaic.SUN | solar PV | TRUE | 61677 | Sol Systems | 60601 | Bay Branch Solar | NC | Beaufort | BBSOL | Solar Photovoltaic | PV |  | S | 5 |  | 5 | 5 |  | N |  |  | N | IPP Non-CHP | 2 | X | SUN
Solar Photovoltaic.SUN | solar PV | TRUE | 60805 | Wayne Solar I, LLC | 60602 | Wayne Solar I LLC | NC | Wayne | WYN1 | Solar Photovoltaic | PV |  | S | 5 |  | 5 | 5 |  | N |  |  | N | IPP Non-CHP | 2 | X | SUN
Solar Photovoltaic.SUN | solar PV | TRUE | 19728 | UNS Electric, Inc | 60603 | Jacobson 5 MW Solar | AZ | Mohave | PV1 | Solar Photovoltaic | PV |  | S | 4.4 |  | 4.4 | 4.4 |  | N |  |  | N | Electric Utility | 1 | X | SUN
Solar Photovoltaic.SUN | solar PV | TRUE | 60947 | Tesla Inc. | 60604 | Wye Mills VNEM CSG | MD | Queen Annes | PV1 | Solar Photovoltaic | PV |  | W | 10 |  | 10 | 10 |  | N |  |  | N | IPP Non-CHP | 2 | X | SUN
Solar Photovoltaic.SUN | solar PV | TRUE | 60947 | Tesla Inc. | 60605 | CMEEC - Rogers Rd Solar | CT | New London | PV1 | Solar Photovoltaic | PV |  | S | 1.3 |  | 1.3 | 1.3 |  | N |  |  | N | IPP Non-CHP | 2 | X | SUN
Batteries.MWH | battery storage | 0 | 60947 | Tesla Inc. | 60607 | CMEEC - Polaris Park Solar Hybrid | CT | New London | BA1 | Batteries | BA |  | W | 0.8 |  | 0.8 | 0.8 | 0.8 | N |  |  | N | IPP Non-CHP | 2 | X | MWH
Solar Photovoltaic.SUN | solar PV | TRUE | 60947 | Tesla Inc. | 60607 | CMEEC - Polaris Park Solar Hybrid | CT | New London | PV1 | Solar Photovoltaic | PV |  | W | 3.5 |  | 3.5 | 3.5 |  | N |  |  | N | IPP Non-CHP | 2 | X | SUN
Solar Photovoltaic.SUN | solar PV | TRUE | 60947 | Tesla Inc. | 60608 | CMEEC - Navy NE Trident | CT | New London | PV1 | Solar Photovoltaic | PV |  | W | 1 |  | 1 | 1 |  | N |  |  | N | IPP Non-CHP | 2 | X | SUN
Batteries.MWH | battery storage | 0 | 60947 | Tesla Inc. | 60609 | CMEEC - Norwich Stott St Solar Hybrid | CT | New London | BA1 | Batteries | BA |  | W | 0.8 |  | 0.8 | 0.8 | 0.8 | N |  |  | N | IPP Non-CHP | 2 | X | MWH
Solar Photovoltaic.SUN | solar PV | TRUE | 60947 | Tesla Inc. | 60609 | CMEEC - Norwich Stott St Solar Hybrid | CT | New London | PV1 | Solar Photovoltaic | PV |  | W | 3.5 |  | 3.5 | 3.5 |  | N |  |  | N | IPP Non-CHP | 2 | X | SUN
All Other.WH | other | TRUE | 3265 | Cleco Power LLC | 60610 | St. Mary Clean Energy Center | LA | St Mary | 1 | All Other | ST |  | S | 50.9 | 0.85 | 41.3 | 48.6 | 10.2 | N |  |  | N | Electric Utility | 1 | X | WH
Solar Photovoltaic.SUN | solar PV | TRUE | 58468 | Dominion Renewable Energy | 60611 | Summit Farms Solar | NC | Currituck | PV1 | Solar Photovoltaic | PV |  | S | 62.4 |  | 62.4 | 62.4 |  | N |  |  | N | IPP Non-CHP | 2 | X | SUN
Solar Photovoltaic.SUN | solar PV | TRUE | 63621 | CVI CleanCapital Solar 6 | 60612 | Morin Solar 2013 LLC | MA | Worcester | MORIN | Solar Photovoltaic | PV |  | W | 4 |  | 4 | 4 |  | N |  |  | N | IPP Non-CHP | 2 | X | SUN
Solar Photovoltaic.SUN | solar PV | TRUE | 63621 | CVI CleanCapital Solar 6 | 60613 | Brookfield Solar 2013 LLC | MA | Worcester | NBKFD | Solar Photovoltaic | PV |  | W | 2 |  | 2 | 2 |  | N |  |  | N | IPP Non-CHP | 2 | X | SUN
Solar Photovoltaic.SUN | solar PV | TRUE | 63621 | CVI CleanCapital Solar 6 | 60614 | WYM 1250 Palmer LLC | MA | Hampden | PALMR | Solar Photovoltaic | PV |  | W | 1 |  | 1 | 1 |  | N |  |  | N | IPP Non-CHP | 2 | X | SUN
Solar Photovoltaic.SUN | solar PV | TRUE | 60809 | Southern Sky Renewable Energy Berkley, LLC | 60615 | Southern Sky Renew Energy Berkley LLC | MA | Bristol | BRKLY | Solar Photovoltaic | PV |  | S | 3 |  | 3 | 3 |  | N |  |  | N | IPP Non-CHP | 2 | X | SUN
Solar Photovoltaic.SUN | solar PV | TRUE | 60358 | BC Solar | 60616 | BC Solar | OR | Lake | BCSLR | Solar Photovoltaic | PV |  | S | 8 |  | 8 | 8 |  | N |  |  | N | IPP Non-CHP | 2 | X | SUN
Onshore Wind Turbine.WND | onshore wind | TRUE | 15466 | Public Service Co of Colorado | 60619 | Rush Creek Wind | CO | Elbert | GEN1 | Onshore Wind Turbine | WT |  | S | 600 |  | 582.3 | 582.3 | 1 | N |  |  | N | Electric Utility | 1 | X | WND
Onshore Wind Turbine.WND | onshore wind | TRUE | 60364 | Ninnescah Wind Energy LLC | 60620 | Ninnescah Wind Energy, LLC | KS | Pratt | NSW | Onshore Wind Turbine | WT |  | W | 208.3 |  | 208.3 | 208.3 | 1.7 | N |  |  | N | IPP Non-CHP | 2 | X | WND
Solar Photovoltaic.SUN | solar PV | TRUE | 60369 | City of Worcester DPW | 60621 | Worcester Landfill | MA | Worcester | WL | Solar Photovoltaic | PV |  | S | 6.5 |  | 6.5 | 6.5 |  | N |  |  | N | IPP Non-CHP | 2 | X | SUN
Solar Photovoltaic.SUN | solar PV | TRUE | 60370 | DG AMP Solar, LLC | 60622 | DG AMP Solar Bowling Green | OH | Wood | AMPBG | Solar Photovoltaic | PV |  | S | 20 |  | 20 | 20 |  | N |  |  | N | IPP Non-CHP | 2 | X | SUN
Solar Photovoltaic.SUN | solar PV | TRUE | 61694 | John Laing US Solar Corp. | 60623 | Brantley Solar | NC | Nash | PV1 | Solar Photovoltaic | PV |  | S | 50.2 |  | 50.2 | 50.2 |  | N |  |  | N | IPP Non-CHP | 2 | X | SUN
Solar Photovoltaic.SUN | solar PV | TRUE | 61694 | John Laing US Solar Corp. | 60624 | Fox Creek Solar | NC | Franklin | PV1 | Solar Photovoltaic | PV |  | S | 50.2 |  | 50.2 | 50.2 |  | N |  |  | N | IPP Non-CHP | 2 | X | SUN
Solar Photovoltaic.SUN | solar PV | TRUE | 60365 | NRG Renew Canal 1 LLC | 60625 | Renew Canal 1 CSG LLC | MA | Barnstable | CANAL | Solar Photovoltaic | PV |  | S | 1.2 |  | 1.2 | 1.2 |  | N |  |  | N | IPP Non-CHP | 2 | X | SUN
Solar Photovoltaic.SUN | solar PV | TRUE | 61298 | Pine Gate Renewables | 60627 | BRE NC Solar 3 | NC | Granville | BEAM3 | Solar Photovoltaic | PV |  | S | 5 |  | 5 | 5 |  | N |  |  | N | IPP Non-CHP | 2 | X | SUN
Solar Photovoltaic.SUN | solar PV | TRUE | 61060 | Cypress Creek Renewables | 60629 | Perkins Solar, LLC | NC | Person | PV1 | Solar Photovoltaic | PV |  | S | 2 |  | 2 | 2 |  | N |  |  | N | IPP Non-CHP | 2 | X | SUN
Solar Photovoltaic.SUN | solar PV | TRUE | 61060 | Cypress Creek Renewables | 60631 | Empire Solar | MN | Dakota | PV1 | Solar Photovoltaic | PV |  | S | 5 |  | 5 | 5 |  | N |  |  | N | IPP Non-CHP | 2 | X | SUN
Solar Photovoltaic.SUN | solar PV | TRUE | 61060 | Cypress Creek Renewables | 60632 | Blue Lake Solar | MN | Scott | PV1 | Solar Photovoltaic | PV |  | S | 3 |  | 3 | 3 |  | N |  |  | N | IPP Non-CHP | 2 | X | SUN
Solar Photovoltaic.SUN | solar PV | TRUE | 61060 | Cypress Creek Renewables | 60633 | Gainey Solar, LLC | NC | Bladen | PV1 | Solar Photovoltaic | PV |  | S | 2 |  | 2 | 2 |  | N |  |  | N | IPP Non-CHP | 2 | X | SUN
Solar Photovoltaic.SUN | solar PV | TRUE | 61060 | Cypress Creek Renewables | 60634 | Auten Road Farm, LLC | NC | Gaston | PV1 | Solar Photovoltaic | PV |  | S | 5 |  | 5 | 5 |  | N |  |  | N | IPP Non-CHP | 2 | X | SUN
Solar Photovoltaic.SUN | solar PV | TRUE | 61060 | Cypress Creek Renewables | 60635 | Creech Solar 2, LLC | NC | Wake | PV1 | Solar Photovoltaic | PV |  | S | 5 |  | 5 | 5 |  | N |  |  | N | IPP Non-CHP | 2 | X | SUN
Solar Photovoltaic.SUN | solar PV | TRUE | 64778 | Strata Manager, LLC | 60636 | Bunn Level Farm, LLC | NC | Harnett | 1 | Solar Photovoltaic | PV |  | W | 5 |  | 5 | 5 |  | N |  |  | N | IPP Non-CHP | 2 | X | SUN
Solar Photovoltaic.SUN | solar PV | TRUE | 60380 | Cork Oak Solar, LLC | 60637 | Cork Oak Solar | NC | Halifax | NC160 | Solar Photovoltaic | PV |  | S | 20 |  | 20 | 20 |  | N |  |  | N | IPP Non-CHP | 2 | X | SUN
Solar Photovoltaic.SUN | solar PV | TRUE | 60381 | Sunflower Solar, LLC | 60638 | Sunflower Solar | NC | Halifax | NC160 | Solar Photovoltaic | PV |  | S | 16 |  | 16 | 16 |  | N |  |  | N | IPP Non-CHP | 2 | X | SUN
Onshore Wind Turbine.WND | onshore wind | TRUE | 60371 | Kingman Wind Energy, LLC | 60639 | Kingman Wind | KS | Pratt | KMW1 | Onshore Wind Turbine | WT |  | W | 107.4 |  | 100 | 100 | 0.1 | N |  |  | N | IPP Non-CHP | 2 | X | WND
Onshore Wind Turbine.WND | onshore wind | TRUE | 60371 | Kingman Wind Energy, LLC | 60639 | Kingman Wind | KS | Pratt | KMW2 | Onshore Wind Turbine | WT |  | W | 107.4 |  | 100 | 100 | 0.1 | N |  |  | N | IPP Non-CHP | 2 | X | WND
Solar Photovoltaic.SUN | solar PV | TRUE | 64658 | Solar Mule, LLC | 60640 | Solar Mule, LLC | ME | Kennebec | COLBY | Solar Photovoltaic | PV |  | S | 1.5 |  | 1.5 | 1.5 |  | N |  |  | N | IPP Non-CHP | 2 | X | SUN
Batteries.MWH | battery storage | 0 | 61978 | Convergent Energy and Power LP | 60641 | Henrietta D Energy Storage LLC | CA | Kings | HDES1 | Batteries | BA |  | W | 10 |  | 10 | 10 | 0.1 | N |  |  | N | IPP Non-CHP | 2 | X | MWH
Solar Photovoltaic.SUN | solar PV | TRUE | 63622 | CVI CleanCapital Solar 7 | 60644 | West Brookfield Solar, LLC | MA | Worcester | WBRK | Solar Photovoltaic | PV |  | W | 1.4 |  | 1.4 | 1.4 |  | N |  |  | N | IPP Non-CHP | 2 | X | SUN
Onshore Wind Turbine.WND | onshore wind | TRUE | 60384 | Javelina Wind Energy II, LLC | 60645 | Javelina Wind Energy II, LLC | TX | Webb | WJ21 | Onshore Wind Turbine | WT |  | S | 200 |  | 200 | 200 | 0.1 | N |  |  | N | IPP Non-CHP | 2 | X | WND
Natural Gas Internal Combustion Engine.NG | natural gas peaker | TRUE | 12667 | Minnesota Municipal Power Agny | 60647 | Shakopee Energy Park | MN | Scott | SQA01 | Natural Gas Internal Combustion Engine | IC |  | S | 9.3 | 0.8 | 9.3 | 9.3 | 3 | N |  |  | Y | Electric Utility | 1 | T | NG
Natural Gas Internal Combustion Engine.NG | natural gas peaker | TRUE | 12667 | Minnesota Municipal Power Agny | 60647 | Shakopee Energy Park | MN | Scott | SQA02 | Natural Gas Internal Combustion Engine | IC |  | S | 9.3 | 0.8 | 9.3 | 9.3 | 3 | N |  |  | Y | Electric Utility | 1 | T | NG
Natural Gas Internal Combustion Engine.NG | natural gas peaker | TRUE | 12667 | Minnesota Municipal Power Agny | 60647 | Shakopee Energy Park | MN | Scott | SQA03 | Natural Gas Internal Combustion Engine | IC |  | S | 9.3 | 0.8 | 9.3 | 9.3 | 3 | N |  |  | Y | Electric Utility | 1 | T | NG
Natural Gas Internal Combustion Engine.NG | natural gas peaker | TRUE | 12667 | Minnesota Municipal Power Agny | 60647 | Shakopee Energy Park | MN | Scott | SQA04 | Natural Gas Internal Combustion Engine | IC |  | S | 9.3 | 0.8 | 9.3 | 9.3 | 3 | N |  |  | Y | Electric Utility | 1 | T | NG
Natural Gas Internal Combustion Engine.NG | natural gas peaker | TRUE | 12667 | Minnesota Municipal Power Agny | 60647 | Shakopee Energy Park | MN | Scott | SQA05 | Natural Gas Internal Combustion Engine | IC |  | S | 9.3 | 0.8 | 9.3 | 9.3 | 3 | N |  |  | Y | Electric Utility | 1 | T | NG
Batteries.MWH | battery storage | 0 | 60389 | Rabbit Hill Energy Storage Project | 60649 | Rabbit Hill Energy Storage Project | TX | Williamson | 1 | Batteries | BA |  | S | 9.9 |  | 9.9 | 9.9 | 0.1 | N |  |  | N | IPP Non-CHP | 2 | X | MWH
Solar Photovoltaic.SUN | solar PV | TRUE | 64778 | Strata Manager, LLC | 60651 | North Nash Farm, LLC | NC | Nash | 1 | Solar Photovoltaic | PV |  | W | 5 |  | 5 | 5 |  | N |  |  | N | IPP Non-CHP | 2 | X | SUN
Solar Photovoltaic.SUN | solar PV | TRUE | 7570 | Great River Energy | 60652 | Dickinson Solar Array | MN | Wright | PV1 | Solar Photovoltaic | PV |  | W | 2.3 |  | 2.3 | 2.3 |  | N |  |  | N | Electric Utility | 1 | X | SUN
Solar Photovoltaic.SUN | solar PV | TRUE | 60281 | Altus Power America Management, LLC | 60653 | Belchertown | MA | Hampshire | PV1 | Solar Photovoltaic | PV |  | S | 1 |  | 1 | 1 |  | N |  |  | N | IPP Non-CHP | 2 | X | SUN
Solar Photovoltaic.SUN | solar PV | TRUE | 60387 | Townsite Solar, LLC | 60654 | Townsite Solar Project Hybrid | NV | Clark | GEN01 | Solar Photovoltaic | PV |  | S | 180 |  | 160 | 130 | 0 | N |  |  | N | IPP Non-CHP | 2 | X | SUN
Batteries.MWH | battery storage | 0 | 60387 | Townsite Solar, LLC | 60654 | Townsite Solar Project Hybrid | NV | Clark | GEN02 | Batteries | BA |  | S | 90 |  | 90 | 90 | 0 | N |  |  | N | IPP Non-CHP | 2 | X | MWH
Onshore Wind Turbine.WND | onshore wind | TRUE | 59380 | Enel Green Power NA, Inc. | 60655 | Rock Creek Wind Project | MO | Atchison | WT1 | Onshore Wind Turbine | WT |  | W | 300 |  | 300 | 300 | 1 | N |  |  | N | IPP Non-CHP | 2 | X | WND
Batteries.MWH | battery storage | 0 | 65549 | McHenry Battery Storage | 60656 | McHenry Battery Storage | IL | McHenry | MCH1 | Batteries | BA |  | S | 19.8 |  | 19.8 | 19.8 | 19.8 | N |  |  | N | IPP Non-CHP | 2 | X | MWH
Onshore Wind Turbine.WND | onshore wind | TRUE | 17650 | Southern Power Co | 60657 | Salt Fork Wind Project, LLC | TX | Donley | GEN1 | Onshore Wind Turbine | WT |  | W | 174 |  | 174 | 174 | 2 | N |  |  | N | IPP Non-CHP | 2 | X | WND
Solar Photovoltaic.SUN | solar PV | TRUE | 58468 | Dominion Renewable Energy | 60658 | Moffett Solar Project | SC | Jasper | PV1 | Solar Photovoltaic | PV |  | S | 71.4 |  | 71.4 | 71.4 |  | N |  |  | N | IPP Non-CHP | 2 | X | SUN
Solar Photovoltaic.SUN | solar PV | TRUE | 58468 | Dominion Renewable Energy | 60659 | Ridgeland Solar Project | SC | Jasper | PV1 | Solar Photovoltaic | PV |  | S | 10 |  | 10 | 10 |  | N |  |  | N | IPP Non-CHP | 2 | X | SUN
Batteries.MWH | battery storage | 0 | 60394 | Willey Battery Utility, LLC | 60660 | Willey Battery Utility | OH | Hamilton | WBU | Batteries | BA |  | S | 6 |  | 6 | 6 | 0 | N |  |  | N | IPP Non-CHP | 2 | X | MWH
Batteries.MWH | battery storage | 0 | 17609 | Southern California Edison Co | 60661 | Mira Loma Energy Storage Facility | CA | San Bernardino | 013A | Batteries | BA |  | S | 10 |  | 10 | 10 | 0 | N |  |  | N | Electric Utility | 1 | X | MWH
Batteries.MWH | battery storage | 0 | 17609 | Southern California Edison Co | 60661 | Mira Loma Energy Storage Facility | CA | San Bernardino | 013B | Batteries | BA |  | S | 10 |  | 10 | 10 | 0 | N |  |  | N | Electric Utility | 1 | X | MWH
Solar Photovoltaic.SUN | solar PV | TRUE | 61419 | Luminace Solar MC, LLC | 60662 | Archdiocese of Baltimore J | MD | Harford | PV1 | Solar Photovoltaic | PV |  | S | 2 |  | 2 | 2 |  | N |  |  | N | IPP Non-CHP | 2 | X | SUN
Solar Photovoltaic.SUN | solar PV | TRUE | 61419 | Luminace Solar MC, LLC | 60663 | Archdiocese of Baltimore L | MD | Harford | PV1 | Solar Photovoltaic | PV |  | S | 2 |  | 2 | 2 |  | N |  |  | N | IPP Non-CHP | 2 | X | SUN
Solar Photovoltaic.SUN | solar PV | TRUE | 61419 | Luminace Solar MC, LLC | 60664 | Baltimore City B | MD | Harford | PV1 | Solar Photovoltaic | PV |  | S | 2 |  | 2 | 2 |  | N |  |  | N | IPP Non-CHP | 2 | X | SUN
Solar Photovoltaic.SUN | solar PV | TRUE | 61419 | Luminace Solar MC, LLC | 60665 | Baltimore City D | MD | Harford | PV1 | Solar Photovoltaic | PV |  | S | 2 |  | 2 | 2 |  | N |  |  | N | IPP Non-CHP | 2 | X | SUN
Solar Photovoltaic.SUN | solar PV | TRUE | 61419 | Luminace Solar MC, LLC | 60666 | Baltimore City F | MD | Harford | PV1 | Solar Photovoltaic | PV |  | S | 2 |  | 2 | 2 |  | N |  |  | N | IPP Non-CHP | 2 | X | SUN
Solar Photovoltaic.SUN | solar PV | TRUE | 61419 | Luminace Solar MC, LLC | 60667 | Baltimore City G | MD | Harford | PV1 | Solar Photovoltaic | PV |  | S | 2 |  | 2 | 2 |  | N |  |  | N | IPP Non-CHP | 2 | X | SUN
Solar Photovoltaic.SUN | solar PV | TRUE | 61419 | Luminace Solar MC, LLC | 60668 | City of Havre De Grace C | MD | Harford | PV1 | Solar Photovoltaic | PV |  | S | 2 |  | 2 | 2 |  | N |  |  | N | IPP Non-CHP | 2 | X | SUN
Solar Photovoltaic.SUN | solar PV | TRUE | 61419 | Luminace Solar MC, LLC | 60669 | Sod Run WTP A | MD | Harford | PV1 | Solar Photovoltaic | PV |  | S | 2 |  | 2 | 2 |  | N |  |  | N | IPP Non-CHP | 2 | X | SUN
Onshore Wind Turbine.WND | onshore wind | TRUE | 60397 | Osborn Wind Energy LLC | 60672 | Osborn Wind Energy | MO | DeKalb | GEN1 | Onshore Wind Turbine | WT |  | S | 200.9 |  | 195.8 | 195.8 | 37 | N |  |  | N | IPP Non-CHP | 2 | X | WND
Solar Photovoltaic.SUN | solar PV | TRUE | 60398 | Nixa Solar, LLC | 60673 | Nixa Solar, LLC | MO | Christian | NIXA | Solar Photovoltaic | PV |  | S | 7.9 |  | 7.9 | 7.9 |  | N |  |  | N | IPP Non-CHP | 2 | X | SUN
Solar Photovoltaic.SUN | solar PV | FALSE | 60401 | Tannery Road Solar, LLC | 60677 | Tannery Road Landfill | NY | Oneida | TRSP | Solar Photovoltaic | PV |  | S | 2 |  | 2 | 2 |  | N |  |  | N | Commercial Non-CHP | 4 | X | SUN
Solar Photovoltaic.SUN | solar PV | TRUE | 60399 | GASNA 6P, LLC | 60678 | San Joaquin Solar | CA | Fresno | SJ1A | Solar Photovoltaic | PV |  | S | 19.8 |  | 18.5 | 18.5 |  | N |  |  | N | IPP Non-CHP | 2 | X | SUN
Solar Photovoltaic.SUN | solar PV | TRUE | 60399 | GASNA 6P, LLC | 60678 | San Joaquin Solar | CA | Fresno | SJ1B | Solar Photovoltaic | PV |  | S | 1.5 |  | 1.5 | 1.5 |  | N |  |  | N | IPP Non-CHP | 2 | X | SUN
Solar Photovoltaic.SUN | solar PV | TRUE | 195 | Alabama Power Co | 60679 | Fort Rucker Solar Array | AL | Dale | 1 | Solar Photovoltaic | PV |  | S | 10.6 |  | 10.6 | 10.6 |  | N |  |  | N | Electric Utility | 1 | X | SUN
Solar Photovoltaic.SUN | solar PV | TRUE | 195 | Alabama Power Co | 60680 | ANAD Solar Array | AL | Calhoun | 1 | Solar Photovoltaic | PV |  | S | 7.4 |  | 7.4 | 7.4 |  | N |  |  | N | Electric Utility | 1 | X | SUN
Solar Photovoltaic.SUN | solar PV | TRUE | 61827 | Annapolis Solar Park, LLC | 60681 | Annapolis Solar Park, LLC | MD | Anne Arundel | ASP12 | Solar Photovoltaic | PV |  | S | 12 |  | 12 | 12 |  | N |  |  | N | IPP Non-CHP | 2 | X | SUN
Solar Photovoltaic.SUN | solar PV | TRUE | 59359 | BHE Renewables, LLC | 60682 | Pearl Solar | TX | Pecos | PEARL | Solar Photovoltaic | PV |  | S | 50 |  | 50 | 50 |  | N |  |  | N | IPP Non-CHP | 2 | X | SUN
Other Natural Gas.NG | natural gas peaker | TRUE | 60403 | TRS Fuel Cell, LLC | 60683 | TRS Fuel Cell | CT | Fairfield | MMH1 | Other Natural Gas | FC |  | S | 3.7 |  | 3.7 | 3.7 | 0.6 | N |  |  | Y | IPP CHP | 3 | T | NG
Solar Photovoltaic.SUN | solar PV | TRUE | 60404 | Luminace Solar Arizona 2, LLC | 60684 | Amphitheater High School Solar | AZ | Pima | AHS1 | Solar Photovoltaic | PV |  | S | 1 |  | 1 | 1 |  | N |  |  | N | IPP Non-CHP | 2 | X | SUN
Solar Photovoltaic.SUN | solar PV | TRUE | 60404 | Luminace Solar Arizona 2, LLC | 60685 | Canyon Del Oro High School Solar | AZ | Pima | CDO1 | Solar Photovoltaic | PV |  | S | 1.4 |  | 1 | 1 |  | N |  |  | N | IPP Non-CHP | 2 | X | SUN
Solar Photovoltaic.SUN | solar PV | TRUE | 60404 | Luminace Solar Arizona 2, LLC | 60685 | Canyon Del Oro High School Solar | AZ | Pima | CDO2 | Solar Photovoltaic | PV |  | S | 1.4 |  | 0.1 | 0.1 |  | N |  |  | N | IPP Non-CHP | 2 | X | SUN
Solar Photovoltaic.SUN | solar PV | TRUE | 60404 | Luminace Solar Arizona 2, LLC | 60685 | Canyon Del Oro High School Solar | AZ | Pima | CDO3 | Solar Photovoltaic | PV |  | S | 1.4 |  | 0.2 | 0.2 |  | N |  |  | N | IPP Non-CHP | 2 | X | SUN
Solar Photovoltaic.SUN | solar PV | TRUE | 60404 | Luminace Solar Arizona 2, LLC | 60685 | Canyon Del Oro High School Solar | AZ | Pima | CDO4 | Solar Photovoltaic | PV |  | S | 0.2 |  | 0.2 | 0.2 |  | N |  |  | N | IPP Non-CHP | 2 | X | SUN
Solar Photovoltaic.SUN | solar PV | TRUE | 60408 | Pierre Solar | 60686 | Pierre Solar | SD | Hughes | PIERS | Solar Photovoltaic | PV |  | S | 1 |  | 1 | 1 |  | N |  |  | N | IPP Non-CHP | 2 | X | SUN
Onshore Wind Turbine.WND | onshore wind | TRUE | 60406 | Cimarron Bend Wind Project I, LLC | 60687 | Cimarron Bend Wind Project I, LLC | KS | Clark | 1 | Onshore Wind Turbine | WT |  | S | 200 |  | 200 | 200 | 0 | N |  |  | N | IPP Non-CHP | 2 | X | WND
Onshore Wind Turbine.WND | onshore wind | TRUE | 60407 | Cimarron Bend Wind Project II, LLC | 60688 | Cimarron Bend Wind Project II, LLC | KS | Clark | 1 | Onshore Wind Turbine | WT |  | S | 200 |  | 200 | 200 | 1 | N |  |  | N | IPP Non-CHP | 2 | X | WND
Onshore Wind Turbine.WND | onshore wind | TRUE | 22500 | Evergy Kansas Central, Inc | 60689 | Western Plains Wind Farm | KS | Ford | 1 | Onshore Wind Turbine | WT |  | S | 280.6 |  | 280.6 | 280.6 | 0 | N |  |  | N | Electric Utility | 1 | X | WND
Batteries.MWH | battery storage | 0 | 60409 | Blue Summit Storage, LLC | 60690 | Blue Summit Storage, LLC | TX | Wilbarger | WBSS | Batteries | BA |  | S | 30 |  | 30 | 30 | 0 | N |  |  | N | IPP Non-CHP | 2 | X | MWH
Solar Photovoltaic.SUN | solar PV | TRUE | 56215 | RWE Renewables Americas, LLC | 60691 | Tanager Holdings | NC | Randolph | PV1 | Solar Photovoltaic | PV |  | S | 5 |  | 5 | 5 |  | N |  |  | N | IPP Non-CHP | 2 | X | SUN
Solar Photovoltaic.SUN | solar PV | TRUE | 60970 | SunShare Management | 60694 | WakeSun LLC | MN | Stearns | MLC27 | Solar Photovoltaic | PV |  | W | 1 |  | 1 | 1 |  | N |  |  | N | IPP Non-CHP | 2 | X | SUN
Solar Photovoltaic.SUN | solar PV | TRUE | 60970 | SunShare Management | 60694 | WakeSun LLC | MN | Stearns | MLC28 | Solar Photovoltaic | PV |  | W | 1 |  | 1 | 1 |  | N |  |  | N | IPP Non-CHP | 2 | X | SUN
Solar Photovoltaic.SUN | solar PV | TRUE | 60970 | SunShare Management | 60694 | WakeSun LLC | MN | Stearns | MLC29 | Solar Photovoltaic | PV |  | W | 1 |  | 1 | 1 |  | N |  |  | N | IPP Non-CHP | 2 | X | SUN
Solar Photovoltaic.SUN | solar PV | TRUE | 60970 | SunShare Management | 60695 | BentonSun LLC | MN | Carver | MLC17 | Solar Photovoltaic | PV |  | W | 1 |  | 1 | 1 |  | N |  |  | N | IPP Non-CHP | 2 | X | SUN
Solar Photovoltaic.SUN | solar PV | TRUE | 60970 | SunShare Management | 60695 | BentonSun LLC | MN | Carver | MLC18 | Solar Photovoltaic | PV |  | W | 1 |  | 1 | 1 |  | N |  |  | N | IPP Non-CHP | 2 | X | SUN
Solar Photovoltaic.SUN | solar PV | TRUE | 60970 | SunShare Management | 60695 | BentonSun LLC | MN | Carver | MLC19 | Solar Photovoltaic | PV |  | W | 1 |  | 1 | 1 |  | N |  |  | N | IPP Non-CHP | 2 | X | SUN
Solar Photovoltaic.SUN | solar PV | TRUE | 60970 | SunShare Management | 60695 | BentonSun LLC | MN | Carver | MLC20 | Solar Photovoltaic | PV |  | W | 1 |  | 1 | 1 |  | N |  |  | N | IPP Non-CHP | 2 | X | SUN
Solar Photovoltaic.SUN | solar PV | TRUE | 60970 | SunShare Management | 60695 | BentonSun LLC | MN | Carver | MLC21 | Solar Photovoltaic | PV |  | W | 1 |  | 1 | 1 |  | N |  |  | N | IPP Non-CHP | 2 | X | SUN
Landfill Gas.LFG | natural gas peaker | TRUE | 59370 | ENERGYneering Solutions, Inc | 60696 | Four Peaks Camino Real | NM | Dona Ana | 1 | Landfill Gas | IC |  | W | 1.6 | 0.8 | 1.6 | 1.6 | 0.8 | N |  |  | N | IPP Non-CHP | 2 | X | LFG
Landfill Gas.LFG | natural gas peaker | TRUE | 59370 | ENERGYneering Solutions, Inc | 60696 | Four Peaks Camino Real | NM | Dona Ana | 2 | Landfill Gas | IC |  | W | 1.6 | 0.8 | 1.6 | 1.6 | 0.8 | N |  |  | N | IPP Non-CHP | 2 | X | LFG
Batteries.MWH | battery storage | 0 | 20323 | Wellhead Services, Inc | 60698 | Stanton Energy Reliability Center Hybrid | CA | Orange | BESS1 | Batteries | BA |  | S | 10 |  | 10 | 10 | 0 | N |  |  | N | IPP Non-CHP | 2 | X | MWH
Batteries.MWH | battery storage | 0 | 20323 | Wellhead Services, Inc | 60698 | Stanton Energy Reliability Center Hybrid | CA | Orange | BESS2 | Batteries | BA |  | S | 10 |  | 10 | 10 | 0 | N |  |  | N | IPP Non-CHP | 2 | X | MWH
Natural Gas Fired Combustion Turbine.NG | natural gas peaker | TRUE | 20323 | Wellhead Services, Inc | 60698 | Stanton Energy Reliability Center Hybrid | CA | Orange | GT1 | Natural Gas Fired Combustion Turbine | GT |  | J | 70.5 | 0.85 | 70.5 | 70.5 | 0 | N |  |  | N | IPP Non-CHP | 2 | X | NG
Natural Gas Fired Combustion Turbine.NG | natural gas peaker | TRUE | 20323 | Wellhead Services, Inc | 60698 | Stanton Energy Reliability Center Hybrid | CA | Orange | GT2 | Natural Gas Fired Combustion Turbine | GT |  | J | 70.5 | 0.85 | 70.5 | 70.5 | 0 | N |  |  | N | IPP Non-CHP | 2 | X | NG
Batteries.MWH | battery storage | 0 | 17609 | Southern California Edison Co | 60699 | DESI-1 Battery Energy Storage Facility | CA | Orange | DESI1 | Batteries | BA |  | S | 2.4 |  | 2.4 | 2.4 | 0 | N |  |  | N | Electric Utility | 1 | X | MWH
Onshore Wind Turbine.WND | onshore wind | TRUE | 60430 | Wind Colebrook South | 60700 | Wind Colebrook South | CT | Litchfield | WCS | Onshore Wind Turbine | WT |  | S | 5 |  | 5 | 5 | 0.1 | N |  |  | N | IPP Non-CHP | 2 | X | WND
Landfill Gas.LFG | natural gas peaker | TRUE | 64784 | Sims Metals | 60701 | JED Solid Waste Mgmt Renewable Energy | FL | Osceola | 00603 | Landfill Gas | IC | 2 | S | 1.6 | 1 | 1.4 | 1.4 |  | N |  |  | N | IPP Non-CHP | 2 | X | LFG
Landfill Gas.LFG | natural gas peaker | TRUE | 64784 | Sims Metals | 60701 | JED Solid Waste Mgmt Renewable Energy | FL | Osceola | 00696 | Landfill Gas | IC | 1 | S | 1.6 | 1 | 1.4 | 1.4 |  | N |  |  | N | IPP Non-CHP | 2 | X | LFG
Landfill Gas.LFG | natural gas peaker | TRUE | 64784 | Sims Metals | 60701 | JED Solid Waste Mgmt Renewable Energy | FL | Osceola | 00697 | Landfill Gas | IC | 6 | S | 1.6 | 1 | 1.4 | 1.4 |  | N |  |  | N | IPP Non-CHP | 2 | X | LFG
Landfill Gas.LFG | natural gas peaker | TRUE | 64784 | Sims Metals | 60701 | JED Solid Waste Mgmt Renewable Energy | FL | Osceola | 00698 | Landfill Gas | IC | 3 | S | 1.6 | 1 | 1.4 | 1.4 |  | N |  |  | N | IPP Non-CHP | 2 | X | LFG
Landfill Gas.LFG | natural gas peaker | TRUE | 64784 | Sims Metals | 60701 | JED Solid Waste Mgmt Renewable Energy | FL | Osceola | 00699 | Landfill Gas | IC | 4 | S | 1.6 | 1 | 1.4 | 1.4 |  | N |  |  | N | IPP Non-CHP | 2 | X | LFG
Landfill Gas.LFG | natural gas peaker | TRUE | 64784 | Sims Metals | 60701 | JED Solid Waste Mgmt Renewable Energy | FL | Osceola | 00700 | Landfill Gas | IC | 5 | S | 1.6 | 1 | 1.4 | 1.4 |  | N |  |  | N | IPP Non-CHP | 2 | X | LFG
Solar Photovoltaic.SUN | solar PV | TRUE | 61012 | AES Distributed Energy | 60702 | Rincon Solar I | GA | Effingham | PV1 | Solar Photovoltaic | PV |  | S | 18.4 |  | 18.3 | 18.3 |  | N |  |  | N | IPP Non-CHP | 2 | X | SUN
Landfill Gas.LFG | natural gas peaker | TRUE | 60428 | Green City Recovery, LLC | 60703 | Green City Recovery, LLC | KY | Scott | 1 | Landfill Gas | IC |  | W | 1 | 0.8 | 1 | 1 | 0.5 | N |  |  | N | IPP Non-CHP | 2 | X | LFG
Landfill Gas.LFG | natural gas peaker | TRUE | 60428 | Green City Recovery, LLC | 60703 | Green City Recovery, LLC | KY | Scott | 2 | Landfill Gas | IC |  | W | 1 | 0.8 | 1 | 1 | 0.5 | N |  |  | N | IPP Non-CHP | 2 | X | LFG
Solar Photovoltaic.SUN | solar PV | TRUE | 58822 | MC Power Companies Inc | 60704 | Trenton Solar Farm (MO) | MO | Grundy | TSF1 | Solar Photovoltaic | PV |  | W | 2.8 |  | 2.8 | 2.8 |  | N |  |  | N | IPP Non-CHP | 2 | X | SUN
Solar Photovoltaic.SUN | solar PV | TRUE | 58822 | MC Power Companies Inc | 60705 | Rolla Solar Farm (MO) | MO | Phelps | RSF1 | Solar Photovoltaic | PV |  | W | 2.8 |  | 2.8 | 2.8 |  | N |  |  | N | IPP Non-CHP | 2 | X | SUN
Solar Photovoltaic.SUN | solar PV | TRUE | 58822 | MC Power Companies Inc | 60706 | Waynesville Solar Farm (MO) | MO | Pulaski | WSF1 | Solar Photovoltaic | PV |  | W | 2.8 |  | 2.8 | 2.8 |  | N |  |  | N | IPP Non-CHP | 2 | X | SUN
Solar Photovoltaic.SUN | solar PV | TRUE | 58822 | MC Power Companies Inc | 60707 | Marshall Solar Farm (MO) | MO | Saline | MMSF1 | Solar Photovoltaic | PV |  | W | 2.8 |  | 2.8 | 2.8 |  | N |  |  | N | IPP Non-CHP | 2 | X | SUN
Solar Photovoltaic.SUN | solar PV | TRUE | 61419 | Luminace Solar MC, LLC | 60708 | Havre de Grace II - E at Perryman | MD | Harford | PV1 | Solar Photovoltaic | PV |  | S | 1.4 |  | 1.4 | 1.4 |  | N |  |  | N | IPP Non-CHP | 2 | X | SUN
Solar Photovoltaic.SUN | solar PV | TRUE | 61944 | MN8 Energy LLC | 60709 | IFF Hazlet | NJ | Monmouth | GRND | Solar Photovoltaic | PV |  | S | 3 |  | 3 | 3 |  | N | 12 | 2028 | N | IPP Non-CHP | 2 | X | SUN
Solar Photovoltaic.SUN | solar PV | TRUE | 61944 | MN8 Energy LLC | 60710 | Stone Hill Solar CSG | MA | Bristol | PV1 | Solar Photovoltaic | PV |  | S | 2 |  | 2 | 2 |  | N |  |  | N | IPP Non-CHP | 2 | X | SUN
Solar Photovoltaic.SUN | solar PV | TRUE | 60434 | Chisago Community Solar | 60711 | Chisago Community Solar | MN | Chisago | CCS1 | Solar Photovoltaic | PV |  | S | 1 |  | 0.9 | 0.9 |  | N |  |  | N | IPP Non-CHP | 2 | X | SUN
Solar Photovoltaic.SUN | solar PV | TRUE | 60434 | Chisago Community Solar | 60711 | Chisago Community Solar | MN | Chisago | CCS2 | Solar Photovoltaic | PV |  | S | 1 |  | 0.9 | 0.9 |  | N |  |  | N | IPP Non-CHP | 2 | X | SUN
Solar Photovoltaic.SUN | solar PV | TRUE | 60434 | Chisago Community Solar | 60711 | Chisago Community Solar | MN | Chisago | CCS3 | Solar Photovoltaic | PV |  | S | 1 |  | 0.9 | 0.9 |  | N |  |  | N | IPP Non-CHP | 2 | X | SUN
Solar Photovoltaic.SUN | solar PV | TRUE | 60434 | Chisago Community Solar | 60711 | Chisago Community Solar | MN | Chisago | CCS4 | Solar Photovoltaic | PV |  | S | 1 |  | 0.9 | 0.9 |  | N |  |  | N | IPP Non-CHP | 2 | X | SUN
Solar Photovoltaic.SUN | solar PV | TRUE | 60435 | Ursa Community Solar | 60712 | Ursa Community Solar | MN | Dakota | UCS1 | Solar Photovoltaic | PV |  | S | 1 |  | 0.9 | 0.9 |  | N |  |  | N | IPP Non-CHP | 2 | X | SUN
Solar Photovoltaic.SUN | solar PV | TRUE | 60435 | Ursa Community Solar | 60712 | Ursa Community Solar | MN | Dakota | UCS2 | Solar Photovoltaic | PV |  | S | 1 |  | 0.9 | 0.9 |  | N |  |  | N | IPP Non-CHP | 2 | X | SUN
Solar Photovoltaic.SUN | solar PV | TRUE | 60435 | Ursa Community Solar | 60712 | Ursa Community Solar | MN | Dakota | UCS3 | Solar Photovoltaic | PV |  | S | 1 |  | 0.9 | 0.9 |  | N |  |  | N | IPP Non-CHP | 2 | X | SUN
Solar Photovoltaic.SUN | solar PV | TRUE | 60435 | Ursa Community Solar | 60712 | Ursa Community Solar | MN | Dakota | UCS4 | Solar Photovoltaic | PV |  | S | 1 |  | 0.9 | 0.9 |  | N |  |  | N | IPP Non-CHP | 2 | X | SUN
Solar Photovoltaic.SUN | solar PV | TRUE | 60435 | Ursa Community Solar | 60712 | Ursa Community Solar | MN | Dakota | UCS5 | Solar Photovoltaic | PV |  | S | 1 |  | 0.9 | 0.9 |  | N |  |  | N | IPP Non-CHP | 2 | X | SUN
Solar Photovoltaic.SUN | solar PV | TRUE | 60436 | Sunrise Community Solar | 60713 | Sunrise Community Solar | MN | Chisago | SCS1 | Solar Photovoltaic | PV |  | S | 1 |  | 0.9 | 0.9 |  | N |  |  | N | IPP Non-CHP | 2 | X | SUN
Solar Photovoltaic.SUN | solar PV | TRUE | 60436 | Sunrise Community Solar | 60713 | Sunrise Community Solar | MN | Chisago | SCS2 | Solar Photovoltaic | PV |  | S | 1 |  | 0.9 | 0.9 |  | N |  |  | N | IPP Non-CHP | 2 | X | SUN
Solar Photovoltaic.SUN | solar PV | TRUE | 60436 | Sunrise Community Solar | 60713 | Sunrise Community Solar | MN | Chisago | SCS3 | Solar Photovoltaic | PV |  | S | 1 |  | 0.9 | 0.9 |  | N |  |  | N | IPP Non-CHP | 2 | X | SUN
Solar Photovoltaic.SUN | solar PV | TRUE | 60436 | Sunrise Community Solar | 60713 | Sunrise Community Solar | MN | Chisago | SCS4 | Solar Photovoltaic | PV |  | S | 1 |  | 0.9 | 0.9 |  | N |  |  | N | IPP Non-CHP | 2 | X | SUN
Solar Photovoltaic.SUN | solar PV | TRUE | 60436 | Sunrise Community Solar | 60713 | Sunrise Community Solar | MN | Chisago | SCS5 | Solar Photovoltaic | PV |  | S | 1 |  | 0.9 | 0.9 |  | N |  |  | N | IPP Non-CHP | 2 | X | SUN
Solar Photovoltaic.SUN | solar PV | TRUE | 60437 | Rosemount Community Solar | 60714 | Rosemount Community Solar | MN | Dakota | RCS1 | Solar Photovoltaic | PV |  | S | 1 |  | 0.9 | 0.9 |  | N |  |  | N | IPP Non-CHP | 2 | X | SUN
Solar Photovoltaic.SUN | solar PV | TRUE | 60437 | Rosemount Community Solar | 60714 | Rosemount Community Solar | MN | Dakota | RCS2 | Solar Photovoltaic | PV |  | S | 1 |  | 0.9 | 0.9 |  | N |  |  | N | IPP Non-CHP | 2 | X | SUN
Solar Photovoltaic.SUN | solar PV | TRUE | 60437 | Rosemount Community Solar | 60714 | Rosemount Community Solar | MN | Dakota | RCS3 | Solar Photovoltaic | PV |  | S | 1 |  | 0.9 | 0.9 |  | N |  |  | N | IPP Non-CHP | 2 | X | SUN
Solar Photovoltaic.SUN | solar PV | TRUE | 60437 | Rosemount Community Solar | 60714 | Rosemount Community Solar | MN | Dakota | RCS4 | Solar Photovoltaic | PV |  | S | 1 |  | 0.9 | 0.9 |  | N |  |  | N | IPP Non-CHP | 2 | X | SUN
Solar Photovoltaic.SUN | solar PV | TRUE | 60437 | Rosemount Community Solar | 60714 | Rosemount Community Solar | MN | Dakota | RCS5 | Solar Photovoltaic | PV |  | S | 1 |  | 0.9 | 0.9 |  | N |  |  | N | IPP Non-CHP | 2 | X | SUN
Solar Photovoltaic.SUN | solar PV | TRUE | 60438 | Paynesville Community Solar | 60715 | Paynesville Community Solar | MN | Stearns | PCS1 | Solar Photovoltaic | PV |  | S | 1 |  | 0.9 | 0.9 |  | N |  |  | N | IPP Non-CHP | 2 | X | SUN
Solar Photovoltaic.SUN | solar PV | TRUE | 60438 | Paynesville Community Solar | 60715 | Paynesville Community Solar | MN | Stearns | PCS2 | Solar Photovoltaic | PV |  | S | 1 |  | 0.9 | 0.9 |  | N |  |  | N | IPP Non-CHP | 2 | X | SUN
Solar Photovoltaic.SUN | solar PV | TRUE | 60438 | Paynesville Community Solar | 60715 | Paynesville Community Solar | MN | Stearns | PCS3 | Solar Photovoltaic | PV |  | S | 1 |  | 0.9 | 0.9 |  | N |  |  | N | IPP Non-CHP | 2 | X | SUN
Solar Photovoltaic.SUN | solar PV | TRUE | 60438 | Paynesville Community Solar | 60715 | Paynesville Community Solar | MN | Stearns | PCS4 | Solar Photovoltaic | PV |  | S | 1 |  | 0.9 | 0.9 |  | N |  |  | N | IPP Non-CHP | 2 | X | SUN
Solar Photovoltaic.SUN | solar PV | TRUE | 60438 | Paynesville Community Solar | 60715 | Paynesville Community Solar | MN | Stearns | PCS5 | Solar Photovoltaic | PV |  | S | 1 |  | 0.9 | 0.9 |  | N |  |  | N | IPP Non-CHP | 2 | X | SUN
Solar Photovoltaic.SUN | solar PV | TRUE | 60439 | Orion Community Solar | 60716 | Orion Community Solar | MN | Stearns | OCS1 | Solar Photovoltaic | PV |  | S | 1 |  | 0.9 | 0.9 |  | N |  |  | N | IPP Non-CHP | 2 | X | SUN
Solar Photovoltaic.SUN | solar PV | TRUE | 60439 | Orion Community Solar | 60716 | Orion Community Solar | MN | Stearns | OCS2 | Solar Photovoltaic | PV |  | S | 1 |  | 0.9 | 0.9 |  | N |  |  | N | IPP Non-CHP | 2 | X | SUN
Solar Photovoltaic.SUN | solar PV | TRUE | 60439 | Orion Community Solar | 60716 | Orion Community Solar | MN | Stearns | OCS3 | Solar Photovoltaic | PV |  | S | 1 |  | 0.9 | 0.9 |  | N |  |  | N | IPP Non-CHP | 2 | X | SUN
Solar Photovoltaic.SUN | solar PV | TRUE | 60440 | Northfield Community Solar | 60717 | Northfield Community Solar | MN | Dakota | NCS1 | Solar Photovoltaic | PV |  | S | 1 |  | 0.9 | 0.9 |  | N |  |  | N | IPP Non-CHP | 2 | X | SUN
Solar Photovoltaic.SUN | solar PV | TRUE | 60440 | Northfield Community Solar | 60717 | Northfield Community Solar | MN | Dakota | NCS2 | Solar Photovoltaic | PV |  | S | 1 |  | 0.9 | 0.9 |  | N |  |  | N | IPP Non-CHP | 2 | X | SUN
Solar Photovoltaic.SUN | solar PV | TRUE | 60440 | Northfield Community Solar | 60717 | Northfield Community Solar | MN | Dakota | NCS3 | Solar Photovoltaic | PV |  | S | 1 |  | 0.9 | 0.9 |  | N |  |  | N | IPP Non-CHP | 2 | X | SUN
Solar Photovoltaic.SUN | solar PV | TRUE | 60440 | Northfield Community Solar | 60717 | Northfield Community Solar | MN | Dakota | NCS4 | Solar Photovoltaic | PV |  | S | 1 |  | 0.9 | 0.9 |  | N |  |  | N | IPP Non-CHP | 2 | X | SUN
Solar Photovoltaic.SUN | solar PV | TRUE | 60440 | Northfield Community Solar | 60717 | Northfield Community Solar | MN | Dakota | NCS5 | Solar Photovoltaic | PV |  | S | 1 |  | 0.9 | 0.9 |  | N |  |  | N | IPP Non-CHP | 2 | X | SUN
Solar Photovoltaic.SUN | solar PV | TRUE | 61944 | MN8 Energy LLC | 60720 | Weld 1 Community Solar Array | CO | Weld | WELD1 | Solar Photovoltaic | PV |  | S | 1.5 |  | 1.5 | 1.5 |  | N |  |  | N | IPP Non-CHP | 2 | X | SUN
Other Waste Biomass.OBG | biomass | TRUE | 60441 | Green Cow Power LLC | 60721 | Green Cow Power | IN | Elkhart | ENG1 | Other Waste Biomass | IC |  | S | 1 | 0.8 | 1 | 1 | 0.5 | N |  |  | N | Industrial Non-CHP | 6 | X | OBG
Other Waste Biomass.OBG | biomass | TRUE | 60441 | Green Cow Power LLC | 60721 | Green Cow Power | IN | Elkhart | ENG2 | Other Waste Biomass | IC |  | S | 1 | 0.8 | 1 | 1 | 0.5 | N |  |  | N | Industrial Non-CHP | 6 | X | OBG
Other Waste Biomass.OBG | biomass | TRUE | 60441 | Green Cow Power LLC | 60721 | Green Cow Power | IN | Elkhart | ENG3 | Other Waste Biomass | IC |  | S | 1 | 0.8 | 1 | 1 | 0.5 | N |  |  | N | Industrial Non-CHP | 6 | X | OBG
Other Waste Biomass.OBG | biomass | TRUE | 60441 | Green Cow Power LLC | 60721 | Green Cow Power | IN | Elkhart | ENG4 | Other Waste Biomass | IC |  | S | 1.3 | 0.8 | 1.3 | 1.3 | 0.5 | N |  |  | N | Industrial Non-CHP | 6 | X | OBG
Solar Photovoltaic.SUN | solar PV | TRUE | 61944 | MN8 Energy LLC | 60722 | Logan 1 Community Solar Array | CO | Logan | LOGA1 | Solar Photovoltaic | PV |  | S | 1.5 |  | 1.5 | 1.5 |  | N |  |  | N | IPP Non-CHP | 2 | X | SUN
Solar Photovoltaic.SUN | solar PV | TRUE | 61944 | MN8 Energy LLC | 60723 | Conejos 1 Community Solar Array | CO | Conejos | CONEJ | Solar Photovoltaic | PV |  | S | 1.5 |  | 1.5 | 1.5 |  | N |  |  | N | IPP Non-CHP | 2 | X | SUN
Solar Photovoltaic.SUN | solar PV | TRUE | 61944 | MN8 Energy LLC | 60724 | Arapahoe 3 Community Solar Array | CO | Arapahoe | ARAP3 | Solar Photovoltaic | PV |  | S | 1.8 |  | 1.8 | 1.8 |  | N |  |  | N | IPP Non-CHP | 2 | X | SUN
Solar Photovoltaic.SUN | solar PV | TRUE | 61944 | MN8 Energy LLC | 60725 | Xcel Adams 2 Community Solar Array | CO | Adams | ADCO2 | Solar Photovoltaic | PV |  | S | 1.5 |  | 1.5 | 1.5 |  | N |  |  | N | IPP Non-CHP | 2 | X | SUN
Solar Photovoltaic.SUN | solar PV | TRUE | 61944 | MN8 Energy LLC | 60726 | Xcel Adams 1 Community Solar Array | CO | Adams | ADCO1 | Solar Photovoltaic | PV |  | S | 1.8 |  | 1.8 | 1.8 |  | N |  |  | N | IPP Non-CHP | 2 | X | SUN
Solar Photovoltaic.SUN | solar PV | TRUE | 61944 | MN8 Energy LLC | 60727 | East Orange Solar | NJ | Essex | PV1 | Solar Photovoltaic | PV |  | S | 4.5 |  | 4.5 | 4.5 |  | N |  |  | N | IPP Non-CHP | 2 | X | SUN
Solar Photovoltaic.SUN | solar PV | TRUE | 61944 | MN8 Energy LLC | 60728 | Howell Solar | NJ | Monmouth | PV1 | Solar Photovoltaic | PV |  | S | 7 |  | 7 | 7 |  | N |  |  | N | IPP Non-CHP | 2 | X | SUN
Solar Photovoltaic.SUN | solar PV | TRUE | 61944 | MN8 Energy LLC | 60729 | Raritan Solar | NJ | Hunterdon | PV1 | Solar Photovoltaic | PV |  | S | 7.5 |  | 7.5 | 7.5 |  | N |  |  | N | IPP Non-CHP | 2 | X | SUN
Solar Photovoltaic.SUN | solar PV | TRUE | 61944 | MN8 Energy LLC | 60730 | Bridgewater Solar CSG | MA | Plymouth | PV1 | Solar Photovoltaic | PV |  | S | 1.3 |  | 2 | 2 |  | N |  |  | N | IPP Non-CHP | 2 | X | SUN
Solar Photovoltaic.SUN | solar PV | TRUE | 61944 | MN8 Energy LLC | 60730 | Bridgewater Solar CSG | MA | Plymouth | PV2 | Solar Photovoltaic | PV |  | S | 1 |  | 1 | 1 |  | N |  |  | N | IPP Non-CHP | 2 | X | SUN
Solar Photovoltaic.SUN | solar PV | TRUE | 61944 | MN8 Energy LLC | 60731 | Holliston Solar CSG | MA | Middlesex | PV1 | Solar Photovoltaic | PV |  | S | 1 |  | 1 | 1 |  | N |  |  | N | IPP Non-CHP | 2 | X | SUN
Solar Photovoltaic.SUN | solar PV | TRUE | 61944 | MN8 Energy LLC | 60732 | Frankford Solar | NJ | Sussex | PV1 | Solar Photovoltaic | PV |  | S | 8.2 |  | 8.2 | 8.2 |  | N |  |  | N | IPP Non-CHP | 2 | X | SUN
Solar Photovoltaic.SUN | solar PV | TRUE | 61944 | MN8 Energy LLC | 60733 | Brickyard Solar | NJ | Monmouth | PV1 | Solar Photovoltaic | PV |  | S | 1.5 |  | 1.5 | 1.5 |  | N |  |  | N | IPP Non-CHP | 2 | X | SUN
Solar Photovoltaic.SUN | solar PV | TRUE | 61944 | MN8 Energy LLC | 60734 | Bordentown Solar | NJ | Burlington | PV1 | Solar Photovoltaic | PV |  | S | 6.8 |  | 6.8 | 6.8 |  | N |  |  | N | IPP Non-CHP | 2 | X | SUN
Solar Photovoltaic.SUN | solar PV | TRUE | 61944 | MN8 Energy LLC | 60735 | Longview Solar | MD | Wicomico | PV1 | Solar Photovoltaic | PV |  | S | 13.6 |  | 13.6 | 13.6 |  | N |  |  | N | IPP Non-CHP | 2 | X | SUN
Solar Photovoltaic.SUN | solar PV | TRUE | 61944 | MN8 Energy LLC | 60736 | Wilmington Solar | MA | Middlesex | PV1 | Solar Photovoltaic | PV |  | S | 2 |  | 2 | 2 |  | N |  |  | N | IPP Non-CHP | 2 | X | SUN
Solar Photovoltaic.SUN | solar PV | TRUE | 61944 | MN8 Energy LLC | 60737 | Church Hill | MD | Queen Annes | PV1 | Solar Photovoltaic | PV |  | S | 6 |  | 6 | 6 |  | N |  |  | N | IPP Non-CHP | 2 | X | SUN
Solar Photovoltaic.SUN | solar PV | TRUE | 61944 | MN8 Energy LLC | 60738 | Fall River Solar CSG | MA | Bristol | PV1 | Solar Photovoltaic | PV |  | S | 2 |  | 2 | 2 |  | N |  |  | N | IPP Non-CHP | 2 | X | SUN
Solar Photovoltaic.SUN | solar PV | TRUE | 61944 | MN8 Energy LLC | 60739 | DSM Solar | NJ | Warren | PV1 | Solar Photovoltaic | PV |  | S | 4.5 |  | 4.5 | 4.5 |  | N |  |  | N | IPP Non-CHP | 2 | X | SUN
Solar Photovoltaic.SUN | solar PV | TRUE | 61944 | MN8 Energy LLC | 60740 | Pittsgrove Solar | NJ | Salem | PV1 | Solar Photovoltaic | PV |  | S | 2 |  | 2 | 2 |  | N |  |  | N | IPP Non-CHP | 2 | X | SUN
Solar Photovoltaic.SUN | solar PV | TRUE | 58871 | Citizens Enterprises Corporation | 60741 | Old Midville Solar | GA | Jenkins | OMD | Solar Photovoltaic | PV |  | W | 19.7 |  | 19.7 | 19.7 |  | N |  |  | N | IPP Non-CHP | 2 | X | SUN
Natural Gas Fired Combustion Turbine.NG | natural gas peaker | TRUE | 60444 | Argonne National Laboratory | 60742 | Argonne National Laboratory CHP | IL | DuPage | CHP | Natural Gas Fired Combustion Turbine | GT |  | S | 6.3 | 0.9 | 4.7 | 7.1 | 0.5 | N |  |  | Y | IPP CHP | 3 | T | NG
Onshore Wind Turbine.WND | onshore wind | TRUE | 60443 | Rattlesnake Power, LLC | 60743 | Rattlesnake Power, LLC | TX | McCulloch | WT1 | Onshore Wind Turbine | WT |  | S | 160 |  | 160 | 160 | 0 | N |  |  | N | IPP Non-CHP | 2 | X | WND
Solar Photovoltaic.SUN | solar PV | TRUE | 61012 | AES Distributed Energy | 60744 | SEPV Imperial Dixieland West | CA | Imperial | SESI2 | Solar Photovoltaic | PV |  | S | 3 |  | 2.9 | 2.4 |  | N |  |  | N | IPP Non-CHP | 2 | X | SUN
Solar Photovoltaic.SUN | solar PV | TRUE | 61012 | AES Distributed Energy | 60745 | SEPV Imperial Dixieland East | CA | Imperial | SESI1 | Solar Photovoltaic | PV |  | S | 2 |  | 1.9 | 1.6 |  | N |  |  | N | IPP Non-CHP | 2 | X | SUN
Solar Photovoltaic.SUN | solar PV | TRUE | 63069 | CVI CleanCapital Solar 5 LLC | 60746 | Silvi Gibraltar Rock | NJ | Somerset | 08502 | Solar Photovoltaic | PV |  | S | 2.5 |  | 3 | 2.5 |  | N |  |  | N | IPP Non-CHP | 2 | X | SUN
Solar Photovoltaic.SUN | solar PV | TRUE | 63069 | CVI CleanCapital Solar 5 LLC | 60747 | Seabrook Village | NJ | Monmouth | 07724 | Solar Photovoltaic | PV |  | S | 3.1 |  | 3.1 | 3.1 |  | N |  |  | N | IPP Non-CHP | 2 | X | SUN
Solar Photovoltaic.SUN | solar PV | TRUE | 60448 | Simcoe Solar | 60748 | Simcoe Solar | ID | Elmore | IDSS | Solar Photovoltaic | PV |  | S | 20 |  | 20 | 20 |  | N |  |  | N | IPP Non-CHP | 2 | X | SUN
Petroleum Liquids.DFO | petroleum | TRUE | 14203 | City of Osawatomie - (KS) | 60750 | Osawatomie Power Plant South Sub | KS | Miami | CAT4 | Petroleum Liquids | IC | SSUB | S | 2 | 0.8 | 2 | 2 | 0.2 | N |  |  | N | Electric Utility | 1 | X | DFO
Petroleum Liquids.DFO | petroleum | TRUE | 14203 | City of Osawatomie - (KS) | 60750 | Osawatomie Power Plant South Sub | KS | Miami | CAT5 | Petroleum Liquids | IC | SSUB | S | 2 | 0.8 | 2 | 2 | 0.2 | N |  |  | N | Electric Utility | 1 | X | DFO
Petroleum Liquids.DFO | petroleum | TRUE | 14203 | City of Osawatomie - (KS) | 60750 | Osawatomie Power Plant South Sub | KS | Miami | CAT6 | Petroleum Liquids | IC | SSUB | S | 2 | 0.8 | 2 | 2 | 0.2 | N |  |  | N | Electric Utility | 1 | X | DFO
Petroleum Liquids.DFO | petroleum | TRUE | 14203 | City of Osawatomie - (KS) | 60751 | Osawatomie Power Plant North Sub | KS | Miami | CAT1 | Petroleum Liquids | IC | NSUB | S | 2 | 0.8 | 2 | 2 |  | N |  |  | N | Electric Utility | 1 | X | DFO
Petroleum Liquids.DFO | petroleum | TRUE | 14203 | City of Osawatomie - (KS) | 60751 | Osawatomie Power Plant North Sub | KS | Miami | CAT2 | Petroleum Liquids | IC | NSUB | S | 2 | 0.8 | 2 | 2 |  | N |  |  | N | Electric Utility | 1 | X | DFO
Petroleum Liquids.DFO | petroleum | TRUE | 14203 | City of Osawatomie - (KS) | 60751 | Osawatomie Power Plant North Sub | KS | Miami | CAT3 | Petroleum Liquids | IC | NSUB | S | 2 | 0.8 | 2 | 2 |  | N |  |  | N | Electric Utility | 1 | X | DFO
Solar Photovoltaic.SUN | solar PV | TRUE | 61944 | MN8 Energy LLC | 60752 | Gloucester Community College Solar | NJ | Gloucester | PV1 | Solar Photovoltaic | PV |  | S | 2.3 |  | 2.3 | 2.3 |  | N |  |  | N | IPP Non-CHP | 2 | X | SUN
Solar Photovoltaic.SUN | solar PV | TRUE | 60281 | Altus Power America Management, LLC | 60753 | Shirley Landfill | MA | Middlesex | PV1 | Solar Photovoltaic | PV |  | S | 1 |  | 1 | 1 |  | N |  |  | N | IPP Non-CHP | 2 | X | SUN
Solar Photovoltaic.SUN | solar PV | TRUE | 60281 | Altus Power America Management, LLC | 60754 | DDR Shoppers World | MA | Middlesex | PV1 | Solar Photovoltaic | PV |  | S | 1.3 |  | 1.3 | 1.3 |  | N |  |  | N | IPP Non-CHP | 2 | X | SUN
Solar Photovoltaic.SUN | solar PV | TRUE | 60281 | Altus Power America Management, LLC | 60755 | Spartan | NJ | Burlington | PV1 | Solar Photovoltaic | PV |  | S | 8.3 |  | 8.3 | 8.3 |  | N |  |  | N | IPP Non-CHP | 2 | X | SUN
Solar Photovoltaic.SUN | solar PV | TRUE | 60281 | Altus Power America Management, LLC | 60756 | Meadow Solar | MA | Suffolk | PV1 | Solar Photovoltaic | PV |  | S | 3 |  | 3 | 3 |  | N |  |  | N | IPP Non-CHP | 2 | X | SUN
Solar Photovoltaic.SUN | solar PV | TRUE | 60281 | Altus Power America Management, LLC | 60757 | Cedarville CSG | MA | Plymouth | PV1 | Solar Photovoltaic | PV |  | S | 0.5 |  | 0.5 | 0.5 |  | N |  |  | N | IPP Non-CHP | 2 | X | SUN
Solar Photovoltaic.SUN | solar PV | TRUE | 60281 | Altus Power America Management, LLC | 60757 | Cedarville CSG | MA | Plymouth | PV2 | Solar Photovoltaic | PV |  | S | 1 |  | 1 | 1 |  | N |  |  | N | IPP Non-CHP | 2 | X | SUN
Solar Photovoltaic.SUN | solar PV | TRUE | 60281 | Altus Power America Management, LLC | 60757 | Cedarville CSG | MA | Plymouth | PV3 | Solar Photovoltaic | PV |  | S | 1 |  | 1 | 1 |  | N |  |  | N | IPP Non-CHP | 2 | X | SUN
Solar Photovoltaic.SUN | solar PV | TRUE | 56997 | Marina Energy LLC | 60759 | Freeze Solar | NJ | Middlesex | PV1 | Solar Photovoltaic | PV |  | S | 1.5 |  | 1.5 | 1.5 |  | N | 1 | 2028 | N | IPP Non-CHP | 2 | X | SUN
Batteries.MWH | battery storage | 0 | 61198 | esVolta LP | 60760 | PPA Grand | CA | Orange | PE101 | Batteries | BA |  | S | 2 |  | 2 | 2 |  | N |  |  | N | IPP Non-CHP | 2 | X | MWH
Solar Photovoltaic.SUN | solar PV | TRUE | 64778 | Strata Manager, LLC | 60761 | Roper Farm, LLC | NC | Cleveland | 1 | Solar Photovoltaic | PV |  | W | 5 |  | 5 | 5 |  | N |  |  | N | IPP Non-CHP | 2 | X | SUN
Solar Photovoltaic.SUN | solar PV | TRUE | 63069 | CVI CleanCapital Solar 5 LLC | 60762 | Pfizer Peapack Solar | NJ | Somerset | 07934 | Solar Photovoltaic | PV |  | S | 6.2 |  | 6.2 | 6.2 |  | N |  |  | N | IPP Non-CHP | 2 | X | SUN
Solar Photovoltaic.SUN | solar PV | TRUE | 61944 | MN8 Energy LLC | 60763 | Holland Solar | NJ | Hunterdon | PV1 | Solar Photovoltaic | PV |  | S | 3 |  | 3 | 3 |  | N |  |  | N | IPP Non-CHP | 2 | X | SUN
Solar Photovoltaic.SUN | solar PV | TRUE | 65411 | Duke Energy Renewables Services | 60764 | Victory Solar LLC | CO | Adams | PV1 | Solar Photovoltaic | PV |  | W | 12.8 |  | 12.8 | 12.8 |  | N |  |  | N | IPP Non-CHP | 2 | X | SUN
Solar Photovoltaic.SUN | solar PV | TRUE | 61944 | MN8 Energy LLC | 60765 | L'Oreal Franklin | NJ | Somerset | PV1 | Solar Photovoltaic | PV |  | S | 1 |  | 1 | 1 |  | N |  |  | N | IPP Non-CHP | 2 | X | SUN
Solar Photovoltaic.SUN | solar PV | TRUE | 61944 | MN8 Energy LLC | 60766 | L'Oreal Monmouth | NJ | Monmouth | PV1 | Solar Photovoltaic | PV |  | S | 2 |  | 2 | 2 |  | N |  |  | N | IPP Non-CHP | 2 | X | SUN
Natural Gas Fired Combined Cycle.NG | natural gas combined cycle | TRUE | 16572 | Salt River Project | 60768 | Gila River Power Block 2 | AZ | Maricopa | CTG3 | Natural Gas Fired Combined Cycle | CT | PB2 | S | 174 | 0.85 | 164 | 184 | 70 | N |  |  | N | Electric Utility | 1 | X | NG
Natural Gas Fired Combined Cycle.NG | natural gas combined cycle | TRUE | 16572 | Salt River Project | 60768 | Gila River Power Block 2 | AZ | Maricopa | CTG4 | Natural Gas Fired Combined Cycle | CT | PB2 | S | 174 | 0.85 | 164 | 184 | 70 | N |  |  | N | Electric Utility | 1 | X | NG
Natural Gas Fired Combined Cycle.NG | natural gas combined cycle | TRUE | 16572 | Salt River Project | 60768 | Gila River Power Block 2 | AZ | Maricopa | ST10 | Natural Gas Fired Combined Cycle | CA | PB2 | S | 271 | 0.85 | 242 | 249 | 70 | N |  |  | N | Electric Utility | 1 | X | NG
Solar Photovoltaic.SUN | solar PV | TRUE | 61944 | MN8 Energy LLC | 60769 | Lower Cape May HS | NJ | Cape May | PV1 | Solar Photovoltaic | PV |  | S | 1.5 |  | 1.5 | 1.5 |  | N |  |  | N | IPP Non-CHP | 2 | X | SUN
Solar Photovoltaic.SUN | solar PV | TRUE | 61944 | MN8 Energy LLC | 60771 | Timber Creek HS | NJ | Camden | PV1 | Solar Photovoltaic | PV |  | S | 1.3 |  | 1.3 | 1.3 |  | N |  |  | N | IPP Non-CHP | 2 | X | SUN
Solar Photovoltaic.SUN | solar PV | TRUE | 61944 | MN8 Energy LLC | 60772 | Adams Ave MS and HS | NJ | Atlantic | PVHS | Solar Photovoltaic | PV |  | S | 1.8 |  | 1.8 | 1.8 |  | N |  |  | N | IPP Non-CHP | 2 | X | SUN
Solar Photovoltaic.SUN | solar PV | TRUE | 61944 | MN8 Energy LLC | 60772 | Adams Ave MS and HS | NJ | Atlantic | PVMS | Solar Photovoltaic | PV |  | S | 1.3 |  | 1.3 | 1.3 |  | N |  |  | N | IPP Non-CHP | 2 | X | SUN
Solar Photovoltaic.SUN | solar PV | TRUE | 60400 | Phantom Solar, LLC | 60774 | Phantom Solar | TX | Bell | GEN1 | Solar Photovoltaic | PV |  | S | 15.4 |  | 15.4 | 15.4 |  | N |  |  | N | IPP Non-CHP | 2 | X | SUN
Solar Photovoltaic.SUN | solar PV | TRUE | 61944 | MN8 Energy LLC | 60775 | Deerfield CSG Solar | MA | Franklin | PV1 | Solar Photovoltaic | PV |  | S | 4.5 |  | 4.5 | 4.5 |  | N |  |  | N | IPP Non-CHP | 2 | X | SUN
Solar Photovoltaic.SUN | solar PV | TRUE | 60462 | Community Foodbank of NJ | 60776 | Community Foodbank of NJ | NJ | Union | FDBNK | Solar Photovoltaic | PV |  | S | 1 |  | 1 | 1 |  | N |  |  | N | IPP Non-CHP | 2 | X | SUN
Solar Photovoltaic.SUN | solar PV | TRUE | 61944 | MN8 Energy LLC | 60777 | American Kings Solar, LLC | CA | Kings | GEN01 | Solar Photovoltaic | PV |  | S | 128 |  | 128 | 128 |  | N |  |  | N | IPP Non-CHP | 2 | X | SUN
Solar Photovoltaic.SUN | solar PV | TRUE | 64778 | Strata Manager, LLC | 60778 | Hew Fulton Farm, LLC | NC | Scotland | 1 | Solar Photovoltaic | PV |  | W | 5 |  | 5 | 5 |  | N |  |  | N | IPP Non-CHP | 2 | X | SUN
Solar Photovoltaic.SUN | solar PV | TRUE | 64778 | Strata Manager, LLC | 60779 | McGoogan Farm, LLC | NC | Robeson | 1 | Solar Photovoltaic | PV |  | W | 5 |  | 5 | 5 |  | N |  |  | N | IPP Non-CHP | 2 | X | SUN
Solar Photovoltaic.SUN | solar PV | FALSE | 60467 | Royal Wine Corp | 60781 | Royal Wine Corp Solar Power Plant | NJ | Hudson | PV1 | Solar Photovoltaic | PV |  | S | 0.9 |  | 0.9 | 0.9 |  | N |  |  | N | Industrial Non-CHP | 6 | X | SUN
Solar Photovoltaic.SUN | solar PV | TRUE | 61060 | Cypress Creek Renewables | 60782 | Barnhill Road Solar, LLC | NC | Pasquotank | 1 | Solar Photovoltaic | PV |  | S | 3.1 |  | 3.1 | 3.1 |  | N |  |  | N | IPP Non-CHP | 2 | X | SUN
Solar Photovoltaic.SUN | solar PV | TRUE | 61060 | Cypress Creek Renewables | 60783 | Leggett Solar, LLC | NC | Edgecombe | 1 | Solar Photovoltaic | PV |  | S | 5 |  | 5 | 5 |  | N |  |  | N | IPP Non-CHP | 2 | X | SUN
Solar Photovoltaic.SUN | solar PV | TRUE | 59462 | Heelstone Energy Holdings, LLC | 60784 | Jersey Holdings | NC | Robeson | PV1 | Solar Photovoltaic | PV |  | S | 5 |  | 5 | 5 |  | N |  |  | N | IPP Non-CHP | 2 | X | SUN
Geothermal.GEO | geothermal | TRUE | 60472 | Tungsten Mountain | 60785 | Tungsten Mountain | NV | Churchill | OEC2 | Geothermal | BT |  | S | 25.5 | 0.85 | 17 | 25.5 | 5 | N |  |  | N | IPP Non-CHP | 2 | X | GEO
Solar Photovoltaic.SUN | solar PV | TRUE | 60472 | Tungsten Mountain | 60785 | Tungsten Mountain | NV | Churchill | TMSOL | Solar Photovoltaic | PV |  | S | 7.3 | 1 | 7.3 | 3.6 |  | N |  |  | N | IPP Non-CHP | 2 | X | SUN
Geothermal.GEO | geothermal | TRUE | 60472 | Tungsten Mountain | 60785 | Tungsten Mountain | NV | Churchill | UNIT1 | Geothermal | BT |  | S | 37 | 0.8 | 24.4 | 37 | 5 | N |  |  | N | IPP Non-CHP | 2 | X | GEO
Solar Photovoltaic.SUN | solar PV | TRUE | 60454 | Williamston Speight Solar, LLC | 60787 | Williamston Speight Solar, LLC | NC | Martin | SPGHT | Solar Photovoltaic | PV |  | S | 15 |  | 15 | 15 |  | N |  |  | N | IPP Non-CHP | 2 | X | SUN
Solar Photovoltaic.SUN | solar PV | TRUE | 6455 | Duke Energy Florida, LLC | 60788 | Suwannee Solar Facility | FL | Suwannee | XXXXX | Solar Photovoltaic | PV |  | S | 8.8 |  | 8.8 | 8.8 |  | N |  |  | N | Electric Utility | 1 | X | SUN
Solar Photovoltaic.SUN | solar PV | TRUE | 60476 | Bluebell Solar, LLC | 60789 | Bluebell Solar | TX | Sterling | UNIT1 | Solar Photovoltaic | PV |  | S | 30 |  | 30 | 30 |  | N |  |  | N | IPP Non-CHP | 2 | X | SUN
Solar Photovoltaic.SUN | solar PV | TRUE | 60455 | PVN Milliken, LLC | 60790 | PVN Milliken, LLC | CA | San Bernardino | PV | Solar Photovoltaic | PV |  | S | 3 |  | 3 | 3 |  | N | 7 | 2047 | N | IPP Non-CHP | 2 | X | SUN
Solar Photovoltaic.SUN | solar PV | TRUE | 796 | Arizona Electric Pwr Coop Inc | 60791 | SunAnza | CA | Riverside | ANZA1 | Solar Photovoltaic | PV |  | W | 2 |  | 2 | 2 |  | N |  |  | N | Electric Utility | 1 | X | SUN
Solar Photovoltaic.SUN | solar PV | TRUE | 796 | Arizona Electric Pwr Coop Inc | 60791 | SunAnza | CA | Riverside | ANZA2 | Solar Photovoltaic | PV |  | W | 1.4 |  | 1.4 | 1.4 |  | N |  |  | N | Electric Utility | 1 | X | SUN
Landfill Gas.LFG | natural gas peaker | TRUE | 56996 | Republic Services Renewable Energy, LLC | 60792 | Republic Services Renewable Energy, LLC | NV | Clark | GT1 | Landfill Gas | GT |  | S | 6 | 1 | 3.3 | 3.6 | 3.2 | N |  |  | N | IPP Non-CHP | 2 | X | LFG
Landfill Gas.LFG | natural gas peaker | TRUE | 56996 | Republic Services Renewable Energy, LLC | 60792 | Republic Services Renewable Energy, LLC | NV | Clark | GT2 | Landfill Gas | GT |  | S | 6 | 1 | 3.3 | 3.6 | 3.2 | N |  |  | N | IPP Non-CHP | 2 | X | LFG
Solar Photovoltaic.SUN | solar PV | TRUE | 63249 | Terraform Arcadia | 60795 | Eichtens Community Solar | MN | Chisago | SO228 | Solar Photovoltaic | PV |  | S | 3.9 |  | 3.9 | 3.9 |  | N |  |  | N | IPP Non-CHP | 2 | X | SUN
Solar Photovoltaic.SUN | solar PV | TRUE | 63249 | Terraform Arcadia | 60796 | Red Wing Community Solar | MN | Goodhue | SO234 | Solar Photovoltaic | PV |  | S | 4.9 |  | 4.9 | 4.9 |  | N |  |  | N | IPP Non-CHP | 2 | X | SUN
Natural Gas Internal Combustion Engine.NG | natural gas peaker | TRUE | 60481 | Northwestern Lake Forest Hospital | 60797 | Lake Forest Hospital Central Energy Plant | IL | Lake | GEN1 | Natural Gas Internal Combustion Engine | IC |  | S | 0.8 | 0.8 | 0.8 | 0.8 | 0.1 | N |  |  | N | IPP Non-CHP | 2 | X | NG
Natural Gas Internal Combustion Engine.NG | natural gas peaker | TRUE | 60481 | Northwestern Lake Forest Hospital | 60797 | Lake Forest Hospital Central Energy Plant | IL | Lake | GEN2 | Natural Gas Internal Combustion Engine | IC |  | S | 0.8 | 0.8 | 0.8 | 0.8 | 0.1 | N |  |  | N | IPP Non-CHP | 2 | X | NG
Natural Gas Internal Combustion Engine.NG | natural gas peaker | TRUE | 60481 | Northwestern Lake Forest Hospital | 60797 | Lake Forest Hospital Central Energy Plant | IL | Lake | GEN3 | Natural Gas Internal Combustion Engine | IC |  | S | 0.8 | 0.8 | 0.8 | 0.8 | 0.1 | N |  |  | N | IPP Non-CHP | 2 | X | NG
Natural Gas Internal Combustion Engine.NG | natural gas peaker | TRUE | 60481 | Northwestern Lake Forest Hospital | 60797 | Lake Forest Hospital Central Energy Plant | IL | Lake | GEN4 | Natural Gas Internal Combustion Engine | IC |  | S | 0.8 | 0.8 | 0.8 | 0.8 | 0.1 | N |  |  | N | IPP Non-CHP | 2 | X | NG
Solar Photovoltaic.SUN | solar PV | TRUE | 60478 | South Atlantic Services Inc | 60798 | South Atlantic Services Solar Farm I | NC | New Hanover | PV1 | Solar Photovoltaic | PV |  | S | 1.6 |  | 1.6 | 1.6 |  | N |  |  | N | IPP Non-CHP | 2 | X | SUN
Solar Photovoltaic.SUN | solar PV | TRUE | 60479 | Iron Horse Solar 4, LLC | 60799 | Iron Horse Solar 4, LLC | MA | Middlesex | PV1 | Solar Photovoltaic | PV |  | S | 4.5 |  | 4.5 | 4.5 |  | N |  |  | N | IPP Non-CHP | 2 | X | SUN
Solar Photovoltaic.SUN | solar PV | TRUE | 60480 | Catawba Solar LLC | 60800 | Catawba Solar LLC | NC | Rowan | PV1 | Solar Photovoltaic | PV |  | S | 2 |  | 2 | 2 |  | N |  |  | N | IPP Non-CHP | 2 | X | SUN
Solar Photovoltaic.SUN | solar PV | TRUE | 60609 | Clean Focus Renewables, Inc. | 60801 | CEC Solar #1117, LLC | CO | Pueblo | PUEB2 | Solar Photovoltaic | PV |  | S | 1.5 |  | 1.5 | 1.5 |  | N |  |  | N | IPP Non-CHP | 2 | X | SUN
Solar Photovoltaic.SUN | solar PV | TRUE | 61944 | MN8 Energy LLC | 60802 | ACCC Mays Landing | NJ | Atlantic | PV1 | Solar Photovoltaic | PV |  | S | 1.4 |  | 1.4 | 1.4 |  | N | 12 | 2028 | N | IPP Non-CHP | 2 | X | SUN
Solar Photovoltaic.SUN | solar PV | TRUE | 60961 | Gemini Technologies Services, Inc. | 60804 | Gemini Technologies Services, Inc. Solar | NJ | Morris | DBGAT | Solar Photovoltaic | PV |  | S | 1.3 |  | 1.2 | 0.2 |  | N |  |  | N | IPP Non-CHP | 2 | X | SUN
Solar Photovoltaic.SUN | solar PV | TRUE | 60281 | Altus Power America Management, LLC | 60805 | Beaver Run | NJ | Sussex | BRUN1 | Solar Photovoltaic | PV |  | J | 7.4 |  | 7.4 | 7.4 |  | N |  |  | N | IPP Non-CHP | 2 | X | SUN
Solar Photovoltaic.SUN | solar PV | TRUE | 60268 | Hartz Solar, LLC | 60806 | North Bergen Solar | NJ | Hudson | PV1 | Solar Photovoltaic | PV |  | S | 1.6 |  | 1.7 | 1.1 |  | N |  |  | N | IPP Non-CHP | 2 | X | SUN
Solar Photovoltaic.SUN | solar PV | TRUE | 58677 | CD US Solar MT1 LLC | 60808 | US Foods Solar | NJ | Middlesex | USFDS | Solar Photovoltaic | PV |  | S | 6 |  | 6 | 6 |  | N |  |  | N | IPP Non-CHP | 2 | X | SUN
Solar Photovoltaic.SUN | solar PV | TRUE | 60955 | Summit Water Nexus, Mount Holly, LLC | 60809 | Summit Water Nexus Mt. Holly, LLC Solar | NJ | Burlington | MHWWT | Solar Photovoltaic | PV |  | S | 1 |  | 1 | 0.3 |  | N |  |  | N | IPP Non-CHP | 2 | X | SUN
Solar Photovoltaic.SUN | solar PV | TRUE | 61023 | Sabert Corporation | 60810 | Sabert Solar | NJ | Middlesex | SABER | Solar Photovoltaic | PV |  | S | 1.8 |  | 2.1 | 0.3 |  | N |  |  | N | IPP Non-CHP | 2 | X | SUN
Solar Photovoltaic.SUN | solar PV | TRUE | 60496 | Adapture Renewables, Inc. | 60813 | Cloverdale Solar Center | CA | Sonoma | ECA02 | Solar Photovoltaic | PV |  | S | 1 |  | 1 | 1 |  | N |  |  | N | IPP Non-CHP | 2 | X | SUN
Batteries.MWH | battery storage | 0 | 60947 | Tesla Inc. | 60815 | Hampshire College Hybrid | MA | Hampshire | BA1 | Batteries | BA |  | W | 0.5 |  | 0.5 | 0.5 | 0.5 | N |  |  | N | IPP Non-CHP | 2 | X | MWH
Batteries.MWH | battery storage | 0 | 60947 | Tesla Inc. | 60815 | Hampshire College Hybrid | MA | Hampshire | BA2 | Batteries | BA |  | W | 0.5 |  | 0.5 | 0.5 | 0.5 | N |  |  | N | IPP Non-CHP | 2 | X | MWH
Solar Photovoltaic.SUN | solar PV | TRUE | 60947 | Tesla Inc. | 60815 | Hampshire College Hybrid | MA | Hampshire | PV1 | Solar Photovoltaic | PV |  | W | 1.7 |  | 1.7 | 1.7 |  | N |  |  | N | IPP Non-CHP | 2 | X | SUN
Solar Photovoltaic.SUN | solar PV | TRUE | 60947 | Tesla Inc. | 60815 | Hampshire College Hybrid | MA | Hampshire | PV2 | Solar Photovoltaic | PV |  | W | 1.7 |  | 1.7 | 1.7 |  | N |  |  | N | IPP Non-CHP | 2 | X | SUN
Solar Photovoltaic.SUN | solar PV | TRUE | 61132 | Syncarpha Lexington, LLC | 60816 | Town of Lexington Solar | MA | Middlesex | PV1 | Solar Photovoltaic | PV |  | S | 1.6 |  | 1.6 | 1.6 |  | N |  |  | N | IPP Non-CHP | 2 | X | SUN
Solar Photovoltaic.SUN | solar PV | TRUE | 60947 | Tesla Inc. | 60817 | Sullivan County - Adult Care Solar | NY | Sullivan | PV1 | Solar Photovoltaic | PV |  | W | 2 |  | 2 | 2 |  | N |  |  | N | IPP Non-CHP | 2 | X | SUN
Solar Photovoltaic.SUN | solar PV | TRUE | 60947 | Tesla Inc. | 60818 | Oswego County - Fulton Solar | NY | Oswego | PV1 | Solar Photovoltaic | PV |  | S | 2 |  | 2 | 2 |  | N |  |  | N | IPP Non-CHP | 2 | X | SUN
Solar Photovoltaic.SUN | solar PV | TRUE | 61060 | Cypress Creek Renewables | 60819 | Jefferson-Lewis BOCES Solar | NY | Jefferson | PV1 | Solar Photovoltaic | PV |  | S | 2 |  | 2 | 2 |  | N |  |  | N | IPP Non-CHP | 2 | X | SUN
Solar Photovoltaic.SUN | solar PV | TRUE | 60947 | Tesla Inc. | 60820 | Montgomery County Correctional Facility | MD | Montgomery | PV1 | Solar Photovoltaic | PV |  | S | 1.4 |  | 1.4 | 1.4 |  | N |  |  | N | IPP Non-CHP | 2 | X | SUN
Solar Photovoltaic.SUN | solar PV | TRUE | 60947 | Tesla Inc. | 60821 | Weber State University - Davis Campus PV | UT | Davis | PV1 | Solar Photovoltaic | PV |  | W | 1.3 |  | 1.3 | 1.3 |  | N |  |  | N | IPP Non-CHP | 2 | X | SUN
Solar Photovoltaic.SUN | solar PV | TRUE | 60947 | Tesla Inc. | 60822 | Intel - Ocotillo Campus Solar | AZ | Maricopa | PV1 | Solar Photovoltaic | PV |  | W | 2.8 |  | 2.8 | 2.8 |  | N |  |  | N | IPP Non-CHP | 2 | X | SUN
Solar Photovoltaic.SUN | solar PV | TRUE | 60947 | Tesla Inc. | 60822 | Intel - Ocotillo Campus Solar | AZ | Maricopa | PV2 | Solar Photovoltaic | PV |  | S | 1.4 |  | 1.4 | 1.4 |  | N |  |  | N | IPP Non-CHP | 2 | X | SUN
Solar Photovoltaic.SUN | solar PV | TRUE | 60947 | Tesla Inc. | 60823 | South Sioux City Solar | NE | Dakota | PV1 | Solar Photovoltaic | PV |  | W | 2.3 |  | 2.3 | 2.3 |  | N |  |  | N | IPP Non-CHP | 2 | X | SUN
Solar Photovoltaic.SUN | solar PV | TRUE | 60947 | Tesla Inc. | 60824 | Valley Sanitary District WTP Solar | CA | Riverside | PV1 | Solar Photovoltaic | PV |  | W | 1 |  | 1 | 1 |  | N |  |  | N | IPP Non-CHP | 2 | X | SUN
Solar Photovoltaic.SUN | solar PV | TRUE | 60495 | Sunpin Holdings, LLC | 60825 | Colgreen North Shore Solar Farm | CA | Riverside | CNS1 | Solar Photovoltaic | PV |  | S | 74.8 |  | 74.8 | 74.8 |  | N |  |  | N | IPP Non-CHP | 2 | X | SUN
Solar Photovoltaic.SUN | solar PV | TRUE | 61785 | EDP Renewables North America LLC | 60827 | Sun Streams, LLC | AZ | Maricopa | GEN01 | Solar Photovoltaic | PV |  | S | 160 |  | 160 | 160 |  | N |  |  | N | IPP Non-CHP | 2 | X | SUN
Solar Photovoltaic.SUN | solar PV | TRUE | 60486 | Webster Holdco LLC | 60830 | Webster Holdco Solar CSG | MN | Rice | WEBST | Solar Photovoltaic | PV |  | S | 5 |  | 5 | 5 |  | N |  |  | N | IPP Non-CHP | 2 | X | SUN
Other Waste Biomass.OBG | biomass | TRUE | 64553 | Anaergia | 60831 | Orbit Energy RI | RI | Providence | 1 | Other Waste Biomass | IC |  | S | 3.2 | 0.8 | 3.2 | 3.2 | 1.2 | N |  |  | N | IPP Non-CHP | 2 | X | OBG
Solar Photovoltaic.SUN | solar PV | TRUE | 60501 | Farmington Holdco LLC | 60832 | Farmington Holdco Solar | MN | Dakota | FARMI | Solar Photovoltaic | PV |  | S | 5 |  | 5 | 5 |  | N |  |  | N | IPP Non-CHP | 2 | X | SUN
Solar Photovoltaic.SUN | solar PV | TRUE | 60485 | Dodge Holdco LLC | 60833 | Dodge Holdco Solar CSG | MN | Dodge | DODGE | Solar Photovoltaic | PV |  | S | 5 |  | 5 | 5 |  | N |  |  | N | IPP Non-CHP | 2 | X | SUN
Solar Photovoltaic.SUN | solar PV | TRUE | 60488 | Hwy 14 Holdco, LLC | 60834 | Hwy 14 Holdco Solar CSG | MN | Olmsted | HWY14 | Solar Photovoltaic | PV |  | S | 5 |  | 5 | 5 |  | N |  |  | N | IPP Non-CHP | 2 | X | SUN
Solar Photovoltaic.SUN | solar PV | TRUE | 60490 | Pine Island Holdco, LLC | 60835 | Pine Island Solar CSG | MN | Olmsted | PINEI | Solar Photovoltaic | PV |  | S | 3.9 |  | 3.9 | 3.9 |  | N |  |  | N | IPP Non-CHP | 2 | X | SUN
Solar Photovoltaic.SUN | solar PV | TRUE | 60489 | Big Lake Holdco LLC | 60836 | Big Lake Holdco Solar CSG | MN | Sherburne | BLAKE | Solar Photovoltaic | PV |  | S | 5 |  | 5 | 5 |  | N |  |  | N | IPP Non-CHP | 2 | X | SUN
Solar Photovoltaic.SUN | solar PV | TRUE | 60491 | Forest Lake Holdco LLC | 60837 | Forest Lake Solar CSG | MN | Washington | FORES | Solar Photovoltaic | PV |  | S | 5 |  | 5 | 5 |  | N |  |  | N | IPP Non-CHP | 2 | X | SUN
Solar Photovoltaic.SUN | solar PV | TRUE | 60487 | Wabasha Holdco LLC | 60838 | Wabasha Holdco Solar CSG | MN | Wabasha | WABAS | Solar Photovoltaic | PV |  | S | 3 |  | 3 | 3 |  | N |  |  | N | IPP Non-CHP | 2 | X | SUN
Solar Photovoltaic.SUN | solar PV | TRUE | 60993 | Goya Foods Inc. | 60839 | Goya Foods, Inc- Jersey City Solar | NJ | Hudson | PV1 | Solar Photovoltaic | PV |  | S | 2.5 |  | 2.5 | 2.5 |  | N |  |  | N | IPP Non-CHP | 2 | X | SUN
Solar Photovoltaic.SUN | solar PV | TRUE | 60993 | Goya Foods Inc. | 60840 | Goya Foods, Inc- Secaucus Solar | NJ | Hudson | PV1 | Solar Photovoltaic | PV |  | S | 1.6 |  | 1.6 | 1.6 |  | N |  |  | N | IPP Non-CHP | 2 | X | SUN
Solar Photovoltaic.SUN | solar PV | TRUE | 64798 | Prudential Drive Investors, LLC | 60841 | Prudential 55 Livingston Roseland Solar | NJ | Essex | PV1 | Solar Photovoltaic | PV |  | S | 1.2 |  | 1.2 | 1.2 |  | N |  |  | N | IPP Non-CHP | 2 | X | SUN
Solar Photovoltaic.SUN | solar PV | TRUE | 64798 | Prudential Drive Investors, LLC | 60842 | Prudential 80 Livingston Roseland Solar | NJ | Essex | PV1 | Solar Photovoltaic | PV |  | S | 1.7 |  | 1.7 | 1.7 |  | N |  |  | N | IPP Non-CHP | 2 | X | SUN
Solar Photovoltaic.SUN | solar PV | FALSE | 16380 | RTC Properties Inc | 60843 | River Terminal Development Solar | NJ | Hudson | RTD1 | Solar Photovoltaic | PV |  | S | 0.5 |  | 0.5 | 0.5 |  | N |  |  | N | Commercial Non-CHP | 4 | X | SUN
Solar Photovoltaic.SUN | solar PV | FALSE | 16380 | RTC Properties Inc | 60843 | River Terminal Development Solar | NJ | Hudson | RTD2 | Solar Photovoltaic | PV |  | S | 0.6 |  | 0.6 | 0.6 |  | N |  |  | N | Commercial Non-CHP | 4 | X | SUN
Solar Photovoltaic.SUN | solar PV | FALSE | 16380 | RTC Properties Inc | 60843 | River Terminal Development Solar | NJ | Hudson | RTD3 | Solar Photovoltaic | PV |  | S | 0.2 |  | 0.2 | 0.2 |  | N |  |  | N | Commercial Non-CHP | 4 | X | SUN
Solar Photovoltaic.SUN | solar PV | FALSE | 16380 | RTC Properties Inc | 60843 | River Terminal Development Solar | NJ | Hudson | RTD4 | Solar Photovoltaic | PV |  | S | 1 |  | 1 | 1 |  | N |  |  | N | Commercial Non-CHP | 4 | X | SUN
Solar Photovoltaic.SUN | solar PV | FALSE | 16380 | RTC Properties Inc | 60843 | River Terminal Development Solar | NJ | Hudson | RTD5 | Solar Photovoltaic | PV |  | S | 0.4 |  | 0.4 | 0.4 |  | N |  |  | N | Commercial Non-CHP | 4 | X | SUN
Solar Photovoltaic.SUN | solar PV | FALSE | 16380 | RTC Properties Inc | 60843 | River Terminal Development Solar | NJ | Hudson | RTD6 | Solar Photovoltaic | PV |  | S | 0.2 |  | 0.2 | 0.2 |  | N |  |  | N | Commercial Non-CHP | 4 | X | SUN
Solar Photovoltaic.SUN | solar PV | TRUE | 60947 | Tesla Inc. | 60844 | Genentech Vacaville Meter #1 | CA | Solano | PV1 | Solar Photovoltaic | PV |  | W | 3.8 |  | 3.8 | 3.8 |  | N |  |  | N | IPP Non-CHP | 2 | X | SUN
Solar Photovoltaic.SUN | solar PV | TRUE | 60947 | Tesla Inc. | 60844 | Genentech Vacaville Meter #1 | CA | Solano | PV2 | Solar Photovoltaic | PV |  | W | 2.3 |  | 2.3 | 2.3 |  | N |  |  | N | IPP Non-CHP | 2 | X | SUN
Solar Photovoltaic.SUN | solar PV | TRUE | 60947 | Tesla Inc. | 60846 | US GSA - Sacramento | CA | Sacramento | PV1 | Solar Photovoltaic | PV |  | W | 1.1 |  | 1.1 | 1.1 |  | N |  |  | N | IPP Non-CHP | 2 | X | SUN
Solar Photovoltaic.SUN | solar PV | TRUE | 60947 | Tesla Inc. | 60847 | Garrett County - DPU Treatment Plant | MD | Garrett | PV1 | Solar Photovoltaic | PV |  | W | 1.2 |  | 1.2 | 1.2 |  | N |  |  | N | IPP Non-CHP | 2 | X | SUN
Solar Photovoltaic.SUN | solar PV | TRUE | 60508 | UGI Energy Services, LLC | 60848 | Temple Solar Arrays | PA | Berks | 51599 | Solar Photovoltaic | PV |  | S | 2.2 |  | 2.2 | 2.2 |  | N |  |  | N | IPP Non-CHP | 2 | X | SUN
Solar Photovoltaic.SUN | solar PV | TRUE | 60508 | UGI Energy Services, LLC | 60849 | Emmitsburg Solar Arrays | MD | Frederick | 87353 | Solar Photovoltaic | PV |  | S | 1.7 |  | 1.7 | 1.7 |  | N |  |  | N | IPP Non-CHP | 2 | X | SUN
Solar Photovoltaic.SUN | solar PV | TRUE | 61561 | CCC Solar Holdings LLC | 60851 | Curtis Hill Solar CSG | MA | Worcester | PV1 | Solar Photovoltaic | PV |  | S | 2 |  | 1.9 | 1.9 |  | N |  |  | N | IPP Non-CHP | 2 | X | SUN
Solar Photovoltaic.SUN | solar PV | TRUE | 61561 | CCC Solar Holdings LLC | 60852 | Depot Hill Solar CSG | MA | Worcester | PV1 | Solar Photovoltaic | PV |  | S | 2 |  | 1.9 | 1.9 |  | N |  |  | N | IPP Non-CHP | 2 | X | SUN
Solar Photovoltaic.SUN | solar PV | TRUE | 60511 | SR Houston Holdings, LLC | 60853 | SR Houston | MS | Chickasaw | HOUST | Solar Photovoltaic | PV |  | S | 3.1 |  | 3.1 | 3.1 |  | N |  |  | N | IPP Non-CHP | 2 | X | SUN
Solar Photovoltaic.SUN | solar PV | TRUE | 60513 | Bird Machine Solar Farm, LLC | 60854 | Bird Machine Solar Farm | MA | Norfolk | BRDMA | Solar Photovoltaic | PV |  | S | 3.5 |  | 3.5 | 3.5 |  | N |  |  | N | IPP Non-CHP | 2 | X | SUN
Solar Photovoltaic.SUN | solar PV | TRUE | 60514 | Iron Horse Solar 1, LLC | 60855 | Iron Horse Solar I CSG | MA | Middlesex | DOW | Solar Photovoltaic | PV |  | S | 2.9 |  | 2.9 | 2.9 |  | N |  |  | N | IPP Non-CHP | 2 | X | SUN
Onshore Wind Turbine.WND | onshore wind | TRUE | 60515 | Astra Wind LLC | 60856 | Astra Wind Farm | TX | Randall | ASTRA | Onshore Wind Turbine | WT |  | S | 163 |  | 163 | 163 | 1.4 | N |  |  | N | IPP Non-CHP | 2 | X | WND
Solar Photovoltaic.SUN | solar PV | FALSE | 60516 | NES Rutgers LLC | 60857 | NES Rutgers Solar | NJ | Ocean | LKWD1 | Solar Photovoltaic | PV |  | S | 1 |  | 1 | 1 |  | N |  |  | N | Industrial Non-CHP | 6 | X | SUN
Solar Photovoltaic.SUN | solar PV | TRUE | 60281 | Altus Power America Management, LLC | 60858 | 126 Grove Solar LLC | MA | Norfolk | PV1 | Solar Photovoltaic | PV |  | S | 2 |  | 2 | 2 |  | N |  |  | N | IPP Non-CHP | 2 | X | SUN
Solar Photovoltaic.SUN | solar PV | TRUE | 60520 | SoCore Energy LLC | 60860 | VEC Alburgh Array | VT | Grand Isle | PV1 | Solar Photovoltaic | PV |  | W | 1 |  | 1 | 1 |  | N |  |  | N | IPP Non-CHP | 2 | X | SUN
Solar Photovoltaic.SUN | solar PV | TRUE | 60518 | California PV Energy 2, LLC | 60861 | Dept of General Services -FTB | CA | Sacramento | PV1 | Solar Photovoltaic | PV |  | S | 2.7 |  | 2.7 | 2.7 |  | N |  |  | N | IPP Non-CHP | 2 | X | SUN
Solar Photovoltaic.SUN | solar PV | TRUE | 5580 | East Kentucky Power Coop, Inc | 60863 | Cooperative Solar One | KY | Clark | PV1 | Solar Photovoltaic | PV |  | S | 8.5 |  | 8.5 | 8.5 |  | N |  |  | N | Electric Utility | 1 | X | SUN
Solar Photovoltaic.SUN | solar PV | TRUE | 60505 | Kokomo Solar 1, LLC | 60864 | Kokomo Solar 1, LLC | IN | Howard | PV1 | Solar Photovoltaic | PV |  | J | 5.4 |  | 5.4 | 5.4 |  | N |  |  | N | IPP Non-CHP | 2 | X | SUN
Onshore Wind Turbine.WND | onshore wind | TRUE | 60521 | Equity Industrial Turbines | 60865 | Equity Industrial Turbines | MA | Essex | WT1 | Onshore Wind Turbine | WT |  | S | 4 |  | 4 | 4 | 1 | N |  |  | N | IPP Non-CHP | 2 | X | WND
Solar Photovoltaic.SUN | solar PV | TRUE | 60484 | Bashaw Solar 1, LLC | 60866 | Bashaw Solar CSG 1, LLC | MA | Essex | 4MID | Solar Photovoltaic | PV |  | S | 2 |  | 2 | 2 |  | N |  |  | N | IPP Non-CHP | 2 | X | SUN
Solar Photovoltaic.SUN | solar PV | TRUE | 59232 | Kearsarge Solar LLC | 60867 | Kearsarge Southwick LLC | MA | Hampden | SOU | Solar Photovoltaic | PV |  | S | 3.3 |  | 3.3 | 3.3 |  | N |  |  | N | IPP Non-CHP | 2 | X | SUN
Conventional Hydroelectric.WAT | hydro | TRUE | 15248 | Portland General Electric Co | 60868 | Timothy Lake Powerhouse | OR | Clackamas | 1 | Conventional Hydroelectric | HY |  | S | 1.2 | 0.7 | 1.1 | 1.1 | 0.1 | N |  |  | N | Electric Utility | 1 | X | WAT
Solar Photovoltaic.SUN | solar PV | TRUE | 61944 | MN8 Energy LLC | 60869 | Solar Star California, XLIV, LLC | CA | Los Angeles | PB1 | Solar Photovoltaic | PV |  | S | 9.5 |  | 9.5 | 9.5 |  | N |  |  | N | IPP Non-CHP | 2 | X | SUN
Onshore Wind Turbine.WND | onshore wind | TRUE | 12341 | MidAmerican Energy Co | 60873 | Prairie Wind Farm | IA | Mahaska | PWE | Onshore Wind Turbine | WT |  | S | 168 |  | 169 | 169 | 0.1 | N |  |  | N | Electric Utility | 1 | X | WND
Solar Photovoltaic.SUN | solar PV | TRUE | 7601 | Green Mountain Power Corp | 60874 | GMP Solar - Hartford | VT | Windsor | GMPSH | Solar Photovoltaic | PV |  | W | 5 |  | 5 | 5 |  | N |  |  | N | Electric Utility | 1 | X | SUN
Solar Photovoltaic.SUN | solar PV | TRUE | 7601 | Green Mountain Power Corp | 60875 | GMP Solar - Williston | VT | Chittenden | GMPSW | Solar Photovoltaic | PV |  | W | 4.7 |  | 4.7 | 4.7 |  | N |  |  | N | Electric Utility | 1 | X | SUN
Solar Photovoltaic.SUN | solar PV | TRUE | 3258 | Central Iowa Power Cooperative | 60876 | Eastern Iowa Solar | IA | Muscatine | EIS1 | Solar Photovoltaic | PV |  | W | 1.8 |  | 1.8 | 1.8 |  | N |  |  | N | Electric Utility | 1 | X | SUN
Solar Photovoltaic.SUN | solar PV | TRUE | 7601 | Green Mountain Power Corp | 60877 | GMP Solar - Williamstown | VT | Orange | GMPSN | Solar Photovoltaic | PV |  | W | 5 |  | 5 | 5 |  | N |  |  | N | Electric Utility | 1 | X | SUN
Solar Photovoltaic.SUN | solar PV | TRUE | 60529 | Sutton Solar, LLC | 60878 | Sutton Solar CSG | MA | Worcester | 54508 | Solar Photovoltaic | PV |  | S | 1.9 |  | 1.9 | 1.6 |  | N |  |  | N | IPP Non-CHP | 2 | X | SUN
Solar Photovoltaic.SUN | solar PV | TRUE | 60530 | Nexamp Peak, LLC | 60879 | Nexamp Peak CSG | MA | Berkshire | 02731 | Solar Photovoltaic | PV |  | S | 2 |  | 1.7 | 1.2 |  | N |  |  | N | IPP Non-CHP | 2 | X | SUN
Solar Photovoltaic.SUN | solar PV | TRUE | 60911 | Town of Stafford, CT | 60880 | Stafford MS Ground Mount Community Solar | CT | Tolland | MS1 | Solar Photovoltaic | PV |  | S | 1 |  | 1 | 1 |  | N |  |  | N | IPP Non-CHP | 2 | X | SUN
Solar Photovoltaic.SUN | solar PV | TRUE | 60911 | Town of Stafford, CT | 60880 | Stafford MS Ground Mount Community Solar | CT | Tolland | MS2 | Solar Photovoltaic | PV |  | S | 1 |  | 1 | 1 |  | N |  |  | N | IPP Non-CHP | 2 | X | SUN
Solar Photovoltaic.SUN | solar PV | TRUE | 60532 | Bernhardt Furniture Company | 60881 | Bernhardt Furniture Solar Farm | NC | Caldwell | BERN4 | Solar Photovoltaic | PV |  | S | 1.1 |  | 1 | 0.8 |  | N |  |  | N | IPP Non-CHP | 2 | X | SUN
Solar Photovoltaic.SUN | solar PV | TRUE | 59462 | Heelstone Energy Holdings, LLC | 60882 | Carl Friedrich Gauss Solar | NC | Halifax | GAUSS | Solar Photovoltaic | PV |  | S | 5 |  | 5 | 5 |  | N |  |  | N | IPP Non-CHP | 2 | X | SUN
Onshore Wind Turbine.WND | onshore wind | TRUE | 60537 | Deerfield Wind Energy, LLC | 60883 | Deerfield Wind Energy, LLC | MI | Huron | WT1 | Onshore Wind Turbine | WT |  | S | 41.6 |  | 41.6 | 41.6 | 1 | N |  |  | N | IPP Non-CHP | 2 | X | WND
Onshore Wind Turbine.WND | onshore wind | TRUE | 60537 | Deerfield Wind Energy, LLC | 60883 | Deerfield Wind Energy, LLC | MI | Huron | WT2 | Onshore Wind Turbine | WT |  | S | 74.5 |  | 74.5 | 74.5 | 1 | N |  |  | N | IPP Non-CHP | 2 | X | WND
Onshore Wind Turbine.WND | onshore wind | TRUE | 60537 | Deerfield Wind Energy, LLC | 60883 | Deerfield Wind Energy, LLC | MI | Huron | WT3 | Onshore Wind Turbine | WT |  | S | 32.9 |  | 32.9 | 32.9 | 1 | N |  |  | N | IPP Non-CHP | 2 | X | WND
Solar Photovoltaic.SUN | solar PV | TRUE | 60639 | AEP Renewables | 60885 | Boulder Solar II, LLC | NV | Clark | BSII | Solar Photovoltaic | PV |  | S | 50 |  | 50 | 50 |  | N |  |  | N | IPP Non-CHP | 2 | X | SUN
Solar Photovoltaic.SUN | solar PV | TRUE | 60639 | AEP Renewables | 60886 | Pavant Solar III | UT | Millard | PSIII | Solar Photovoltaic | PV |  | S | 20 |  | 20 | 20 |  | N |  |  | N | IPP Non-CHP | 2 | X | SUN
Solar Photovoltaic.SUN | solar PV | TRUE | 60520 | SoCore Energy LLC | 60887 | Sauk DPC Solar | WI | Vernon | PV1 | Solar Photovoltaic | PV |  | W | 1 |  | 1 | 1 |  | N |  |  | N | IPP Non-CHP | 2 | X | SUN
Solar Photovoltaic.SUN | solar PV | TRUE | 60520 | SoCore Energy LLC | 60888 | Lafayette DPC Solar | WI | Chippewa | PV1 | Solar Photovoltaic | PV |  | W | 1 |  | 1 | 1 |  | N |  |  | N | IPP Non-CHP | 2 | X | SUN
Solar Photovoltaic.SUN | solar PV | TRUE | 60520 | SoCore Energy LLC | 60889 | Conrath DPC Solar | WI | Rusk | PV1 | Solar Photovoltaic | PV |  | W | 1 |  | 1 | 1 |  | N |  |  | N | IPP Non-CHP | 2 | X | SUN
Solar Photovoltaic.SUN | solar PV | TRUE | 60520 | SoCore Energy LLC | 60890 | Warren DPC Solar | WI | St Croix | PV1 | Solar Photovoltaic | PV |  | W | 2.2 |  | 2.2 | 2.2 |  | N |  |  | N | IPP Non-CHP | 2 | X | SUN
Solar Photovoltaic.SUN | solar PV | TRUE | 60520 | SoCore Energy LLC | 60891 | Liberty Pole DPC Solar | WI | Vernon | PV1 | Solar Photovoltaic | PV |  | W | 1.1 |  | 1.1 | 1.1 |  | N |  |  | N | IPP Non-CHP | 2 | X | SUN
Solar Photovoltaic.SUN | solar PV | TRUE | 60520 | SoCore Energy LLC | 60892 | Downsville DPC Solar | WI | Dunn | PV1 | Solar Photovoltaic | PV |  | W | 1 |  | 1 | 1 |  | N |  |  | N | IPP Non-CHP | 2 | X | SUN
Solar Photovoltaic.SUN | solar PV | TRUE | 60520 | SoCore Energy LLC | 60893 | Mt. Hope DPC Solar | WI | Grant | PV1 | Solar Photovoltaic | PV |  | W | 1 |  | 1 | 1 |  | N |  |  | N | IPP Non-CHP | 2 | X | SUN
Solar Photovoltaic.SUN | solar PV | TRUE | 60520 | SoCore Energy LLC | 60894 | Medford DPC Solar | WI | Taylor | PV1 | Solar Photovoltaic | PV |  | W | 2 |  | 2 | 2 |  | N |  |  | N | IPP Non-CHP | 2 | X | SUN
Solar Photovoltaic.SUN | solar PV | TRUE | 60520 | SoCore Energy LLC | 60895 | Whistling Winds DPC Solar | WI | Juneau | PV1 | Solar Photovoltaic | PV |  | W | 1.5 |  | 1.5 | 1.5 |  | N |  |  | N | IPP Non-CHP | 2 | X | SUN
Onshore Wind Turbine.WND | onshore wind | TRUE | 60542 | Willow Springs Windfarm, LLC | 60901 | Willow Springs Wind Farm | TX | Haskell | WSPWF | Onshore Wind Turbine | WT |  | S | 250 |  | 250 | 250 | 0 | N |  |  | N | IPP Non-CHP | 2 | X | WND
Onshore Wind Turbine.WND | onshore wind | TRUE | 60543 | Dermott Wind, LLC | 60902 | Dermott Wind | TX | Scurry | DERM | Onshore Wind Turbine | WT |  | S | 253 |  | 253 | 253 | 0 | N |  |  | N | IPP Non-CHP | 2 | X | WND
Natural Gas Fired Combined Cycle.NG | natural gas combined cycle | TRUE | 59928 | Salem Harbor Power Development LP | 60903 | Salem Harbor Power Development LP | MA | Essex | 1 | Natural Gas Fired Combined Cycle | CA | 1 | S | 158.4 | 0.85 | 337.8 | 352.6 | 140 | N |  |  | N | IPP Non-CHP | 2 | X | NG
Natural Gas Fired Combined Cycle.NG | natural gas combined cycle | TRUE | 59928 | Salem Harbor Power Development LP | 60903 | Salem Harbor Power Development LP | MA | Essex | 2 | Natural Gas Fired Combined Cycle | CA | 2 | S | 158.4 | 0.85 | 337.2 | 357.8 | 140 | N |  |  | N | IPP Non-CHP | 2 | X | NG
Natural Gas Fired Combined Cycle.NG | natural gas combined cycle | TRUE | 59928 | Salem Harbor Power Development LP | 60903 | Salem Harbor Power Development LP | MA | Essex | 3 | Natural Gas Fired Combined Cycle | CT | 1 | S | 240.7 | 0.85 |  |  |  | N |  |  | N | IPP Non-CHP | 2 | X | NG
Natural Gas Fired Combined Cycle.NG | natural gas combined cycle | TRUE | 59928 | Salem Harbor Power Development LP | 60903 | Salem Harbor Power Development LP | MA | Essex | 4 | Natural Gas Fired Combined Cycle | CT | 2 | S | 240.7 | 0.85 |  |  |  | N |  |  | N | IPP Non-CHP | 2 | X | NG
Solar Photovoltaic.SUN | solar PV | TRUE | 60947 | Tesla Inc. | 60904 | Time Warner Cable - Knowles | NY | Steuben | PV1 | Solar Photovoltaic | PV |  | S | 2 |  | 2 | 2 |  | N |  |  | N | IPP Non-CHP | 2 | X | SUN
Onshore Wind Turbine.WND | onshore wind | TRUE | 60562 | Oliver Wind III, LLC | 60905 | Oliver Wind III, LLC | ND | Morton | WT1 | Onshore Wind Turbine | WT |  | S | 99.3 |  | 99.3 | 99.3 | 0.1 | N |  |  | N | IPP Non-CHP | 2 | X | WND
Batteries.MWH | battery storage | 0 | 60471 | Mt. Tom Solar, LLC | 60906 | Mt. Tom Solar Project Hybrid | MA | Hampden | BA1 | Batteries | BA |  | S | 3.1 |  | 3.1 | 3.1 | 0 | N |  |  | N | IPP Non-CHP | 2 | X | MWH
Solar Photovoltaic.SUN | solar PV | TRUE | 60471 | Mt. Tom Solar, LLC | 60906 | Mt. Tom Solar Project Hybrid | MA | Hampden | PV1 | Solar Photovoltaic | PV |  | S | 4.5 |  | 4.5 | 4.5 |  | N |  |  | N | IPP Non-CHP | 2 | X | SUN
Solar Photovoltaic.SUN | solar PV | TRUE | 60541 | Ameresco Glendale Road Solar PV LLC | 60908 | Northampton Landfill Solar PV | MA | Hampshire | 62380 | Solar Photovoltaic | PV |  | S | 2.4 |  | 2.4 | 2.4 |  | N |  |  | N | IPP Non-CHP | 2 | X | SUN
Solar Photovoltaic.SUN | solar PV | TRUE | 60166 | Materials Innovation Recycling Authority | 60909 | Hartford Landfill Solar EGF | CT | Hartford | PV1 | Solar Photovoltaic | PV |  | S | 1 |  | 1 | 1 |  | N |  |  | N | IPP Non-CHP | 2 | X | SUN
Onshore Wind Turbine.WND | onshore wind | TRUE | 60567 | Green Energy Machine, LLC | 60911 | Green Energy Machine | IA | Cass | GRN | Onshore Wind Turbine | WT |  | S | 1.7 |  | 1.7 | 1.7 | 0 | N |  |  | N | IPP Non-CHP | 2 | X | WND
Solar Photovoltaic.SUN | solar PV | TRUE | 60571 | AEP Onsite Partners, LLC | 60912 | Cold River Road Solar | VT | Rutland | PV1 | Solar Photovoltaic | PV |  | S | 2.3 |  | 2.3 | 2.3 | 0 | N |  |  | N | IPP Non-CHP | 2 | X | SUN
Solar Photovoltaic.SUN | solar PV | TRUE | 60571 | AEP Onsite Partners, LLC | 60913 | Ohio Northern University Solar Site | OH | Hardin | PV1 | Solar Photovoltaic | PV |  | S | 2 |  | 1.7 | 1.7 |  | N |  |  | N | IPP Non-CHP | 2 | X | SUN
Solar Photovoltaic.SUN | solar PV | TRUE | 60571 | AEP Onsite Partners, LLC | 60913 | Ohio Northern University Solar Site | OH | Hardin | PV2 | Solar Photovoltaic | PV |  | S | 1 |  | 1 | 1 |  | N |  |  | N | IPP Non-CHP | 2 | X | SUN
Solar Photovoltaic.SUN | solar PV | TRUE | 60991 | Westmont Solar, LLC | 60914 | Westmont 300B | CA | Los Angeles | W5328 | Solar Photovoltaic | PV |  | S | 3 |  | 2.3 | 1.5 |  | N |  |  | N | IPP Non-CHP | 2 | X | SUN
Solar Photovoltaic.SUN | solar PV | TRUE | 58468 | Dominion Renewable Energy | 60915 | Correctional Solar LLC | VA | New Kent | PV1 | Solar Photovoltaic | PV |  | S | 20 |  | 20 | 20 |  | N |  |  | N | IPP Non-CHP | 2 | X | SUN
Solar Photovoltaic.SUN | solar PV | TRUE | 58468 | Dominion Renewable Energy | 60916 | Sussex Drive, LLC | VA | Sussex | PV1 | Solar Photovoltaic | PV |  | S | 20 |  | 20 | 20 |  | N |  |  | N | IPP Non-CHP | 2 | X | SUN
Solar Photovoltaic.SUN | solar PV | TRUE | 58468 | Dominion Renewable Energy | 60917 | Buckingham Solar LLC | VA | Buckingham | PV1 | Solar Photovoltaic | PV |  | S | 19.8 |  | 19.8 | 19.8 |  | N |  |  | N | IPP Non-CHP | 2 | X | SUN
Other Waste Biomass.OBG | biomass | TRUE | 60572 | AlsoEnergy | 60918 | Verwey-Hanford Dairy Digester #1 | CA | Kings | 00003 | Other Waste Biomass | IC |  | S | 1 | 1 | 1 | 1 | 0.1 | N |  |  | N | IPP Non-CHP | 2 | X | OBG
Solar Photovoltaic.SUN | solar PV | TRUE | 60573 | Oak Leaf Solar V LLC | 60919 | Shakopee Met Council WTP | MN | Scott | SHAK | Solar Photovoltaic | PV |  | S | 1.3 |  | 1.3 | 1.3 |  | N |  |  | N | IPP Non-CHP | 2 | X | SUN
Solar Photovoltaic.SUN | solar PV | TRUE | 61060 | Cypress Creek Renewables | 60920 | Viper Solar | NC | Cumberland | PV1 | Solar Photovoltaic | PV |  | S | 2 |  | 2 | 2 |  | N |  |  | N | IPP Non-CHP | 2 | X | SUN
Solar Photovoltaic.SUN | solar PV | TRUE | 61060 | Cypress Creek Renewables | 60921 | Scarlet Solar | NC | Lenoir | PV1 | Solar Photovoltaic | PV |  | S | 2 |  | 2 | 2 |  | N |  |  | N | IPP Non-CHP | 2 | X | SUN
Solar Photovoltaic.SUN | solar PV | TRUE | 61060 | Cypress Creek Renewables | 60922 | Ruskin Solar | NC | Wayne | PV1 | Solar Photovoltaic | PV |  | S | 2 |  | 2 | 2 |  | N |  |  | N | IPP Non-CHP | 2 | X | SUN
Solar Photovoltaic.SUN | solar PV | TRUE | 60571 | AEP Onsite Partners, LLC | 60923 | Clyde Solar Array | OH | Sandusky | PV1 | Solar Photovoltaic | PV |  | S | 2.8 |  | 2.8 | 0.7 |  | N |  |  | N | IPP Non-CHP | 2 | X | SUN
Solar Photovoltaic.SUN | solar PV | TRUE | 14289 | Ozarks Electric Coop Corp - (AR) | 60924 | Ozarks Natural Energy Community Solar | AR | Washington | GEN1 | Solar Photovoltaic | PV |  | W | 1 |  | 1 | 1 |  | N |  |  | N | Electric Utility | 1 | X | SUN
Natural Gas Fired Combined Cycle.NG | natural gas combined cycle | TRUE | 55937 | Entergy Texas Inc. | 60925 | Montgomery County | TX | Montgomery | 1A | Natural Gas Fired Combined Cycle | CT | PB01 | S | 250 | 0.85 | 250 | 250 |  | N |  |  | N | Electric Utility | 1 | X | NG
Natural Gas Fired Combined Cycle.NG | natural gas combined cycle | TRUE | 55937 | Entergy Texas Inc. | 60925 | Montgomery County | TX | Montgomery | 1B | Natural Gas Fired Combined Cycle | CT | PB01 | S | 250 | 0.85 | 250 | 250 |  | N |  |  | N | Electric Utility | 1 | X | NG
Natural Gas Fired Combined Cycle.NG | natural gas combined cycle | TRUE | 55937 | Entergy Texas Inc. | 60925 | Montgomery County | TX | Montgomery | 1C | Natural Gas Fired Combined Cycle | CA | PB01 | S | 500 | 0.85 | 500 | 500 |  | N |  |  | N | Electric Utility | 1 | X | NG
Natural Gas Fired Combined Cycle.NG | natural gas combined cycle | TRUE | 11241 | Entergy Louisiana LLC | 60926 | St. Charles Power Station (LA) | LA | St Charles | 1A | Natural Gas Fired Combined Cycle | CT | PB01 | S | 250 | 0.85 | 250 | 250 |  | N |  |  | N | Electric Utility | 1 | X | NG
Natural Gas Fired Combined Cycle.NG | natural gas combined cycle | TRUE | 11241 | Entergy Louisiana LLC | 60926 | St. Charles Power Station (LA) | LA | St Charles | 1B | Natural Gas Fired Combined Cycle | CT | PB01 | S | 250 | 0.85 | 250 | 250 |  | N |  |  | N | Electric Utility | 1 | X | NG
Natural Gas Fired Combined Cycle.NG | natural gas combined cycle | TRUE | 11241 | Entergy Louisiana LLC | 60926 | St. Charles Power Station (LA) | LA | St Charles | 1C | Natural Gas Fired Combined Cycle | CA | PB01 | S | 500 | 0.85 | 500 | 500 |  | N |  |  | N | Electric Utility | 1 | X | NG
Natural Gas Fired Combined Cycle.NG | natural gas combined cycle | TRUE | 11241 | Entergy Louisiana LLC | 60927 | Lake Charles Power | LA | Calcasieu | 1A | Natural Gas Fired Combined Cycle | CT | PB01 | S | 250 | 0.85 | 250 | 250 |  | N |  |  | N | Electric Utility | 1 | X | NG
Natural Gas Fired Combined Cycle.NG | natural gas combined cycle | TRUE | 11241 | Entergy Louisiana LLC | 60927 | Lake Charles Power | LA | Calcasieu | 1B | Natural Gas Fired Combined Cycle | CT | PB01 | S | 250 | 0.85 | 250 | 250 |  | N |  |  | N | Electric Utility | 1 | X | NG
Natural Gas Fired Combined Cycle.NG | natural gas combined cycle | TRUE | 11241 | Entergy Louisiana LLC | 60927 | Lake Charles Power | LA | Calcasieu | 1C | Natural Gas Fired Combined Cycle | CA | PB01 | S | 500 | 0.85 | 500 | 500 |  | N |  |  | N | Electric Utility | 1 | X | NG
Natural Gas Fired Combustion Turbine.NG | natural gas peaker | TRUE | 13478 | Entergy New Orleans, LLC | 60928 | New Orleans Power | LA | Orleans | 1 | Natural Gas Fired Combustion Turbine | GT |  | S | 250 | 0.8 | 129.7 | 129.7 | 18 | N |  |  | N | Electric Utility | 1 | X | NG
Solar Photovoltaic.SUN | solar PV | TRUE | 59462 | Heelstone Energy Holdings, LLC | 60929 | Red Oak Solar Farm, LLC | NC | Nash | RDOAK | Solar Photovoltaic | PV |  | S | 5 |  | 4.9 | 4.9 |  | N |  |  | N | IPP Non-CHP | 2 | X | SUN
Solar Photovoltaic.SUN | solar PV | TRUE | 61012 | AES Distributed Energy | 60930 | Dublin Solar I | GA | Laurens | DUBL1 | Solar Photovoltaic | PV |  | S | 4.1 |  | 4.1 | 4.1 |  | N |  |  | N | IPP Non-CHP | 2 | X | SUN
Onshore Wind Turbine.WND | onshore wind | TRUE | 60578 | CCC Hastings Renewable Energy, LLC | 60931 | CCC Hastings Wind Turbine | NE | Adams | WT1 | Onshore Wind Turbine | WT |  | S | 1.7 |  | 1.7 | 1.7 | 0.5 | N |  |  | N | IPP Non-CHP | 2 | X | WND
Onshore Wind Turbine.WND | onshore wind | TRUE | 60577 | Creston Ridge, LLC | 60932 | Creston Ridge Wind Farm | NE | Platte | WT1 | Onshore Wind Turbine | WT |  | S | 6.8 |  | 6.8 | 6.8 | 0.2 | N |  |  | N | IPP Non-CHP | 2 | X | WND
Natural Gas Internal Combustion Engine.NG | natural gas peaker | FALSE | 63953 | Hopewell Campus Owners LLC | 60933 | Hopewell Cogeneration NJ | NJ | Mercer | GEN1 | Natural Gas Internal Combustion Engine | IC |  | S | 2 | 0.8 | 2 | 2 | 1.5 | N |  |  | Y | Commercial CHP | 5 | T | NG
Natural Gas Internal Combustion Engine.NG | natural gas peaker | FALSE | 63953 | Hopewell Campus Owners LLC | 60933 | Hopewell Cogeneration NJ | NJ | Mercer | GEN2 | Natural Gas Internal Combustion Engine | IC |  | S | 2 | 0.8 | 2 | 2 | 1.5 | N |  |  | Y | Commercial CHP | 5 | T | NG
Solar Photovoltaic.SUN | solar PV | TRUE | 60520 | SoCore Energy LLC | 60935 | GRE Marshan Solar | MN | Dakota | PV1 | Solar Photovoltaic | PV |  | W | 1 |  | 1 | 1 |  | N |  |  | N | IPP Non-CHP | 2 | X | SUN
Solar Photovoltaic.SUN | solar PV | TRUE | 60520 | SoCore Energy LLC | 60936 | New Auburn DPC Solar | WI | Chippewa | PV1 | Solar Photovoltaic | PV |  | W | 2.5 |  | 2.5 | 2.5 |  | N |  |  | N | IPP Non-CHP | 2 | X | SUN
Solar Photovoltaic.SUN | solar PV | TRUE | 60587 | Antlia Community Solar | 60937 | Antlia Community Solar | MN | Pipestone | IACS1 | Solar Photovoltaic | PV |  | S | 1 |  | 0.9 | 0.9 |  | N |  |  | N | IPP Non-CHP | 2 | X | SUN
Solar Photovoltaic.SUN | solar PV | TRUE | 60587 | Antlia Community Solar | 60937 | Antlia Community Solar | MN | Pipestone | IACS2 | Solar Photovoltaic | PV |  | S | 1 |  | 0.9 | 0.9 |  | N |  |  | N | IPP Non-CHP | 2 | X | SUN
Solar Photovoltaic.SUN | solar PV | TRUE | 60588 | Aries Community Solar | 60938 | Aries Community Solar | MN | Dodge | AACS1 | Solar Photovoltaic | PV |  | S | 1 |  | 0.9 | 0.9 |  | N |  |  | N | IPP Non-CHP | 2 | X | SUN
Solar Photovoltaic.SUN | solar PV | TRUE | 60588 | Aries Community Solar | 60938 | Aries Community Solar | MN | Dodge | AACS2 | Solar Photovoltaic | PV |  | S | 1 |  | 0.9 | 0.9 |  | N |  |  | N | IPP Non-CHP | 2 | X | SUN
Solar Photovoltaic.SUN | solar PV | TRUE | 60588 | Aries Community Solar | 60938 | Aries Community Solar | MN | Dodge | AACS3 | Solar Photovoltaic | PV |  | S | 1 |  | 0.9 | 0.9 |  | N |  |  | N | IPP Non-CHP | 2 | X | SUN
Solar Photovoltaic.SUN | solar PV | TRUE | 60588 | Aries Community Solar | 60938 | Aries Community Solar | MN | Dodge | AACS4 | Solar Photovoltaic | PV |  | S | 1 |  | 0.9 | 0.9 |  | N |  |  | N | IPP Non-CHP | 2 | X | SUN
Solar Photovoltaic.SUN | solar PV | TRUE | 60589 | Centaurus Community Solar | 60939 | Centaurus Community Solar | MN | Chippewa | KCCS1 | Solar Photovoltaic | PV |  | S | 1 |  | 0.9 | 0.9 |  | N |  |  | N | IPP Non-CHP | 2 | X | SUN
Solar Photovoltaic.SUN | solar PV | TRUE | 60589 | Centaurus Community Solar | 60939 | Centaurus Community Solar | MN | Chippewa | KCCS2 | Solar Photovoltaic | PV |  | S | 1 |  | 0.9 | 0.9 |  | N |  |  | N | IPP Non-CHP | 2 | X | SUN
Solar Photovoltaic.SUN | solar PV | TRUE | 60590 | Gemini Community Solar | 60940 | Gemini Community Solar | MN | Washington | LGCS1 | Solar Photovoltaic | PV |  | S | 1 |  | 0.9 | 0.9 |  | N |  |  | N | IPP Non-CHP | 2 | X | SUN
Solar Photovoltaic.SUN | solar PV | TRUE | 60590 | Gemini Community Solar | 60940 | Gemini Community Solar | MN | Washington | LGCS2 | Solar Photovoltaic | PV |  | S | 1 |  | 0.9 | 0.9 |  | N |  |  | N | IPP Non-CHP | 2 | X | SUN
Solar Photovoltaic.SUN | solar PV | TRUE | 60590 | Gemini Community Solar | 60940 | Gemini Community Solar | MN | Washington | LGCS3 | Solar Photovoltaic | PV |  | S | 1 |  | 0.9 | 0.9 |  | N |  |  | N | IPP Non-CHP | 2 | X | SUN
Solar Photovoltaic.SUN | solar PV | TRUE | 60591 | Mapleton Community Solar | 60941 | Mapleton Community Solar | MN | Blue Earth | DMCS1 | Solar Photovoltaic | PV |  | S | 1 |  | 0.9 | 0.9 |  | N |  |  | N | IPP Non-CHP | 2 | X | SUN
Solar Photovoltaic.SUN | solar PV | TRUE | 60591 | Mapleton Community Solar | 60941 | Mapleton Community Solar | MN | Blue Earth | DMCS2 | Solar Photovoltaic | PV |  | S | 1 |  | 0.9 | 0.9 |  | N |  |  | N | IPP Non-CHP | 2 | X | SUN
Solar Photovoltaic.SUN | solar PV | TRUE | 60591 | Mapleton Community Solar | 60941 | Mapleton Community Solar | MN | Blue Earth | DMCS3 | Solar Photovoltaic | PV |  | S | 1 |  | 0.9 | 0.9 |  | N |  |  | N | IPP Non-CHP | 2 | X | SUN
Solar Photovoltaic.SUN | solar PV | TRUE | 60592 | Morgan Community Solar | 60942 | Morgan Community Solar | MN | Redwood | BMCS1 | Solar Photovoltaic | PV |  | S | 1 |  | 0.9 | 0.9 |  | N |  |  | N | IPP Non-CHP | 2 | X | SUN
Solar Photovoltaic.SUN | solar PV | TRUE | 60592 | Morgan Community Solar | 60942 | Morgan Community Solar | MN | Redwood | BMCS2 | Solar Photovoltaic | PV |  | S | 1 |  | 0.9 | 0.9 |  | N |  |  | N | IPP Non-CHP | 2 | X | SUN
Solar Photovoltaic.SUN | solar PV | TRUE | 60592 | Morgan Community Solar | 60942 | Morgan Community Solar | MN | Redwood | BMCS3 | Solar Photovoltaic | PV |  | S | 1 |  | 0.9 | 0.9 |  | N |  |  | N | IPP Non-CHP | 2 | X | SUN
Solar Photovoltaic.SUN | solar PV | TRUE | 60593 | Spica Community Solar | 60943 | Spica Community Solar | MN | Kandiyohi | MSCS1 | Solar Photovoltaic | PV |  | S | 1 |  | 0.9 | 0.9 |  | N |  |  | N | IPP Non-CHP | 2 | X | SUN
Solar Photovoltaic.SUN | solar PV | TRUE | 60593 | Spica Community Solar | 60943 | Spica Community Solar | MN | Kandiyohi | MSCS2 | Solar Photovoltaic | PV |  | S | 1 |  | 0.9 | 0.9 |  | N |  |  | N | IPP Non-CHP | 2 | X | SUN
Solar Photovoltaic.SUN | solar PV | TRUE | 60594 | Vega Community Solar | 60944 | Vega Community Solar | MN | Pope | NVCS1 | Solar Photovoltaic | PV |  | S | 1 |  | 0.9 | 0.9 |  | N |  |  | N | IPP Non-CHP | 2 | X | SUN
Solar Photovoltaic.SUN | solar PV | TRUE | 60594 | Vega Community Solar | 60944 | Vega Community Solar | MN | Pope | NVCS2 | Solar Photovoltaic | PV |  | S | 1 |  | 0.9 | 0.9 |  | N |  |  | N | IPP Non-CHP | 2 | X | SUN
Solar Photovoltaic.SUN | solar PV | TRUE | 60594 | Vega Community Solar | 60944 | Vega Community Solar | MN | Pope | NVCS3 | Solar Photovoltaic | PV |  | S | 1 |  | 0.9 | 0.9 |  | N |  |  | N | IPP Non-CHP | 2 | X | SUN
Solar Photovoltaic.SUN | solar PV | TRUE | 60594 | Vega Community Solar | 60944 | Vega Community Solar | MN | Pope | NVCS4 | Solar Photovoltaic | PV |  | S | 1 |  | 0.9 | 0.9 |  | N |  |  | N | IPP Non-CHP | 2 | X | SUN
Solar Photovoltaic.SUN | solar PV | TRUE | 60594 | Vega Community Solar | 60944 | Vega Community Solar | MN | Pope | NVCS5 | Solar Photovoltaic | PV |  | S | 1 |  | 0.9 | 0.9 |  | N |  |  | N | IPP Non-CHP | 2 | X | SUN
Solar Photovoltaic.SUN | solar PV | TRUE | 60595 | Spartan PV 1, LLC | 60945 | Spartan PV 1, LLC | MI | Ingham | PV1 | Solar Photovoltaic | PV |  | S | 10.5 |  | 10.5 | 10.5 |  | N |  |  | N | IPP Non-CHP | 2 | X | SUN
Solar Photovoltaic.SUN | solar PV | TRUE | 60639 | AEP Renewables | 60947 | Jacumba Solar Farm | CA | San Diego | Q644A | Solar Photovoltaic | PV |  | S | 20 |  | 20 | 20 |  | N |  |  | N | IPP Non-CHP | 2 | X | SUN
Solar Photovoltaic.SUN | solar PV | TRUE | 9417 | Interstate Power and Light Co | 60951 | West Dubuque Solar | IA | Dubuque | PV1 | Solar Photovoltaic | PV |  | S | 3.8 |  | 3.4 | 3.1 |  | N |  |  | N | Electric Utility | 1 | X | SUN
Solar Photovoltaic.SUN | solar PV | TRUE | 11208 | Los Angeles Department of Water & Power | 60953 | Owens Valley Solar Project 11 | CA | Inyo | W5381 | Solar Photovoltaic | PV |  | W | 1 |  | 1 | 1 |  | N |  |  | N | IPP Non-CHP | 2 | X | SUN
Solar Photovoltaic.SUN | solar PV | TRUE | 60520 | SoCore Energy LLC | 60954 | VEC Magee Hill Solar | VT | Chittenden | PV1 | Solar Photovoltaic | PV |  | W | 1.3 |  | 1.3 | 1.3 |  | N |  |  | N | IPP Non-CHP | 2 | X | SUN
Solar Photovoltaic.SUN | solar PV | TRUE | 60520 | SoCore Energy LLC | 60955 | Strawberry Point DPC Solar | IA | Clayton | PV1 | Solar Photovoltaic | PV |  | W | 1.3 |  | 1.3 | 1.3 |  | N |  |  | N | IPP Non-CHP | 2 | X | SUN
Solar Photovoltaic.SUN | solar PV | TRUE | 60520 | SoCore Energy LLC | 60956 | Westar Cities Solar | KS | Reno | PV1 | Solar Photovoltaic | PV |  | W | 1 |  | 1 | 1 |  | N |  |  | N | IPP Non-CHP | 2 | X | SUN
Solar Photovoltaic.SUN | solar PV | TRUE | 60520 | SoCore Energy LLC | 60957 | Sand Lake DPC Solar | WI | Polk | PV1 | Solar Photovoltaic | PV |  | W | 1 |  | 1 | 1 |  | N |  |  | N | IPP Non-CHP | 2 | X | SUN
Solar Photovoltaic.SUN | solar PV | TRUE | 60520 | SoCore Energy LLC | 60958 | Nesvold Watertown Solar | MN | Carver | PV1 | Solar Photovoltaic | PV |  | W | 1 |  | 1 | 1 |  | N |  |  | N | IPP Non-CHP | 2 | X | SUN
Solar Photovoltaic.SUN | solar PV | TRUE | 60520 | SoCore Energy LLC | 60958 | Nesvold Watertown Solar | MN | Carver | PV2 | Solar Photovoltaic | PV |  | W | 1 |  | 1 | 1 |  | N |  |  | N | IPP Non-CHP | 2 | X | SUN
Solar Photovoltaic.SUN | solar PV | TRUE | 60520 | SoCore Energy LLC | 60958 | Nesvold Watertown Solar | MN | Carver | PV3 | Solar Photovoltaic | PV |  | W | 1 |  | 1 | 1 |  | N |  |  | N | IPP Non-CHP | 2 | X | SUN
Solar Photovoltaic.SUN | solar PV | TRUE | 60520 | SoCore Energy LLC | 60958 | Nesvold Watertown Solar | MN | Carver | PV4 | Solar Photovoltaic | PV |  | W | 1 |  | 1 | 1 |  | N |  |  | N | IPP Non-CHP | 2 | X | SUN
Solar Photovoltaic.SUN | solar PV | TRUE | 60520 | SoCore Energy LLC | 60958 | Nesvold Watertown Solar | MN | Carver | PV5 | Solar Photovoltaic | PV |  | W | 1 |  | 1 | 1 |  | N |  |  | N | IPP Non-CHP | 2 | X | SUN
Batteries.MWH | battery storage | 0 | 58375 | Sterling Municipal Light Department | 60959 | Chocksett Rd Energy Storage Project | MA | Worcester | BA1 | Batteries | BA |  | S | 2 |  | 2 | 2 | 0 | N |  |  | N | Electric Utility | 1 | X | MWH
Other Waste Biomass.OBG | biomass | TRUE | 60396 | Constellation New Energy Inc. | 60960 | Hyperion Treatment Plant CHP Plant | CA | Los Angeles | CTG1 | Other Waste Biomass | GT |  | W | 11 | 0.9 | 10 | 10 | 8.8 | N |  |  | N | IPP Non-CHP | 2 | X | OBG | OBG
Other Waste Biomass.OBG | biomass | TRUE | 60396 | Constellation New Energy Inc. | 60960 | Hyperion Treatment Plant CHP Plant | CA | Los Angeles | CTG2 | Other Waste Biomass | GT |  | W | 11 | 0.9 | 10 | 10 | 8.8 | N |  |  | N | IPP Non-CHP | 2 | X | OBG | NG
Other Waste Biomass.OBG | biomass | TRUE | 60396 | Constellation New Energy Inc. | 60960 | Hyperion Treatment Plant CHP Plant | CA | Los Angeles | STG1 | Other Waste Biomass | GT |  | W | 11 | 0.9 | 2 | 2 | 1 | N |  |  | N | IPP Non-CHP | 2 | X | OBG | NG
Solar Photovoltaic.SUN | solar PV | TRUE | 60597 | Violet Solar, LLC | 60961 | Violet Solar | NC | Cabarrus | PV1 | Solar Photovoltaic | PV |  | S | 5 |  | 5 | 5 |  | N |  |  | N | IPP Non-CHP | 2 | X | SUN
Solar Photovoltaic.SUN | solar PV | TRUE | 63249 | Terraform Arcadia | 60962 | Red Maple Solar | MN | Le Sueur | PV1 | Solar Photovoltaic | PV |  | S | 1 |  | 1 | 1 |  | N |  |  | N | IPP Non-CHP | 2 | X | SUN
Solar Photovoltaic.SUN | solar PV | TRUE | 63249 | Terraform Arcadia | 60962 | Red Maple Solar | MN | Le Sueur | PV2 | Solar Photovoltaic | PV |  | S | 1 |  | 1 | 1 |  | N |  |  | N | IPP Non-CHP | 2 | X | SUN
Solar Photovoltaic.SUN | solar PV | TRUE | 63249 | Terraform Arcadia | 60962 | Red Maple Solar | MN | Le Sueur | PV3 | Solar Photovoltaic | PV |  | S | 1 |  | 1 | 1 |  | N |  |  | N | IPP Non-CHP | 2 | X | SUN
Solar Photovoltaic.SUN | solar PV | TRUE | 796 | Arizona Electric Pwr Coop Inc | 60964 | Apache Solar 1 | AZ | Cochise | AEPS1 | Solar Photovoltaic | PV |  | W | 20 |  | 20 | 20 |  | N |  |  | N | Electric Utility | 1 | X | SUN
Solar Photovoltaic.SUN | solar PV | TRUE | 59462 | Heelstone Energy Holdings, LLC | 60965 | Cotten Farm, LLC | NC | Lee | COT | Solar Photovoltaic | PV |  | S | 5 |  | 4.9 | 4.9 |  | N |  |  | N | IPP Non-CHP | 2 | X | SUN
Solar Photovoltaic.SUN | solar PV | TRUE | 63249 | Terraform Arcadia | 60966 | Lind Solar CSG | MN | Carver | S0222 | Solar Photovoltaic | PV |  | S | 4.9 |  | 4.9 | 4.2 |  | N |  |  | N | IPP Non-CHP | 2 | X | SUN
Solar Photovoltaic.SUN | solar PV | TRUE | 60584 | Onyx Asset Services Group | 60967 | Onyx - Lamphear Road CSG | NY | Oneida | 10016 | Solar Photovoltaic | PV |  | W | 2 |  | 2 | 2 |  | N |  |  | N | IPP Non-CHP | 2 | X | SUN
Solar Photovoltaic.SUN | solar PV | TRUE | 58468 | Dominion Renewable Energy | 60968 | Scott-II Solar LLC | VA | Powhatan | PV1 | Solar Photovoltaic | PV |  | S | 20 |  | 20 | 20 |  | N |  |  | N | IPP Non-CHP | 2 | X | SUN
Solar Photovoltaic.SUN | solar PV | TRUE | 60520 | SoCore Energy LLC | 60971 | Michael Solar | MN | Stearns | PV1 | Solar Photovoltaic | PV |  | W | 1 |  | 1 | 1 |  | N |  |  | N | IPP Non-CHP | 2 | X | SUN
Solar Photovoltaic.SUN | solar PV | TRUE | 60520 | SoCore Energy LLC | 60971 | Michael Solar | MN | Stearns | PV2 | Solar Photovoltaic | PV |  | W | 1 |  | 1 | 1 |  | N |  |  | N | IPP Non-CHP | 2 | X | SUN
Solar Photovoltaic.SUN | solar PV | TRUE | 60520 | SoCore Energy LLC | 60971 | Michael Solar | MN | Stearns | PV3 | Solar Photovoltaic | PV |  | W | 1 |  | 1 | 1 |  | N |  |  | N | IPP Non-CHP | 2 | X | SUN
Batteries.MWH | battery storage | 0 | 7294 | City of Glendale - (CA) | 60974 | Glendale Battery Energy Storage System | CA | Los Angeles | 2BESS | Batteries | BA |  | S | 2 |  | 2 | 2 |  | N |  |  | N | Electric Utility | 1 | X | MWH
Solar Photovoltaic.SUN | solar PV | TRUE | 60619 | Whitney Point Solar, LLC | 60975 | Whitney Point Solar | CA | Fresno | WS532 | Solar Photovoltaic | PV |  | S | 20 |  | 20 | 20 |  | N |  |  | N | IPP Non-CHP | 2 | X | SUN
Solar Photovoltaic.SUN | solar PV | TRUE | 60610 | OSLH, LLC | 60976 | OSLH, LLC | OR | Deschutes | PV1 | Solar Photovoltaic | PV |  | S | 9.9 |  | 9.9 | 9.9 |  | N |  |  | N | IPP Non-CHP | 2 | X | SUN
Solar Photovoltaic.SUN | solar PV | TRUE | 61944 | MN8 Energy LLC | 60978 | CSUF State College | CA | Orange | PV1 | Solar Photovoltaic | PV |  | W | 1 |  | 1 | 1 |  | N |  |  | N | IPP Non-CHP | 2 | X | SUN
Solar Photovoltaic.SUN | solar PV | TRUE | 61944 | MN8 Energy LLC | 60979 | CSUF Nutwood Solar | CA | Orange | PV1 | Solar Photovoltaic | PV |  | W | 1.9 |  | 1.9 | 1.9 |  | N |  |  | N | IPP Non-CHP | 2 | X | SUN
Solar Photovoltaic.SUN | solar PV | TRUE | 61060 | Cypress Creek Renewables | 60980 | ZV Solar 1 | NC | Robeson | PV1 | Solar Photovoltaic | PV |  | S | 5 |  | 5 | 5 |  | N |  |  | N | IPP Non-CHP | 2 | X | SUN
Solar Photovoltaic.SUN | solar PV | TRUE | 60614 | Westside Solar, LLC | 60981 | NextEra Westside PV | CA | Fresno | WS526 | Solar Photovoltaic | PV |  | S | 20 |  | 20 | 20 |  | N |  |  | N | IPP Non-CHP | 2 | X | SUN
Solar Photovoltaic.SUN | solar PV | TRUE | 64778 | Strata Manager, LLC | 60982 | Atkinson Farm Solar | NC | Duplin | 1 | Solar Photovoltaic | PV |  | W | 5 |  | 5 | 5 |  | N |  |  | N | IPP Non-CHP | 2 | X | SUN
Onshore Wind Turbine.WND | onshore wind | TRUE | 60617 | Buckthorn Wind Project, LLC | 60983 | Buckthorn Wind | TX | Erath | BWIND | Onshore Wind Turbine | WT |  | S | 100.5 |  | 100.5 | 100.5 | 3.8 | N |  |  | N | IPP Non-CHP | 2 | X | WND
Solar Photovoltaic.SUN | solar PV | TRUE | 60618 | Lindberg Field Solar 2, LLC | 60984 | Lindberg Field Solar 2 | CA | San Diego | PV1 | Solar Photovoltaic | PV |  | S | 1.9 |  | 1.9 | 1.9 |  | N |  |  | N | IPP Non-CHP | 2 | X | SUN
Solar Photovoltaic.SUN | solar PV | TRUE | 61012 | AES Distributed Energy | 60985 | Elizabethtown Solar | PA | Lancaster | ESPV | Solar Photovoltaic | PV |  | S | 2 |  | 2 | 2 |  | N |  |  | N | IPP Non-CHP | 2 | X | SUN
Solar Photovoltaic.SUN | solar PV | TRUE | 63249 | Terraform Arcadia | 60986 | AIS Solar Project | MA | Worcester | SO212 | Solar Photovoltaic | PV |  | S | 2.5 |  | 2.5 | 2.5 |  | N |  |  | N | IPP Non-CHP | 2 | X | SUN
Onshore Wind Turbine.WND | onshore wind | TRUE | 59359 | BHE Renewables, LLC | 60987 | Santa Rita Wind Energy | TX | Reagan | GEN1 | Onshore Wind Turbine | WT |  | S | 300 |  | 300 | 300 | 0 | N |  |  | N | IPP Non-CHP | 2 | X | WND
Solar Photovoltaic.SUN | solar PV | TRUE | 60636 | SolaireHolman 1, LLC | 60989 | SolaireHolman Solar Project | TX | Brewster | PV1 | Solar Photovoltaic | PV |  | S | 50 |  | 50 | 50 |  | N |  |  | N | IPP Non-CHP | 2 | X | SUN
Solar Photovoltaic.SUN | solar PV | TRUE | 60281 | Altus Power America Management, LLC | 60990 | Florence Solar W3-080, LLC | NJ | Burlington | PV1 | Solar Photovoltaic | PV |  | S | 7.9 |  | 7.9 | 7.9 |  | N |  |  | N | IPP Non-CHP | 2 | X | SUN
Onshore Wind Turbine.WND | onshore wind | TRUE | 60634 | AEM Wind LLC | 60991 | Sterling I Wind Farm | NM | Lea | STER1 | Onshore Wind Turbine | WT |  | S | 29.9 |  | 29.9 | 29.9 | 0 | N |  |  | N | IPP Non-CHP | 2 | X | WND
Solar Photovoltaic.SUN | solar PV | TRUE | 63249 | Terraform Arcadia | 60992 | Northern Cardinal Solar | NC | Halifax | NCARD | Solar Photovoltaic | PV |  | S | 2 |  | 2 | 2 |  | N |  |  | N | IPP Non-CHP | 2 | X | SUN
Solar Photovoltaic.SUN | solar PV | TRUE | 60611 | Darlington Solar, LLC | 60993 | Darlington Solar, LLC | SC | Darlington | PV1 | Solar Photovoltaic | PV |  | S | 10 |  | 10 | 10 |  | N |  |  | N | IPP Non-CHP | 2 | X | SUN
Solar Photovoltaic.SUN | solar PV | FALSE | 60281 | Altus Power America Management, LLC | 60994 | French's Landfill PV | NJ | Ocean | GEN1 | Solar Photovoltaic | PV |  | S | 5.1 |  | 5 | 5 |  | N |  |  | N | Commercial Non-CHP | 4 | X | SUN
Solar Photovoltaic.SUN | solar PV | TRUE | 16609 | San Diego Gas & Electric Co | 60995 | Ramona Solar Energy | CA | San Diego | 1 | Solar Photovoltaic | PV |  | S | 4.3 |  | 3.7 | 3.6 |  | N |  |  | N | Electric Utility | 1 | X | SUN
Batteries.MWH | battery storage | 0 | 56215 | RWE Renewables Americas, LLC | 60996 | Iron Horse Battery Storage Hybrid | AZ | Pima | BA1 | Batteries | BA |  | S | 10 |  | 10 | 10 | 0 | N |  |  | N | IPP Non-CHP | 2 | X | MWH
Solar Photovoltaic.SUN | solar PV | TRUE | 56215 | RWE Renewables Americas, LLC | 60996 | Iron Horse Battery Storage Hybrid | AZ | Pima | PV1 | Solar Photovoltaic | PV |  | S | 2 |  | 2 | 2 |  | N |  |  | N | IPP Non-CHP | 2 | X | SUN
Solar Photovoltaic.SUN | solar PV | TRUE | 58970 | Ecoplexus, Inc | 60997 | Everett PV1 | NC | Martin | EVRT1 | Solar Photovoltaic | PV |  | W | 10 |  | 10 | 10 |  | N |  |  | N | IPP Non-CHP | 2 | X | SUN
Solar Photovoltaic.SUN | solar PV | TRUE | 58970 | Ecoplexus, Inc | 60998 | Underwood PV2 | NC | Hertford | UNWD2 | Solar Photovoltaic | PV |  | W | 16 |  | 16 | 16 |  | N |  |  | N | IPP Non-CHP | 2 | X | SUN
Onshore Wind Turbine.WND | onshore wind | TRUE | 17650 | Southern Power Co | 60999 | Reading Wind Project | KS | Lyon | READW | Onshore Wind Turbine | WT |  | W | 200.1 |  | 200.1 | 200.1 | 3.4 | N |  |  | N | IPP Non-CHP | 2 | X | WND
Conventional Hydroelectric.WAT | hydro | FALSE | 55810 | Augusta Canal Authority | 61000 | King Mill | GA | Richmond | 1 | Conventional Hydroelectric | HY |  | S | 0.7 | 0.99 | 0.6 | 0.6 | 0.3 | N |  |  | N | Industrial Non-CHP | 6 | X | WAT
Conventional Hydroelectric.WAT | hydro | FALSE | 55810 | Augusta Canal Authority | 61000 | King Mill | GA | Richmond | 2 | Conventional Hydroelectric | HY |  | S | 1.5 | 0.99 | 1.4 | 1.4 | 0.3 | N |  |  | N | Industrial Non-CHP | 6 | X | WAT
Onshore Wind Turbine.WND | onshore wind | TRUE | 17650 | Southern Power Co | 61001 | Cactus Flats Wind Energy Project | TX | Concho | WT1 | Onshore Wind Turbine | WT |  | W | 148.4 |  | 148.4 | 148.4 | 3.4 | N |  |  | N | IPP Non-CHP | 2 | X | WND
Onshore Wind Turbine.WND | onshore wind | TRUE | 60621 | WED Portsmouth One, LLC | 61002 | WED Portsmouth One, LLC | RI | Newport | PORT1 | Onshore Wind Turbine | WT |  | S | 1.5 |  | 1.5 | 1.5 | 0.2 | N |  |  | N | IPP Non-CHP | 2 | X | WND
Solar Photovoltaic.SUN | solar PV | TRUE | 60643 | Artemis Solar LLC | 61003 | Musgrave East Solar Farm | NY | Cayuga | CMUSW | Solar Photovoltaic | PV |  | S | 2 |  | 2 | 2 |  | N |  |  | N | IPP Non-CHP | 2 | X | SUN
Onshore Wind Turbine.WND | onshore wind | FALSE | 60644 | OEE XXIV LLC | 61004 | Whirlpool Corporation - Ottawa Wind Farm | OH | Putnam | W1 | Onshore Wind Turbine | WT |  | J | 1.5 |  | 1.5 | 1.5 | 0.1 | N |  |  | N | Industrial Non-CHP | 6 | X | WND
Onshore Wind Turbine.WND | onshore wind | FALSE | 60645 | OEE XXIII LLC | 61005 | Whirlpool Corporation - Marion Wind Farm | OH | Marion | W1 | Onshore Wind Turbine | WT |  | J | 1.5 |  | 1.5 | 1.5 | 0.1 | N |  |  | N | Industrial Non-CHP | 6 | X | WND
Onshore Wind Turbine.WND | onshore wind | FALSE | 60645 | OEE XXIII LLC | 61005 | Whirlpool Corporation - Marion Wind Farm | OH | Marion | W2 | Onshore Wind Turbine | WT |  | J | 1.5 |  | 1.5 | 1.5 | 0.1 | N |  |  | N | Industrial Non-CHP | 6 | X | WND
Onshore Wind Turbine.WND | onshore wind | FALSE | 60645 | OEE XXIII LLC | 61005 | Whirlpool Corporation - Marion Wind Farm | OH | Marion | W3 | Onshore Wind Turbine | WT |  | J | 1.5 |  | 1.5 | 1.5 | 0.1 | N |  |  | N | Industrial Non-CHP | 6 | X | WND
Solar Photovoltaic.SUN | solar PV | TRUE | 60648 | SCDA Solar 1, LLC | 61006 | SCDA Solar 1 | CA | Sacramento | SCAIR | Solar Photovoltaic | PV |  | S | 7 |  | 7 | 7 |  | N |  |  | N | IPP Non-CHP | 2 | X | SUN
Solar Photovoltaic.SUN | solar PV | TRUE | 60649 | Redbrook Solar 1, LLC | 61007 | Redbrook Community Solar 1 | MA | Plymouth | REDBR | Solar Photovoltaic | PV |  | S | 4 |  | 4 | 4 |  | N |  |  | N | IPP Non-CHP | 2 | X | SUN
Solar Photovoltaic.SUN | solar PV | TRUE | 60650 | Brook Street Solar 1, LLC | 61008 | Brook Street Solar 1 CSG | MA | Plymouth | BROOK | Solar Photovoltaic | PV |  | S | 5 |  | 5 | 5 |  | N |  |  | N | IPP Non-CHP | 2 | X | SUN
Solar Photovoltaic.SUN | solar PV | TRUE | 60651 | Spring Street Solar 1, LLC | 61009 | Spring Street Solar 1 CSG | MA | Plymouth | SPRIN | Solar Photovoltaic | PV |  | S | 2 |  | 2 | 2 |  | N |  |  | N | IPP Non-CHP | 2 | X | SUN
Solar Photovoltaic.SUN | solar PV | TRUE | 60655 | Bullock Road Solar 1, LLC | 61010 | Bullock Road Solar 1 | MA | Bristol | BULLO | Solar Photovoltaic | PV |  | S | 1.9 |  | 1.9 | 1.9 |  | N |  |  | N | IPP Non-CHP | 2 | X | SUN
Solar Photovoltaic.SUN | solar PV | TRUE | 58468 | Dominion Renewable Energy | 61011 | Chestnut Solar | NC | Halifax | PV1 | Solar Photovoltaic | PV |  | S | 74.9 | 1 | 74.9 | 74.9 |  | N |  |  | N | IPP Non-CHP | 2 | X | SUN
Landfill Gas.LFG | natural gas peaker | TRUE | 54842 | WM Renewable Energy LLC | 61012 | Mill Seat Renewable Energy Facility | NY | Genesee | GEN1 | Landfill Gas | IC |  | W | 0.8 | 0.8 | 0.8 | 0.8 | 0.5 | N |  |  | N | IPP Non-CHP | 2 | X | LFG
Landfill Gas.LFG | natural gas peaker | TRUE | 54842 | WM Renewable Energy LLC | 61012 | Mill Seat Renewable Energy Facility | NY | Genesee | GEN2 | Landfill Gas | IC |  | W | 0.8 | 0.8 | 0.8 | 0.8 | 0.5 | N |  |  | N | IPP Non-CHP | 2 | X | LFG
Landfill Gas.LFG | natural gas peaker | TRUE | 54842 | WM Renewable Energy LLC | 61012 | Mill Seat Renewable Energy Facility | NY | Genesee | GEN3 | Landfill Gas | IC |  | W | 0.8 | 0.8 | 0.8 | 0.8 | 0.5 | N |  |  | N | IPP Non-CHP | 2 | X | LFG
Landfill Gas.LFG | natural gas peaker | TRUE | 54842 | WM Renewable Energy LLC | 61012 | Mill Seat Renewable Energy Facility | NY | Genesee | GEN4 | Landfill Gas | IC |  | W | 0.8 | 0.8 | 0.8 | 0.8 | 0.5 | N |  |  | N | IPP Non-CHP | 2 | X | LFG
Landfill Gas.LFG | natural gas peaker | TRUE | 54842 | WM Renewable Energy LLC | 61012 | Mill Seat Renewable Energy Facility | NY | Genesee | GEN5 | Landfill Gas | IC |  | W | 0.8 | 0.8 | 0.8 | 0.8 | 0.5 | N |  |  | N | IPP Non-CHP | 2 | X | LFG
Landfill Gas.LFG | natural gas peaker | TRUE | 54842 | WM Renewable Energy LLC | 61012 | Mill Seat Renewable Energy Facility | NY | Genesee | GEN6 | Landfill Gas | IC |  | W | 0.8 | 0.8 | 0.8 | 0.8 | 0.5 | N |  |  | N | IPP Non-CHP | 2 | X | LFG
Landfill Gas.LFG | natural gas peaker | TRUE | 54842 | WM Renewable Energy LLC | 61012 | Mill Seat Renewable Energy Facility | NY | Genesee | GEN7 | Landfill Gas | IC |  | W | 0.8 | 0.8 | 0.8 | 0.8 | 0.5 | N |  |  | N | IPP Non-CHP | 2 | X | LFG
Landfill Gas.LFG | natural gas peaker | TRUE | 54842 | WM Renewable Energy LLC | 61012 | Mill Seat Renewable Energy Facility | NY | Genesee | GEN8 | Landfill Gas | IC |  | W | 0.8 | 0.8 | 0.8 | 0.8 | 0.5 | N |  |  | N | IPP Non-CHP | 2 | X | LFG
Solar Photovoltaic.SUN | solar PV | TRUE | 61012 | AES Distributed Energy | 61013 | Marin Clean Energy Solar One | CA | Contra Costa | MCES1 | Solar Photovoltaic | PV |  | S | 10.5 |  | 10.5 | 10.5 |  | N |  |  | N | IPP Non-CHP | 2 | X | SUN
Solar Photovoltaic.SUN | solar PV | TRUE | 60643 | Artemis Solar LLC | 61015 | Musgrave West Solar Farm | NY | Cayuga | CMUSW | Solar Photovoltaic | PV |  | S | 2 |  | 2 | 2 |  | N |  |  | N | IPP Non-CHP | 2 | X | SUN
Solar Photovoltaic.SUN | solar PV | TRUE | 60652 | Stafford St Solar 1, LLC | 61016 | Stafford St Solar 1 CSG | MA | Worcester | STAF1 | Solar Photovoltaic | PV |  | S | 2 |  | 2 | 2 |  | N |  |  | N | IPP Non-CHP | 2 | X | SUN
Solar Photovoltaic.SUN | solar PV | TRUE | 60653 | Stafford St Solar 2, LLC | 61017 | Stafford St 2 Community Solar | MA | Worcester | STAF2 | Solar Photovoltaic | PV |  | S | 1.9 |  | 1.9 | 1.9 |  | N |  |  | N | IPP Non-CHP | 2 | X | SUN
Solar Photovoltaic.SUN | solar PV | TRUE | 60654 | Stafford St Solar 3, LLC | 61018 | Stafford St Solar 3 CSG | MA | Worcester | STAF3 | Solar Photovoltaic | PV |  | S | 1 |  | 1 | 1 |  | N |  |  | N | IPP Non-CHP | 2 | X | SUN
Solar Photovoltaic.SUN | solar PV | TRUE | 59462 | Heelstone Energy Holdings, LLC | 61019 | Siler 421 Farm, LLC | NC | Chatham | SILER | Solar Photovoltaic | PV |  | S | 5 |  | 4.9 | 4.9 |  | N |  |  | N | IPP Non-CHP | 2 | X | SUN
Solar Photovoltaic.SUN | solar PV | TRUE | 6452 | Florida Power & Light Co | 61020 | Indian River Solar Center | FL | Indian River | 1 | Solar Photovoltaic | PV |  | S | 74.5 |  | 74.5 | 74.5 |  | N |  |  | N | Electric Utility | 1 | X | SUN
Solar Photovoltaic.SUN | solar PV | TRUE | 6452 | Florida Power & Light Co | 61021 | Horizon Solar Energy Center | FL | Putnam | 1 | Solar Photovoltaic | PV |  | S | 74.5 |  | 74.5 | 74.5 |  | N |  |  | N | Electric Utility | 1 | X | SUN
Solar Photovoltaic.SUN | solar PV | TRUE | 6452 | Florida Power & Light Co | 61022 | Coral Farms Solar Energy Center | FL | Putnam | 1 | Solar Photovoltaic | PV |  | S | 74.5 |  | 74.5 | 74.5 |  | N |  |  | N | Electric Utility | 1 | X | SUN
Solar Photovoltaic.SUN | solar PV | TRUE | 19876 | Virginia Electric & Power Co | 61023 | Hollyfield | VA | King William | 1 | Solar Photovoltaic | PV |  | S | 17 |  | 6.8 |  |  | N |  |  | N | Electric Utility | 1 | X | SUN
Solar Photovoltaic.SUN | solar PV | TRUE | 6452 | Florida Power & Light Co | 61024 | Hammock Solar | FL | Hendry | 1 | Solar Photovoltaic | PV |  | S | 74.5 |  | 74.5 | 74.5 |  | N |  |  | N | Electric Utility | 1 | X | SUN
Petroleum Liquids.DFO | petroleum | FALSE | 60675 | Montefiore-Westchester Square | 61025 | Montefiore - Westchester Square | NY | Bronx | EGEN1 | Petroleum Liquids | IC |  | S | 1 | 0.8 | 1 | 1 | 0.1 | N |  |  | N | Commercial Non-CHP | 4 | X | DFO
Petroleum Liquids.DFO | petroleum | FALSE | 60676 | New York Presbyterian Hospital | 61026 | New York Presbyterian Hospital-168th St | NY | New York | CHNY1 | Petroleum Liquids | IC |  | S | 2 | 0.8 | 2 | 2 | 0.2 | N |  |  | N | Commercial Non-CHP | 4 | X | DFO
Petroleum Liquids.DFO | petroleum | FALSE | 60676 | New York Presbyterian Hospital | 61026 | New York Presbyterian Hospital-168th St | NY | New York | CHNY2 | Petroleum Liquids | IC |  | S | 2 | 0.8 | 2 | 2 | 0.2 | N |  |  | N | Commercial Non-CHP | 4 | X | DFO
Petroleum Liquids.DFO | petroleum | FALSE | 60676 | New York Presbyterian Hospital | 61026 | New York Presbyterian Hospital-168th St | NY | New York | GARG | Petroleum Liquids | IC |  | S | 0.1 | 0.8 | 0.1 | 0.1 | 0 | N |  |  | N | Commercial Non-CHP | 4 | X | DFO
Petroleum Liquids.DFO | petroleum | FALSE | 60676 | New York Presbyterian Hospital | 61026 | New York Presbyterian Hospital-168th St | NY | New York | MHB1 | Petroleum Liquids | IC |  | S | 2 | 0.8 | 2 | 2 | 0.2 | N |  |  | N | Commercial Non-CHP | 4 | X | DFO
Petroleum Liquids.DFO | petroleum | FALSE | 60676 | New York Presbyterian Hospital | 61026 | New York Presbyterian Hospital-168th St | NY | New York | MHB2 | Petroleum Liquids | IC |  | S | 1.4 | 0.8 | 1.4 | 1.4 | 0.1 | N |  |  | N | Commercial Non-CHP | 4 | X | DFO
Petroleum Liquids.DFO | petroleum | FALSE | 60676 | New York Presbyterian Hospital | 61026 | New York Presbyterian Hospital-168th St | NY | New York | MHB3 | Petroleum Liquids | IC |  | S | 1.4 | 0.8 | 1.4 | 1.4 | 0.1 | N |  |  | N | Commercial Non-CHP | 4 | X | DFO
Petroleum Liquids.DFO | petroleum | FALSE | 60676 | New York Presbyterian Hospital | 61026 | New York Presbyterian Hospital-168th St | NY | New York | MHB4 | Petroleum Liquids | IC |  | S | 1.5 | 0.8 | 1.5 | 1.5 | 0.2 | N |  |  | N | Commercial Non-CHP | 4 | X | DFO
Petroleum Liquids.DFO | petroleum | FALSE | 60676 | New York Presbyterian Hospital | 61026 | New York Presbyterian Hospital-168th St | NY | New York | MHB5 | Petroleum Liquids | IC |  | S | 1.5 | 0.8 | 1.5 | 1.5 | 0.2 | N |  |  | N | Commercial Non-CHP | 4 | X | DFO
Natural Gas Fired Combined Cycle.NG | natural gas combined cycle | TRUE | 60659 | Hickory Run Energy, LLC | 61028 | Hickory Run Energy Station | PA | Lawrence | CTG1 | Natural Gas Fired Combined Cycle | CT | HRES | S | 295 | 0.85 | 277 | 320.4 | 146 | N |  |  | N | IPP Non-CHP | 2 | X | NG
Natural Gas Fired Combined Cycle.NG | natural gas combined cycle | TRUE | 60659 | Hickory Run Energy, LLC | 61028 | Hickory Run Energy Station | PA | Lawrence | CTG2 | Natural Gas Fired Combined Cycle | CT | HRES | S | 295 | 0.85 | 277 | 320.2 | 146 | N |  |  | N | IPP Non-CHP | 2 | X | NG
Natural Gas Fired Combined Cycle.NG | natural gas combined cycle | TRUE | 60659 | Hickory Run Energy, LLC | 61028 | Hickory Run Energy Station | PA | Lawrence | STG1 | Natural Gas Fired Combined Cycle | CA | HRES | S | 443.7 | 0.85 | 425.3 | 436.3 | 195 | N |  |  | N | IPP Non-CHP | 2 | X | NG
Solar Photovoltaic.SUN | solar PV | TRUE | 6452 | Florida Power & Light Co | 61029 | Blue Cypress Solar Energy Center | FL | Indian River | 1 | Solar Photovoltaic | PV |  | S | 74.5 |  | 74.5 | 74.5 |  | N |  |  | N | Electric Utility | 1 | X | SUN
Solar Photovoltaic.SUN | solar PV | TRUE | 60669 | Laertes Solar LLC | 61030 | Harford Solar Farm | NY | Tompkins | CMUSW | Solar Photovoltaic | PV |  | S | 2 |  | 2 | 2 |  | N |  |  | N | IPP Non-CHP | 2 | X | SUN
Solar Photovoltaic.SUN | solar PV | TRUE | 60025 | Greenbacker Renewable Energy Corporation | 61031 | Floyd Road Solar Farm | NC | Northampton | PV1 | Solar Photovoltaic | PV |  | S | 5 |  | 5 | 5 |  | N |  |  | N | IPP Non-CHP | 2 | X | SUN
Onshore Wind Turbine.WND | onshore wind | TRUE | 63074 | Scout Clean Energy LLC | 61032 | Heart of Texas Wind Project | TX | McCulloch | HTX | Onshore Wind Turbine | WT |  | S | 180 |  | 180 | 180 | 180 | N |  |  | N | IPP Non-CHP | 2 | X | WND
Natural Gas Fired Combined Cycle.NG | natural gas combined cycle | TRUE | 60672 | Birdsboro Power LLC | 61035 | Birdsboro Power | PA | Berks | GEN1 | Natural Gas Fired Combined Cycle | CS |  | S | 525 | 0.85 | 485 | 485 | 90 | N |  |  | N | IPP Non-CHP | 2 | X | NG
Onshore Wind Turbine.WND | onshore wind | TRUE | 15399 | Avangrid Renewables LLC | 61039 | Deerfield Wind LLC | VT | Bennington | WT1 | Onshore Wind Turbine | WT |  | S | 30 |  | 30 | 30 | 0 | N |  |  | N | IPP Non-CHP | 2 | X | WND
Onshore Wind Turbine.WND | onshore wind | TRUE | 15399 | Avangrid Renewables LLC | 61040 | Twin Buttes II Wind | CO | Prowers | WT1 | Onshore Wind Turbine | WT |  | S | 75 |  | 75 | 75 | 0 | N |  |  | N | IPP Non-CHP | 2 | X | WND
Onshore Wind Turbine.WND | onshore wind | TRUE | 15399 | Avangrid Renewables LLC | 61041 | Roaring Brook, LLC | NY | Lewis | WT1 | Onshore Wind Turbine | WT |  | S | 79.7 |  | 79.7 | 79.7 | 0 | N |  |  | N | IPP Non-CHP | 2 | X | WND
Solar Photovoltaic.SUN | solar PV | TRUE | 60571 | AEP Onsite Partners, LLC | 61042 | Canandaigua Westbrook Solar Array | NY | Ontario | PV1 | Solar Photovoltaic | PV |  | S | 1.3 |  | 1.3 | 1.3 |  | N |  |  | N | IPP Non-CHP | 2 | X | SUN
Solar Photovoltaic.SUN | solar PV | TRUE | 60571 | AEP Onsite Partners, LLC | 61043 | Canandaigua Solar Array | NY | Ontario | PV1 | Solar Photovoltaic | PV |  | S | 2 |  | 2 | 2 |  | N |  |  | N | IPP Non-CHP | 2 | X | SUN
Onshore Wind Turbine.WND | onshore wind | TRUE | 15399 | Avangrid Renewables LLC | 61044 | La Joya NM | NM | Torrance | LAJ1 | Onshore Wind Turbine | WT |  | S | 165 |  | 165 | 165 | 0 | N |  |  | N | IPP Non-CHP | 2 | X | WND
Onshore Wind Turbine.WND | onshore wind | TRUE | 15399 | Avangrid Renewables LLC | 61044 | La Joya NM | NM | Torrance | LAJ2 | Onshore Wind Turbine | WT |  | S | 141.2 |  | 141.2 | 141.2 | 0 | N |  |  | N | IPP Non-CHP | 2 | X | WND
Onshore Wind Turbine.WND | onshore wind | TRUE | 63897 | Tatanka Ridge LLC | 61046 | Tatanka Ridge | SD | Deuel | WT1 | Onshore Wind Turbine | WT |  | S | 154 |  | 154 | 154 | 0 | N |  |  | N | IPP Non-CHP | 2 | X | WND
Onshore Wind Turbine.WND | onshore wind | TRUE | 63083 | Coyote Ridge LLC | 61047 | Coyote Ridge | SD | Brookings | WT1 | Onshore Wind Turbine | WT |  | S | 97.4 |  | 97.4 | 97.4 | 0 | N |  |  | N | IPP Non-CHP | 2 | X | WND
Solar Photovoltaic.SUN | solar PV | TRUE | 15399 | Avangrid Renewables LLC | 61048 | Solar Star Oregon II | OR | Crook | PV1 | Solar Photovoltaic | PV |  | S | 56.3 |  | 56 | 56 |  | N |  |  | N | IPP Non-CHP | 2 | X | SUN
Solar Photovoltaic.SUN | solar PV | TRUE | 6452 | Florida Power & Light Co | 61050 | Wildflower Solar Energy Center | FL | Desoto | 1 | Solar Photovoltaic | PV |  | S | 74.5 |  | 74.5 | 74.5 |  | N |  |  | N | Electric Utility | 1 | X | SUN
Solar Photovoltaic.SUN | solar PV | TRUE | 6452 | Florida Power & Light Co | 61051 | Barefoot Bay Solar Energy Center | FL | Brevard | 1 | Solar Photovoltaic | PV |  | S | 74.5 |  | 74.5 | 74.5 |  | N |  |  | N | Electric Utility | 1 | X | SUN
Solar Photovoltaic.SUN | solar PV | TRUE | 6452 | Florida Power & Light Co | 61052 | Loggerhead Solar Energy Center | FL | St Lucie | 1 | Solar Photovoltaic | PV |  | S | 74.5 |  | 74.5 | 74.5 |  | N |  |  | N | Electric Utility | 1 | X | SUN
Solar Photovoltaic.SUN | solar PV | TRUE | 9234 | Indiana Municipal Power Agency | 61053 | Greenfield Solar Park | IN | Hancock | SGREE | Solar Photovoltaic | PV |  | W | 2.8 |  | 2.8 | 2.2 |  | N |  |  | N | Electric Utility | 1 | X | SUN
Solar Photovoltaic.SUN | solar PV | TRUE | 9234 | Indiana Municipal Power Agency | 61054 | IMPA Anderson Solar Park 2 | IN | Madison | SAND2 | Solar Photovoltaic | PV |  | J | 8.1 |  | 8.1 | 6.5 |  | N |  |  | N | Electric Utility | 1 | X | SUN
Solar Photovoltaic.SUN | solar PV | TRUE | 60370 | DG AMP Solar, LLC | 61055 | DG AMP Solar Front Royal | VA | Warren | AMPFR | Solar Photovoltaic | PV |  | S | 2.5 |  | 2.5 | 2.5 |  | N |  |  |  | IPP Non-CHP | 2 | X | SUN
Onshore Wind Turbine.WND | onshore wind | TRUE | 61275 | Seward Wind LLC | 61056 | Seward Wind Farm | NE | Seward | T1 | Onshore Wind Turbine | WT |  | S | 1.7 |  | 1.7 | 1.7 | 1.7 | N |  |  | N | IPP Non-CHP | 2 | X | WND
Solar Photovoltaic.SUN | solar PV | TRUE | 62759 | National Grid Renewables | 61058 | Kramer Solar CSG | MN | Renville | 0000B | Solar Photovoltaic | PV |  | W | 1 |  | 1 | 1 |  | N |  |  | N | IPP Non-CHP | 2 | X | SUN
Solar Photovoltaic.SUN | solar PV | TRUE | 62759 | National Grid Renewables | 61058 | Kramer Solar CSG | MN | Renville | KRAM2 | Solar Photovoltaic | PV |  | W | 1 |  | 1 | 1 |  | N |  |  | N | IPP Non-CHP | 2 | X | SUN
Solar Photovoltaic.SUN | solar PV | TRUE | 62759 | National Grid Renewables | 61058 | Kramer Solar CSG | MN | Renville | KRAM3 | Solar Photovoltaic | PV |  | W | 1 |  | 1 | 1 |  | N |  |  | N | IPP Non-CHP | 2 | X | SUN
Solar Photovoltaic.SUN | solar PV | TRUE | 62033 | NRG MN Community LLC | 61059 | Novel OYA of Osakis CSG | MN | Douglas | 0000G | Solar Photovoltaic | PV |  | W | 5 |  | 5 | 5 |  | N |  |  | N | IPP Non-CHP | 2 | X | SUN
Solar Photovoltaic.SUN | solar PV | TRUE | 62033 | NRG MN Community LLC | 61060 | Novel - OYA of Mapleton CSG | MN | Blue Earth | 0000I | Solar Photovoltaic | PV |  | W | 3.5 |  | 3.5 | 3.5 |  | N |  |  | N | IPP Non-CHP | 2 | X | SUN
Onshore Wind Turbine.WND | onshore wind | TRUE | 60690 | Foundation CA Fund VIII Manager, LLC | 61066 | Foundation CDCR LAC | CA | Los Angeles | WTG1 | Onshore Wind Turbine | WT |  | S | 1.9 |  | 1.9 | 1.9 | 0.1 | N |  |  | N | IPP Non-CHP | 2 | X | WND
Onshore Wind Turbine.WND | onshore wind | TRUE | 60690 | Foundation CA Fund VIII Manager, LLC | 61067 | Foundation Scheid Vineyards | CA | Monterey | WTG1 | Onshore Wind Turbine | WT |  | S | 1.9 |  | 1.9 | 1.9 | 0.1 | N |  |  | N | IPP Non-CHP | 2 | X | WND
Solar Photovoltaic.SUN | solar PV | TRUE | 61012 | AES Distributed Energy | 61068 | AES Lawai Solar Hybrid | HI | Kauai | LAWA1 | Solar Photovoltaic | PV |  | S | 20 |  | 20 | 20 | 0 | N |  |  | N | IPP Non-CHP | 2 | X | SUN
Batteries.MWH | battery storage | 0 | 61012 | AES Distributed Energy | 61068 | AES Lawai Solar Hybrid | HI | Kauai | LAWA2 | Batteries | BA |  | S | 20 |  | 20 | 20 | 20 | N |  |  | N | IPP Non-CHP | 2 | X | MWH
Solar Photovoltaic.SUN | solar PV | TRUE | 60692 | Ameresco BWC Wading River LLC | 61069 | BWC Wading River One, Two, Three CSG | MA | Worcester | 62381 | Solar Photovoltaic | PV |  | S | 3 |  | 3 | 3 |  | N |  |  | N | IPP Non-CHP | 2 | X | SUN
Onshore Wind Turbine.WND | onshore wind | TRUE | 11479 | Madison Gas & Electric Co | 61070 | Saratoga Wind Farm | IA | Howard | SWE | Onshore Wind Turbine | WT |  | S | 66 | 0.95 | 66 | 66 | 0 | N |  |  | N | Electric Utility | 1 | X | WND
Solar Photovoltaic.SUN | solar PV | TRUE | 60496 | Adapture Renewables, Inc. | 61072 | Lemond Solar | MN | Steele | LEMND | Solar Photovoltaic | PV |  | S | 5 |  | 5 | 5 |  | N |  |  | N | IPP Non-CHP | 2 | X | SUN
Solar Photovoltaic.SUN | solar PV | TRUE | 56990 | NJR Clean Energy Ventures Corporation | 61073 | Pemberton Road I | NJ | Burlington | PEMB1 | Solar Photovoltaic | PV |  | W | 8.8 |  | 8.8 | 8.8 |  | N |  |  | N | IPP Non-CHP | 2 | X | SUN
Solar Photovoltaic.SUN | solar PV | TRUE | 56990 | NJR Clean Energy Ventures Corporation | 61074 | Pemberton Road II | NJ | Burlington | PEMB2 | Solar Photovoltaic | PV |  | W | 8.8 |  | 8.8 | 8.8 |  | N |  |  | N | IPP Non-CHP | 2 | X | SUN
Onshore Wind Turbine.WND | onshore wind | TRUE | 12341 | MidAmerican Energy Co | 61077 | Orient Wind Farm | IA | Adair | 1 | Onshore Wind Turbine | WT |  | S | 102 |  | 100 | 100 | 0.1 | N |  |  | N | Electric Utility | 1 | X | WND
Onshore Wind Turbine.WND | onshore wind | TRUE | 12341 | MidAmerican Energy Co | 61077 | Orient Wind Farm | IA | Adair | 2 | Onshore Wind Turbine | WT |  | S | 398.8 |  | 400 | 400 | 0.1 | N |  |  | N | Electric Utility | 1 | X | WND
Onshore Wind Turbine.WND | onshore wind | TRUE | 12341 | MidAmerican Energy Co | 61079 | Beaver Creek Wind | IA | Boone | 1 | Onshore Wind Turbine | WT |  | S | 170 |  | 170 | 170 | 0.1 | N |  |  | N | Electric Utility | 1 | X | WND
Onshore Wind Turbine.WND | onshore wind | TRUE | 12341 | MidAmerican Energy Co | 61079 | Beaver Creek Wind | IA | Boone | GT1 | Onshore Wind Turbine | WT |  | S | 170 |  | 170 | 170 | 0.1 | N |  |  | N | Electric Utility | 1 | X | WND
Natural Gas Internal Combustion Engine.NG | natural gas peaker | TRUE | 18445 | City of Tallahassee - (FL) | 61080 | Sub 12 | FL | Leon | IC1 | Natural Gas Internal Combustion Engine | IC |  | S | 9.3 | 0.8 | 9.2 | 9.2 | 3.8 | N |  |  | N | Electric Utility | 1 | X | NG
Natural Gas Internal Combustion Engine.NG | natural gas peaker | TRUE | 18445 | City of Tallahassee - (FL) | 61080 | Sub 12 | FL | Leon | IC2 | Natural Gas Internal Combustion Engine | IC |  | S | 9.3 | 0.8 | 9.2 | 9.2 | 3.8 | N |  |  | N | Electric Utility | 1 | X | NG
Solar Photovoltaic.SUN | solar PV | TRUE | 57222 | Liberty Utilities (CalPeco Electric) LLC | 61084 | Luning Energy | NV | Mineral | LNING | Solar Photovoltaic | PV |  | S | 50 |  | 50 | 50 |  | N |  |  | N | Electric Utility | 1 | X | SUN
Solar Photovoltaic.SUN | solar PV | TRUE | 64778 | Strata Manager, LLC | 61085 | Stone Solar | NC | Robeson | 1 | Solar Photovoltaic | PV |  | W | 5 |  | 5 | 5 |  | N |  |  | N | IPP Non-CHP | 2 | X | SUN
Solar Photovoltaic.SUN | solar PV | TRUE | 64778 | Strata Manager, LLC | 61086 | Tripple State Farm | NC | Iredell | 1 | Solar Photovoltaic | PV |  | W | 5 |  | 5 | 5 |  | N |  |  | N | IPP Non-CHP | 2 | X | SUN
Solar Photovoltaic.SUN | solar PV | TRUE | 64778 | Strata Manager, LLC | 61087 | Wadesboro Farm 1 | NC | Anson | 1 | Solar Photovoltaic | PV |  | W | 5 |  | 5 | 5 |  | N |  |  | N | IPP Non-CHP | 2 | X | SUN
Solar Photovoltaic.SUN | solar PV | TRUE | 64778 | Strata Manager, LLC | 61088 | Delco Farm | NC | Columbus | 1 | Solar Photovoltaic | PV |  | W | 5 |  | 5 | 5 |  | N |  |  | N | IPP Non-CHP | 2 | X | SUN
Solar Photovoltaic.SUN | solar PV | TRUE | 64778 | Strata Manager, LLC | 61089 | Fisher Solar Farm - NC | NC | Stanly | 1 | Solar Photovoltaic | PV |  | W | 5 |  | 5 | 5 |  | N |  |  | N | IPP Non-CHP | 2 | X | SUN
Solar Photovoltaic.SUN | solar PV | TRUE | 64778 | Strata Manager, LLC | 61090 | Kinston Davis Farm | NC | Lenoir | 1 | Solar Photovoltaic | PV |  | W | 5 |  | 5 | 5 |  | N |  |  | N | IPP Non-CHP | 2 | X | SUN
Solar Photovoltaic.SUN | solar PV | TRUE | 64778 | Strata Manager, LLC | 61091 | Laurinburg Farm | NC | Scotland | 1 | Solar Photovoltaic | PV |  | W | 5 |  | 5 | 5 |  | N |  |  | N | IPP Non-CHP | 2 | X | SUN
Solar Photovoltaic.SUN | solar PV | TRUE | 58822 | MC Power Companies Inc | 61092 | Independence Solar Farm | MO | Jackson | IPL1 | Solar Photovoltaic | PV |  | W | 3 |  | 3 | 3 |  | N |  |  | N | IPP Non-CHP | 2 | X | SUN
Solar Photovoltaic.SUN | solar PV | TRUE | 64778 | Strata Manager, LLC | 61093 | Mills Anson Farm | NC | Anson | 1 | Solar Photovoltaic | PV |  | W | 5 |  | 5 | 5 |  | N |  |  | N | IPP Non-CHP | 2 | X | SUN
Solar Photovoltaic.SUN | solar PV | TRUE | 64778 | Strata Manager, LLC | 61094 | Old Wire Farm | NC | Scotland | 1 | Solar Photovoltaic | PV |  | W | 5 |  | 5 | 5 |  | N |  |  | N | IPP Non-CHP | 2 | X | SUN
Solar Photovoltaic.SUN | solar PV | TRUE | 64778 | Strata Manager, LLC | 61095 | Railroad Farm 2 | NC | Robeson | 1 | Solar Photovoltaic | PV |  | W | 5 |  | 5 | 5 |  | N |  |  | N | IPP Non-CHP | 2 | X | SUN
Solar Photovoltaic.SUN | solar PV | TRUE | 64778 | Strata Manager, LLC | 61096 | Sampson Solar | NC | Sampson | 1 | Solar Photovoltaic | PV |  | W | 2 |  | 2 | 2 |  | N |  |  | N | IPP Non-CHP | 2 | X | SUN
Solar Photovoltaic.SUN | solar PV | TRUE | 60710 | Marie's Way Solar I, LLC | 61097 | Syncarpha Freetown | MA | Bristol | SYNFR | Solar Photovoltaic | PV |  | S | 3.9 |  | 3.9 | 3.9 |  | N |  |  | N | IPP Non-CHP | 2 | X | SUN
Batteries.MWH | battery storage | 0 | 56769 | Consolidated Edison Development Inc. | 61098 | Battle Mountain Solar Project | NV | Humboldt | BMBS | Batteries | BA |  | S | 25 |  | 25 | 25 | 0 | N |  |  | N | IPP Non-CHP | 2 | X | MWH
Solar Photovoltaic.SUN | solar PV | TRUE | 56769 | Consolidated Edison Development Inc. | 61098 | Battle Mountain Solar Project | NV | Humboldt | BMSP | Solar Photovoltaic | PV |  | S | 101 |  | 101 | 101 |  | N |  |  | N | IPP Non-CHP | 2 | X | SUN
Solar Photovoltaic.SUN | solar PV | TRUE | 60712 | South Maui Renewable Resources LLC | 61099 | Kihei Solar Farm | HI | Maui | KIHEI | Solar Photovoltaic | PV |  | S | 2.9 |  | 2.9 | 2.9 |  | N |  |  | N | IPP Non-CHP | 2 | X | SUN
Onshore Wind Turbine.WND | onshore wind | TRUE | 60714 | Burke Wind LLC | 61100 | Burke Wind, LLC | ND | Burke | GE23 | Onshore Wind Turbine | WT |  | S | 199.4 |  | 199.4 | 199.4 | 0 | N |  |  | N | IPP Non-CHP | 2 | X | WND
Solar Photovoltaic.SUN | solar PV | TRUE | 60713 | Ku'ia Solar LLC | 61101 | Ku'ia Solar | HI | Maui | KUIA | Solar Photovoltaic | PV |  | S | 2.9 |  | 2.9 | 2.9 |  | N |  |  | N | IPP Non-CHP | 2 | X | SUN
Solar Photovoltaic.SUN | solar PV | TRUE | 60947 | Tesla Inc. | 61104 | Pima Community College - East Campus | AZ | Pima | PV1 | Solar Photovoltaic | PV |  | S | 1.3 |  | 1.3 | 1.3 |  | N |  |  | N | IPP Non-CHP | 2 | X | SUN
Onshore Wind Turbine.WND | onshore wind | TRUE | 5109 | DTE Electric Company | 61106 | Pine River Wind Park | MI | Isabella | 1 | Onshore Wind Turbine | WT |  | S | 161.3 |  | 161.3 | 161.3 | 0.6 | N |  |  | N | Electric Utility | 1 | X | WND
Batteries.MWH | battery storage | 0 | 60336 | SDGE Batteries | 61107 | Vanadium Redox Flow Battery Plant | CA | San Diego | VRF | Batteries | BA |  | W | 2 |  | 2 | 2 | 0.1 | N |  |  | N | Electric Utility | 1 | X | MWH
Solar Photovoltaic.SUN | solar PV | TRUE | 61012 | AES Distributed Energy | 61115 | Manteca Land PV | CA | San Joaquin | MANT1 | Solar Photovoltaic | PV |  | S | 1 |  | 1 | 1 |  | N |  |  | N | IPP Non-CHP | 2 | X | SUN
Solar Photovoltaic.SUN | solar PV | TRUE | 61012 | AES Distributed Energy | 61116 | Delano Land 1 | CA | Kern | DELA1 | Solar Photovoltaic | PV |  | S | 1 |  | 1 | 1 |  | N |  |  | N | IPP Non-CHP | 2 | X | SUN
Solar Photovoltaic.SUN | solar PV | TRUE | 61012 | AES Distributed Energy | 61117 | Bakersfield PV 1 | CA | Kern | BAKE1 | Solar Photovoltaic | PV |  | S | 5.3 |  | 5.3 | 5.3 |  | N |  |  | N | IPP Non-CHP | 2 | X | SUN
Solar Photovoltaic.SUN | solar PV | TRUE | 61012 | AES Distributed Energy | 61118 | Bakersfield Industrial PV 1 | CA | Kern | BIND1 | Solar Photovoltaic | PV |  | S | 1 |  | 1 | 1 |  | N |  |  | N | IPP Non-CHP | 2 | X | SUN
Solar Photovoltaic.SUN | solar PV | TRUE | 60731 | Quichapa 1 LLC | 61119 | Quichapa 1 | UT | Iron | W5519 | Solar Photovoltaic | PV |  | S | 3 |  | 3 | 2.7 |  | N |  |  | N | IPP Non-CHP | 2 | X | SUN
Solar Photovoltaic.SUN | solar PV | TRUE | 60732 | Quichapa 2 LLC | 61120 | Quichapa 2 | UT | Iron | W5520 | Solar Photovoltaic | PV |  | S | 3 |  | 3 | 2.7 |  | N |  |  | N | IPP Non-CHP | 2 | X | SUN
Solar Photovoltaic.SUN | solar PV | TRUE | 60733 | Quichapa 3 LLC | 61121 | Quichapa 3 | UT | Iron | W5521 | Solar Photovoltaic | PV |  | S | 3 |  | 3 | 2.7 |  | N |  |  | N | IPP Non-CHP | 2 | X | SUN
Solar Photovoltaic.SUN | solar PV | TRUE | 60734 | Elizabeth Mines Solar 1, LLC | 61124 | Elizabeth Mines Solar 1 | VT | Orange | EMS1 | Solar Photovoltaic | PV |  | S | 5 |  | 5 | 5 |  | N |  |  | N | IPP Non-CHP | 2 | X | SUN
Solar Photovoltaic.SUN | solar PV | TRUE | 27316 | Town of Stowe- (VT) | 61125 | Nebraska Valley Solar Farm | VT | Lamoille | NVSF | Solar Photovoltaic | PV |  | S | 1 |  | 1 | 1 |  | N |  |  | N | Electric Utility | 1 | X | SUN
Solar Photovoltaic.SUN | solar PV | TRUE | 63026 | Oppidum Renewables USA, LLC | 61126 | Bedford Solar | VA | Bedford | 12346 | Solar Photovoltaic | PV |  | S | 3 |  | 3 | 3 |  | N |  |  | N | IPP Non-CHP | 2 | X | SUN
Solar Photovoltaic.SUN | solar PV | TRUE | 63026 | Oppidum Renewables USA, LLC | 61127 | Gamble Solar | NC | Rutherford | 12348 | Solar Photovoltaic | PV |  | S | 3 |  | 3 | 3 | 3 | N |  |  | N | IPP Non-CHP | 2 | X | SUN
Solar Photovoltaic.SUN | solar PV | TRUE | 63026 | Oppidum Renewables USA, LLC | 61128 | Salisbury Solar | NC | Rowan | 12349 | Solar Photovoltaic | PV |  | S | 3.8 |  | 3.8 | 3.8 |  | N |  |  | N | IPP Non-CHP | 2 | X | SUN
Solar Photovoltaic.SUN | solar PV | TRUE | 63026 | Oppidum Renewables USA, LLC | 61129 | Wadesboro Solar | NC | Anson | 12347 | Solar Photovoltaic | PV |  | S | 5 |  | 5 | 5 |  | N |  |  | N | IPP Non-CHP | 2 | X | SUN
Solar Photovoltaic.SUN | solar PV | TRUE | 63026 | Oppidum Renewables USA, LLC | 61131 | Tolson Solar | NC | Edgecombe | 12345 | Solar Photovoltaic | PV |  | S | 3 |  | 3 | 3 |  | N |  |  | N | IPP Non-CHP | 2 | X | SUN
Solar Photovoltaic.SUN | solar PV | TRUE | 60025 | Greenbacker Renewable Energy Corporation | 61134 | Phelps 158 Solar Farm | NC | Northampton | 15800 | Solar Photovoltaic | PV |  | S | 5 |  | 5 | 5 |  | N |  |  | N | IPP Non-CHP | 2 | X | SUN
Solar Photovoltaic.SUN | solar PV | TRUE | 58822 | MC Power Companies Inc | 61135 | Lebanon Solar Farm (MO) | MO | Laclede | LSF1 | Solar Photovoltaic | PV |  | W | 2.5 |  | 2.5 | 2.5 |  | N |  |  | N | IPP Non-CHP | 2 | X | SUN
Solar Photovoltaic.SUN | solar PV | TRUE | 60904 | ETCAP NES CS MN 06 LLC | 61138 | Armstrong Solar | MN | Pope | 0000A | Solar Photovoltaic | PV |  | S | 3 |  | 3 | 3 |  | N |  |  | N | IPP Non-CHP | 2 | X | SUN
Solar Photovoltaic.SUN | solar PV | TRUE | 62759 | National Grid Renewables | 61139 | Marmas Solar CSG | MN | Sherburne | MARM2 | Solar Photovoltaic | PV |  | W | 1 |  | 1 | 1 |  | N |  |  | N | IPP Non-CHP | 2 | X | SUN
Solar Photovoltaic.SUN | solar PV | TRUE | 62759 | National Grid Renewables | 61139 | Marmas Solar CSG | MN | Sherburne | MARM3 | Solar Photovoltaic | PV |  | W | 1 |  | 1 | 1 |  | N |  |  | N | IPP Non-CHP | 2 | X | SUN
Solar Photovoltaic.SUN | solar PV | TRUE | 62759 | National Grid Renewables | 61139 | Marmas Solar CSG | MN | Sherburne | MARM4 | Solar Photovoltaic | PV |  | W | 1 |  | 1 | 1 |  | N |  |  | N | IPP Non-CHP | 2 | X | SUN
Solar Photovoltaic.SUN | solar PV | TRUE | 62759 | National Grid Renewables | 61139 | Marmas Solar CSG | MN | Sherburne | MARM5 | Solar Photovoltaic | PV |  | W | 1 |  | 1 | 1 |  | N |  |  | N | IPP Non-CHP | 2 | X | SUN
Solar Photovoltaic.SUN | solar PV | TRUE | 61060 | Cypress Creek Renewables | 61140 | CF Novel Solar CSG Gardens Two, LLC | MN | Faribault | 0000D | Solar Photovoltaic | PV |  | S | 1.8 |  | 1.8 | 1.8 |  | N |  |  | N | IPP Non-CHP | 2 | X | SUN
Solar Photovoltaic.SUN | solar PV | TRUE | 61060 | Cypress Creek Renewables | 61141 | CF Novel Solar CSG Gardens Eleven, LLC | MN | Blue Earth | 0000F | Solar Photovoltaic | PV |  | S | 3 |  | 3 | 3 |  | N |  |  | N | IPP Non-CHP | 2 | X | SUN
Solar Photovoltaic.SUN | solar PV | TRUE | 62759 | National Grid Renewables | 61142 | WasecaSun | MN | Waseca | 0000H | Solar Photovoltaic | PV |  | W | 1 |  | 1 | 1 |  | N |  |  | N | IPP Non-CHP | 2 | X | SUN
Solar Photovoltaic.SUN | solar PV | TRUE | 62759 | National Grid Renewables | 61142 | WasecaSun | MN | Waseca | WASE2 | Solar Photovoltaic | PV |  | W | 1 |  | 1 | 1 |  | N |  |  | N | IPP Non-CHP | 2 | X | SUN
Solar Photovoltaic.SUN | solar PV | TRUE | 62759 | National Grid Renewables | 61142 | WasecaSun | MN | Waseca | WASE3 | Solar Photovoltaic | PV |  | W | 1 |  | 1 | 1 |  | N |  |  | N | IPP Non-CHP | 2 | X | SUN
Solar Photovoltaic.SUN | solar PV | TRUE | 62759 | National Grid Renewables | 61142 | WasecaSun | MN | Waseca | WASE4 | Solar Photovoltaic | PV |  | W | 1 |  | 1 | 1 |  | N |  |  | N | IPP Non-CHP | 2 | X | SUN
Solar Photovoltaic.SUN | solar PV | TRUE | 62759 | National Grid Renewables | 61142 | WasecaSun | MN | Waseca | WASE5 | Solar Photovoltaic | PV |  | W | 1 |  | 1 | 1 |  | N |  |  | N | IPP Non-CHP | 2 | X | SUN
Natural Gas Fired Combustion Turbine.NG | natural gas peaker | TRUE | 14232 | Otter Tail Power Co | 61144 | Astoria Station | SD | Deuel | 1 | Natural Gas Fired Combustion Turbine | GT |  | S | 349 | 0.85 | 244.2 | 284.5 | 142 | N |  |  | N | Electric Utility | 1 | X | NG
Landfill Gas.LFG | natural gas peaker | TRUE | 55858 | EDL Inc | 61145 | Brown County LFGTE Power Station | OH | Brown | GM01 | Landfill Gas | IC |  | S | 1.6 | 0.95 | 1.5 | 1.5 | 1.1 | N |  |  | N | IPP Non-CHP | 2 | X | LFG
Landfill Gas.LFG | natural gas peaker | TRUE | 55858 | EDL Inc | 61145 | Brown County LFGTE Power Station | OH | Brown | GM02 | Landfill Gas | IC |  | S | 1.6 | 0.95 | 1.5 | 1.5 | 1.1 | N |  |  | N | IPP Non-CHP | 2 | X | LFG
Landfill Gas.LFG | natural gas peaker | TRUE | 55858 | EDL Inc | 61145 | Brown County LFGTE Power Station | OH | Brown | GM03 | Landfill Gas | IC |  | S | 1.6 | 0.95 | 1.5 | 1.5 | 1.1 | N |  |  | N | IPP Non-CHP | 2 | X | LFG
Solar Photovoltaic.SUN | solar PV | TRUE | 60947 | Tesla Inc. | 61152 | Intel Folsom Phase 3 | CA | Sacramento | PV1 | Solar Photovoltaic | PV |  | W | 5.2 |  | 5.2 | 5.2 |  | N |  |  | N | IPP Non-CHP | 2 | X | SUN
Other Natural Gas.NG | natural gas peaker | TRUE | 57128 | Bloom Energy | 61153 | AT&T Holger | CA | Santa Clara | AT057 | Other Natural Gas | FC |  | W | 1.3 |  | 1.3 | 1.3 | 0 | N |  |  | N | IPP Non-CHP | 2 | X | NG
Other Natural Gas.NG | natural gas peaker | TRUE | 57128 | Bloom Energy | 61154 | AT&T Anaheim | CA | Orange | AT058 | Other Natural Gas | FC |  | W | 1.3 |  | 1.3 | 1.3 | 0 | N |  |  | N | IPP Non-CHP | 2 | X | NG
Onshore Wind Turbine.WND | onshore wind | TRUE | 56769 | Consolidated Edison Development Inc. | 61155 | Big Timber Wind Farm | MT | Sweet Grass | BT-MT | Onshore Wind Turbine | WT |  | S | 25 |  | 25 | 25 | 0.1 | N |  |  | N | IPP Non-CHP | 2 | X | WND
Solar Photovoltaic.SUN | solar PV | TRUE | 60865 | CD Global Solar Holdings, LLC | 61156 | St. Pauls Solar 2 | NC | Robeson | STPAU | Solar Photovoltaic | PV |  | S | 5 |  | 5 | 5 |  | N |  |  | N | IPP Non-CHP | 2 | X | SUN
Solar Photovoltaic.SUN | solar PV | TRUE | 60865 | CD Global Solar Holdings, LLC | 61157 | Boaz Farm Solar | NC | Lee | BOAZF | Solar Photovoltaic | PV |  | S | 5 |  | 5 | 5 |  | N |  |  | N | IPP Non-CHP | 2 | X | SUN
Solar Photovoltaic.SUN | solar PV | TRUE | 60865 | CD Global Solar Holdings, LLC | 61158 | Bizzell Church Solar 2 | NC | Johnston | BIZZE | Solar Photovoltaic | PV |  | S | 5 |  | 5 | 5 |  | N |  |  | N | IPP Non-CHP | 2 | X | SUN
Solar Photovoltaic.SUN | solar PV | TRUE | 60777 | Mill Solar 1 LLC | 61160 | MILL SOLAR 1 | NC | Iredell | MILL1 | Solar Photovoltaic | PV |  | S | 1.4 |  | 1.4 | 1.4 |  | N | 7 | 2023 | N | IPP Non-CHP | 2 | X | SUN
Onshore Wind Turbine.WND | onshore wind | TRUE | 60719 | Harvest Ridge Wind Farm | 61161 | Harvest Ridge Wind Farm | IL | Douglas | GEN01 | Onshore Wind Turbine | WT |  | S | 202 |  | 202 | 202 | 1.3 | N |  |  | N | IPP Non-CHP | 2 | X | WND
Solar Photovoltaic.SUN | solar PV | FALSE | 60752 | RB Manufacturing LLC | 61162 | RB Manufacturing LLC Belle Mead NJ | NJ | Somerset | RBBM | Solar Photovoltaic | PV |  | S | 1.5 |  | 1.4 | 0.8 |  | N |  |  | N | Industrial Non-CHP | 6 | X | SUN
Solar Photovoltaic.SUN | solar PV | TRUE | 60792 | BCC Solar III, LLC | 61163 | Onset East Community Solar Facility | MA | Plymouth | ONSE | Solar Photovoltaic | PV |  | S | 1 |  | 1 | 1 |  | N |  |  | N | IPP Non-CHP | 2 | X | SUN
Solar Photovoltaic.SUN | solar PV | TRUE | 60792 | BCC Solar III, LLC | 61164 | Onset West Community Solar Facility | MA | Plymouth | ONSW | Solar Photovoltaic | PV |  | S | 1 |  | 1 | 1 |  | N |  |  | N | IPP Non-CHP | 2 | X | SUN
Solar Photovoltaic.SUN | solar PV | TRUE | 61724 | New Mexico Renewable Development LLC | 61165 | Columbus Solar Project | NM | Luna | 88029 | Solar Photovoltaic | PV |  | S | 1.9 |  | 1.9 | 1.9 |  | N |  |  | N | IPP Non-CHP | 2 | X | SUN
Conventional Hydroelectric.WAT | hydro | FALSE | 60123 | Southeast Alaska Power Agency | 61166 | Tyee Lake Hydroelectric Facility | AK | Wrangell Petersburg | UNIT1 | Conventional Hydroelectric | HY |  | S | 11.3 | 0.9 | 11.3 | 11.3 | 2 | N |  |  | N | Commercial Non-CHP | 4 | X | WAT
Conventional Hydroelectric.WAT | hydro | FALSE | 60123 | Southeast Alaska Power Agency | 61166 | Tyee Lake Hydroelectric Facility | AK | Wrangell Petersburg | UNIT2 | Conventional Hydroelectric | HY |  | S | 11.3 | 0.9 | 11.3 | 11.3 | 2 | N |  |  | N | Commercial Non-CHP | 4 | X | WAT
Solar Photovoltaic.SUN | solar PV | TRUE | 60793 | EE Waianae Solar Project LLC | 61172 | EE Waianae Solar Project | HI | Honolulu | WAIAN | Solar Photovoltaic | PV |  | S | 28.3 |  | 27.6 | 27.6 | 0 | N |  |  | N | IPP Non-CHP | 2 | X | SUN
Solar Photovoltaic.SUN | solar PV | FALSE | 57389 | IKEA Property Inc | 61173 | IKEA Miami 327 | FL | Miami Dade | PV | Solar Photovoltaic | PV |  | S | 1 |  | 1 | 1 |  | N |  |  | N | Commercial Non-CHP | 4 | X | SUN
Solar Photovoltaic.SUN | solar PV | TRUE | 60822 | Taurus Community Solar | 61174 | Taurus Community Solar | MN | Chippewa | ETCS1 | Solar Photovoltaic | PV |  | S | 1 |  | 0.9 | 0.9 |  | N |  |  | N | IPP Non-CHP | 2 | X | SUN
Solar Photovoltaic.SUN | solar PV | TRUE | 60822 | Taurus Community Solar | 61174 | Taurus Community Solar | MN | Chippewa | ETCS2 | Solar Photovoltaic | PV |  | S | 1 |  | 0.9 | 0.9 |  | N |  |  | N | IPP Non-CHP | 2 | X | SUN
Solar Photovoltaic.SUN | solar PV | TRUE | 60822 | Taurus Community Solar | 61174 | Taurus Community Solar | MN | Chippewa | ETCS3 | Solar Photovoltaic | PV |  | S | 1 |  | 0.9 | 0.9 |  | N |  |  | N | IPP Non-CHP | 2 | X | SUN
Solar Photovoltaic.SUN | solar PV | TRUE | 60822 | Taurus Community Solar | 61174 | Taurus Community Solar | MN | Chippewa | ETCS4 | Solar Photovoltaic | PV |  | S | 1 |  | 0.9 | 0.9 |  | N |  |  | N | IPP Non-CHP | 2 | X | SUN
Solar Photovoltaic.SUN | solar PV | TRUE | 60823 | Pegasus Community Solar | 61175 | Pegasus Community Solar | MN | Stearns | CPCS1 | Solar Photovoltaic | PV |  | S | 1 |  | 0.9 | 0.9 |  | N |  |  | N | IPP Non-CHP | 2 | X | SUN
Solar Photovoltaic.SUN | solar PV | TRUE | 60823 | Pegasus Community Solar | 61175 | Pegasus Community Solar | MN | Stearns | CPCS2 | Solar Photovoltaic | PV |  | S | 1 |  | 0.9 | 0.9 |  | N |  |  | N | IPP Non-CHP | 2 | X | SUN
Solar Photovoltaic.SUN | solar PV | TRUE | 60824 | Antares Community Solar | 61176 | Antares Community Solar | MN | Lyon | FACS1 | Solar Photovoltaic | PV |  | S | 1 |  | 0.9 | 0.9 |  | N |  |  | N | IPP Non-CHP | 2 | X | SUN
Solar Photovoltaic.SUN | solar PV | TRUE | 60824 | Antares Community Solar | 61176 | Antares Community Solar | MN | Lyon | FACS2 | Solar Photovoltaic | PV |  | S | 1 |  | 0.9 | 0.9 |  | N |  |  | N | IPP Non-CHP | 2 | X | SUN
Solar Photovoltaic.SUN | solar PV | TRUE | 60824 | Antares Community Solar | 61176 | Antares Community Solar | MN | Lyon | FACS3 | Solar Photovoltaic | PV |  | S | 1 |  | 0.9 | 0.9 |  | N |  |  | N | IPP Non-CHP | 2 | X | SUN
Solar Photovoltaic.SUN | solar PV | TRUE | 60825 | Corvus Community Solar | 61177 | Corvus Community Solar | MN | Blue Earth | GCCS1 | Solar Photovoltaic | PV |  | S | 1 |  | 0.9 | 0.9 |  | N |  |  | N | IPP Non-CHP | 2 | X | SUN
Solar Photovoltaic.SUN | solar PV | TRUE | 60825 | Corvus Community Solar | 61177 | Corvus Community Solar | MN | Blue Earth | GCCS2 | Solar Photovoltaic | PV |  | S | 1 |  | 0.9 | 0.9 |  | N |  |  | N | IPP Non-CHP | 2 | X | SUN
Solar Photovoltaic.SUN | solar PV | TRUE | 60825 | Corvus Community Solar | 61177 | Corvus Community Solar | MN | Blue Earth | GCCS3 | Solar Photovoltaic | PV |  | S | 1 |  | 0.9 | 0.9 |  | N |  |  | N | IPP Non-CHP | 2 | X | SUN
Solar Photovoltaic.SUN | solar PV | TRUE | 60825 | Corvus Community Solar | 61177 | Corvus Community Solar | MN | Blue Earth | GCCS4 | Solar Photovoltaic | PV |  | S | 1 |  | 0.9 | 0.9 |  | N |  |  | N | IPP Non-CHP | 2 | X | SUN
Solar Photovoltaic.SUN | solar PV | TRUE | 60825 | Corvus Community Solar | 61177 | Corvus Community Solar | MN | Blue Earth | GCCS5 | Solar Photovoltaic | PV |  | S | 1 |  | 0.9 | 0.9 |  | N |  |  | N | IPP Non-CHP | 2 | X | SUN
Solar Photovoltaic.SUN | solar PV | TRUE | 60826 | Capella Community Solar | 61178 | Capella Community Solar | MN | Pipestone | HCCS1 | Solar Photovoltaic | PV |  | S | 1 |  | 0.9 | 0.9 |  | N |  |  | N | IPP Non-CHP | 2 | X | SUN
Solar Photovoltaic.SUN | solar PV | TRUE | 60826 | Capella Community Solar | 61178 | Capella Community Solar | MN | Pipestone | HCCS2 | Solar Photovoltaic | PV |  | S | 1 |  | 0.9 | 0.9 |  | N |  |  | N | IPP Non-CHP | 2 | X | SUN
Solar Photovoltaic.SUN | solar PV | TRUE | 60826 | Capella Community Solar | 61178 | Capella Community Solar | MN | Pipestone | HCCS3 | Solar Photovoltaic | PV |  | S | 1 |  | 0.9 | 0.9 |  | N |  |  | N | IPP Non-CHP | 2 | X | SUN
Solar Photovoltaic.SUN | solar PV | TRUE | 60826 | Capella Community Solar | 61178 | Capella Community Solar | MN | Pipestone | HCCS4 | Solar Photovoltaic | PV |  | S | 1 |  | 0.9 | 0.9 |  | N |  |  | N | IPP Non-CHP | 2 | X | SUN
Solar Photovoltaic.SUN | solar PV | TRUE | 60826 | Capella Community Solar | 61178 | Capella Community Solar | MN | Pipestone | HCCS5 | Solar Photovoltaic | PV |  | S | 1 |  | 0.9 | 0.9 |  | N |  |  | N | IPP Non-CHP | 2 | X | SUN
Solar Photovoltaic.SUN | solar PV | TRUE | 60827 | Carina Community Solar | 61179 | Carina Community Solar | MN | Wabasha | JCCS1 | Solar Photovoltaic | PV |  | S | 1 |  | 0.9 | 0.9 |  | N |  |  | N | IPP Non-CHP | 2 | X | SUN
Solar Photovoltaic.SUN | solar PV | TRUE | 60827 | Carina Community Solar | 61179 | Carina Community Solar | MN | Wabasha | JCCS2 | Solar Photovoltaic | PV |  | S | 1 |  | 0.9 | 0.9 |  | N |  |  | N | IPP Non-CHP | 2 | X | SUN
Solar Photovoltaic.SUN | solar PV | TRUE | 60827 | Carina Community Solar | 61179 | Carina Community Solar | MN | Wabasha | JCCS3 | Solar Photovoltaic | PV |  | S | 1 |  | 0.9 | 0.9 |  | N |  |  | N | IPP Non-CHP | 2 | X | SUN
Solar Photovoltaic.SUN | solar PV | TRUE | 60827 | Carina Community Solar | 61179 | Carina Community Solar | MN | Wabasha | JCCS4 | Solar Photovoltaic | PV |  | S | 1 |  | 0.9 | 0.9 |  | N |  |  | N | IPP Non-CHP | 2 | X | SUN
Solar Photovoltaic.SUN | solar PV | TRUE | 60829 | Caelum Community Solar | 61180 | Caelum Community Solar | MN | Benton | PCCS1 | Solar Photovoltaic | PV |  | S | 1 |  | 0.9 | 0.9 |  | N |  |  | N | IPP Non-CHP | 2 | X | SUN
Solar Photovoltaic.SUN | solar PV | TRUE | 60829 | Caelum Community Solar | 61180 | Caelum Community Solar | MN | Benton | PCCS2 | Solar Photovoltaic | PV |  | S | 1 |  | 0.9 | 0.9 |  | N |  |  | N | IPP Non-CHP | 2 | X | SUN
Solar Photovoltaic.SUN | solar PV | TRUE | 60828 | Andromeda Community Solar | 61181 | Andromeda Community Solar | MN | McLeod | OACS1 | Solar Photovoltaic | PV |  | S | 1 |  | 0.9 | 0.9 |  | N |  |  | N | IPP Non-CHP | 2 | X | SUN
Solar Photovoltaic.SUN | solar PV | TRUE | 60828 | Andromeda Community Solar | 61181 | Andromeda Community Solar | MN | McLeod | OACS2 | Solar Photovoltaic | PV |  | S | 1 |  | 0.9 | 0.9 |  | N |  |  | N | IPP Non-CHP | 2 | X | SUN
Solar Photovoltaic.SUN | solar PV | TRUE | 60828 | Andromeda Community Solar | 61181 | Andromeda Community Solar | MN | McLeod | OACS3 | Solar Photovoltaic | PV |  | S | 1 |  | 0.9 | 0.9 |  | N |  |  | N | IPP Non-CHP | 2 | X | SUN
Solar Photovoltaic.SUN | solar PV | TRUE | 60828 | Andromeda Community Solar | 61181 | Andromeda Community Solar | MN | McLeod | OACS4 | Solar Photovoltaic | PV |  | S | 1 |  | 0.9 | 0.9 |  | N |  |  | N | IPP Non-CHP | 2 | X | SUN
Solar Photovoltaic.SUN | solar PV | TRUE | 60828 | Andromeda Community Solar | 61181 | Andromeda Community Solar | MN | McLeod | OACS5 | Solar Photovoltaic | PV |  | S | 1 |  | 0.9 | 0.9 |  | N |  |  | N | IPP Non-CHP | 2 | X | SUN
Solar Photovoltaic.SUN | solar PV | TRUE | 60830 | Lyra Community Solar | 61182 | Lyra Community Solar | MN | Le Sueur | RLCS1 | Solar Photovoltaic | PV |  | S | 1 |  | 0.9 | 0.9 |  | N |  |  | N | IPP Non-CHP | 2 | X | SUN
Solar Photovoltaic.SUN | solar PV | TRUE | 60830 | Lyra Community Solar | 61182 | Lyra Community Solar | MN | Le Sueur | RLCS2 | Solar Photovoltaic | PV |  | S | 1 |  | 0.9 | 0.9 |  | N |  |  | N | IPP Non-CHP | 2 | X | SUN
Solar Photovoltaic.SUN | solar PV | TRUE | 60830 | Lyra Community Solar | 61182 | Lyra Community Solar | MN | Le Sueur | RLCS3 | Solar Photovoltaic | PV |  | S | 1 |  | 0.9 | 0.9 |  | N |  |  | N | IPP Non-CHP | 2 | X | SUN
Solar Photovoltaic.SUN | solar PV | TRUE | 60831 | Argo Navis Community Solar | 61183 | Argo Navis Community Solar | MN | Washington | UACS1 | Solar Photovoltaic | PV |  | S | 1 |  | 0.9 | 0.9 |  | N |  |  | N | IPP Non-CHP | 2 | X | SUN
Solar Photovoltaic.SUN | solar PV | TRUE | 60831 | Argo Navis Community Solar | 61183 | Argo Navis Community Solar | MN | Washington | UACS2 | Solar Photovoltaic | PV |  | S | 1 |  | 0.9 | 0.9 |  | N |  |  | N | IPP Non-CHP | 2 | X | SUN
Solar Photovoltaic.SUN | solar PV | TRUE | 60831 | Argo Navis Community Solar | 61183 | Argo Navis Community Solar | MN | Washington | UACS3 | Solar Photovoltaic | PV |  | S | 1 |  | 0.9 | 0.9 |  | N |  |  | N | IPP Non-CHP | 2 | X | SUN
Solar Photovoltaic.SUN | solar PV | TRUE | 63249 | Terraform Arcadia | 61185 | Pfeffers | MD | Baltimore | SO147 | Solar Photovoltaic | PV |  | S | 1 |  | 1 | 1 |  | N |  |  | N | IPP Non-CHP | 2 | X | SUN
Natural Gas Internal Combustion Engine.NG | natural gas peaker | FALSE | 60816 | Boston Medical Center | 61186 | Boston Medical Center CHP Plant | MA | Suffolk | COGEN | Natural Gas Internal Combustion Engine | IC |  | S | 2 | 1 | 2 | 2 | 1 | N |  |  | Y | Commercial CHP | 5 | T | NG
Solar Photovoltaic.SUN | solar PV | TRUE | 60818 | J.T. Hobby and Son, Inc. | 61187 | Century Drive Solar Farm | NC | Wake | CENT1 | Solar Photovoltaic | PV |  | S | 1 |  | 1 | 1 |  | N |  |  | N | IPP Non-CHP | 2 | X | SUN
Conventional Hydroelectric.WAT | hydro | TRUE | 60815 | Shavano Falls Hydro LLC | 61189 | Shavano Falls Hydro | CO | Montrose | GEN1 | Conventional Hydroelectric | HY |  | S | 2.8 | 1 | 2.8 | 2.8 | 1.1 | N |  |  | N | IPP Non-CHP | 2 | X | WAT
Conventional Hydroelectric.WAT | hydro | TRUE | 60813 | Shavano Falls Hydro LLC - Drop 4 Project | 61190 | Shavano Falls Hydro Drop 4 | CO | Montrose | GEN1 | Conventional Hydroelectric | HY |  | S | 4.8 | 0.9 | 4.5 | 4.5 | 1.4 | N |  |  | N | IPP Non-CHP | 2 | X | WAT
Conventional Hydroelectric.WAT | hydro | TRUE | 60814 | Drop 5 Hydro LLC | 61191 | Drop 5 | CO | Montrose | GEN1 | Conventional Hydroelectric | HY |  | S | 2.4 | 0.9 | 2.4 |  | 2.4 | N |  |  | N | IPP Non-CHP | 2 | X | WAT
Solar Photovoltaic.SUN | solar PV | FALSE | 57389 | IKEA Property Inc | 61192 | IKEA Joliet Rooftop PV System | IL | Will | PV | Solar Photovoltaic | PV |  | S | 2 |  | 2 | 2 |  | N |  |  | N | Commercial Non-CHP | 4 | X | SUN
Solar Photovoltaic.SUN | solar PV | FALSE | 57389 | IKEA Property Inc | 61193 | IKEA Las Vegas 462 | NV | Clark | PV | Solar Photovoltaic | PV |  | S | 1 |  | 1 | 1 |  | N |  |  | N | Commercial Non-CHP | 4 | X | SUN
Solar Photovoltaic.SUN | solar PV | TRUE | 60841 | Barker Solar, LLC | 61194 | Barker Solar, LLC | NC | Robeson | BARK | Solar Photovoltaic | PV |  | S | 5 |  | 5 | 5 |  | N |  |  | N | IPP Non-CHP | 2 | X | SUN
Solar Photovoltaic.SUN | solar PV | TRUE | 60845 | 231 Dixon 74 Solar I, LLC | 61195 | 231 Dixon 74 Solar I, LLC | NC | Cleveland | DIXON | Solar Photovoltaic | PV |  | S | 2 |  | 2 | 2 |  | N |  |  | N | IPP Non-CHP | 2 | X | SUN
Solar Photovoltaic.SUN | solar PV | TRUE | 60843 | Mill Pond Solar Farm, LLC | 61196 | Mill Pond Solar Farm, LLC | NC | Columbus | MILLL | Solar Photovoltaic | PV |  | S | 5 |  | 5 | 5 |  | N |  |  | N | IPP Non-CHP | 2 | X | SUN
Batteries.MWH | battery storage | 0 | 60834 | Pima Energy Storage System | 61197 | Pima Energy Storage System | AZ | Pima | PIMA | Batteries | BA |  | S | 10 |  | 10 | 10 | 0.1 | N |  |  | N | IPP Non-CHP | 2 | X | MWH
Solar Photovoltaic.SUN | solar PV | FALSE | 60812 | Merck - Upper Gwynedd Solar Array | 61198 | Merck - Upper Gwynedd Solar Array | PA | Montgomery | SA-1 | Solar Photovoltaic | PV |  | S | 1.5 |  | 1.5 | 1.5 | 0 | N |  |  | N | Commercial Non-CHP | 4 | X | SUN
Solar Photovoltaic.SUN | solar PV | TRUE | 60520 | SoCore Energy LLC | 61199 | T0588 Phoenix - AZ | AZ | Maricopa | PV1 | Solar Photovoltaic | PV |  | W | 1.2 |  | 1.2 | 1.2 |  | N |  |  | N | IPP Non-CHP | 2 | X | SUN
Solar Photovoltaic.SUN | solar PV | TRUE | 63757 | OR Solar 2, LLC | 61200 | OR Solar 2, LLC | OR | Jackson | ORSR2 | Solar Photovoltaic | PV |  | S | 10 |  | 10 | 10 |  | N |  |  | N | IPP Non-CHP | 2 | X | SUN
Solar Photovoltaic.SUN | solar PV | TRUE | 59462 | Heelstone Energy Holdings, LLC | 61201 | OR Solar 3, LLC | OR | Klamath | ORSR3 | Solar Photovoltaic | PV |  | S | 10 |  | 10 | 10 |  | N |  |  | N | IPP Non-CHP | 2 | X | SUN
Solar Photovoltaic.SUN | solar PV | TRUE | 63447 | Imperial Valley Solar 3, LLC | 61202 | Mount Signal Solar Farm V | CA | Imperial | MTSG3 | Solar Photovoltaic | PV |  | S | 252.3 |  | 252.3 | 252.3 |  | N |  |  | N | IPP Non-CHP | 2 | X | SUN
Solar Photovoltaic.SUN | solar PV | TRUE | 60520 | SoCore Energy LLC | 61203 | Lahr 1, LLC | MN | Stearns | PV1 | Solar Photovoltaic | PV |  | W | 5 |  | 5 | 5 |  | N |  |  | N | IPP Non-CHP | 2 | X | SUN
Batteries.MWH | battery storage | 0 | 62160 | AES ES Alamitos, LLC | 61204 | AES ES ALAMITOS, LLC | CA | Los Angeles | ALMTS | Batteries | BA |  | S | 100 |  | 100 | 100 | 0 | N |  |  | N | IPP Non-CHP | 2 | X | MWH
Solar Photovoltaic.SUN | solar PV | TRUE | 60520 | SoCore Energy LLC | 61205 | Bandera Electric Coop PV | TX | Real | PV1 | Solar Photovoltaic | PV |  | W | 1.5 |  | 1.5 | 1.5 |  | N |  |  | N | IPP Non-CHP | 2 | X | SUN
Solar Photovoltaic.SUN | solar PV | TRUE | 60584 | Onyx Asset Services Group | 61206 | Onyx - Allen Harim | DE | Sussex | 10021 | Solar Photovoltaic | PV |  | W | 1.2 |  | 1.2 | 1.2 |  | N |  |  | N | IPP Non-CHP | 2 | X | SUN
Conventional Hydroelectric.WAT | hydro | TRUE | 58756 | Albany Engineering Corporation | 61207 | Green Island Hydroelectric Station | NY | Albany | UNIT1 | Conventional Hydroelectric | HY |  | W | 1.5 | 1 | 1.5 | 1.5 | 0.5 | N |  |  | N | IPP Non-CHP | 2 | X | WAT
Conventional Hydroelectric.WAT | hydro | TRUE | 58756 | Albany Engineering Corporation | 61207 | Green Island Hydroelectric Station | NY | Albany | UNIT2 | Conventional Hydroelectric | HY |  | W | 1.5 | 1 | 1.5 | 1.5 | 0.5 | N |  |  | N | IPP Non-CHP | 2 | X | WAT
Conventional Hydroelectric.WAT | hydro | TRUE | 58756 | Albany Engineering Corporation | 61207 | Green Island Hydroelectric Station | NY | Albany | UNIT3 | Conventional Hydroelectric | HY |  | W | 1.5 | 1 | 1.5 | 1.5 | 0.5 | N |  |  | N | IPP Non-CHP | 2 | X | WAT
Conventional Hydroelectric.WAT | hydro | TRUE | 58756 | Albany Engineering Corporation | 61207 | Green Island Hydroelectric Station | NY | Albany | UNIT4 | Conventional Hydroelectric | HY |  | W | 1.5 | 1 | 1.5 | 1.5 | 0.5 | N |  |  | N | IPP Non-CHP | 2 | X | WAT
Solar Photovoltaic.SUN | solar PV | TRUE | 63258 | Arcadia Solar, LLC | 61208 | Gulfport Naval Base CSG PV System | MS | Harrison | PV1 | Solar Photovoltaic | PV |  | S | 3.5 |  | 3.5 | 3.5 |  | N |  |  | N | IPP Non-CHP | 2 | X | SUN
Solar Photovoltaic.SUN | solar PV | TRUE | 60947 | Tesla Inc. | 61209 | Sacramento Regional County Sanitation PV | CA | Sacramento | PV1 | Solar Photovoltaic | PV |  | S | 3.5 |  | 3.5 | 3.5 |  | N |  |  | N | IPP Non-CHP | 2 | X | SUN
Solar Photovoltaic.SUN | solar PV | TRUE | 60833 | Finger Lakes Solar I, LLC | 61210 | Finger Lakes Solar I | NY | Ontario | FLS1 | Solar Photovoltaic | PV |  | S | 1.9 |  | 2 | 2 |  | N |  |  | N | IPP Non-CHP | 2 | X | SUN
Solar Photovoltaic.SUN | solar PV | FALSE | 57389 | IKEA Property Inc | 61211 | IKEA Memphis 508 | TN | Shelby | PV | Solar Photovoltaic | PV |  | S | 1.1 |  | 1.1 | 1.1 |  | N |  |  | N | Commercial Non-CHP | 4 | X | SUN
Onshore Wind Turbine.WND | onshore wind | TRUE | 59359 | BHE Renewables, LLC | 61212 | Flat Top Wind I | TX | Mills | FTWI | Onshore Wind Turbine | WT |  | S | 200 |  | 200 | 200 | 0 | N |  |  | N | IPP Non-CHP | 2 | X | WND
Wood/Wood Waste Biomass.WDS | biomass | TRUE | 60846 | GRP Madison Renewable Energy Facility, LLC | 61213 | GRP Madison Renewable Energy Facility | GA | Madison | GEN | Wood/Wood Waste Biomass | ST |  | S | 58 | 0.85 | 58 | 58 | 31 | N |  |  | N | IPP Non-CHP | 2 | X | WDS
Solar Photovoltaic.SUN | solar PV | TRUE | 61012 | AES Distributed Energy | 61215 | Green Beanworks C PV | CA | Los Angeles | GBWXC | Solar Photovoltaic | PV |  | S | 3 |  | 3 | 3 |  | N |  |  | N | IPP Non-CHP | 2 | X | SUN
Solar Photovoltaic.SUN | solar PV | TRUE | 61012 | AES Distributed Energy | 61216 | Green Beanworks D PV | CA | Los Angeles | GBWXD | Solar Photovoltaic | PV |  | S | 3 |  | 3 | 3 |  | N |  |  | N | IPP Non-CHP | 2 | X | SUN
Conventional Hydroelectric.WAT | hydro | TRUE | 60851 | North Side Energy Company | 61217 | Head of U Canal Hydro Project | ID | Jerome | HY1 | Conventional Hydroelectric | HY |  | S | 1.2 | 0.8 | 1.2 | 1.2 | 0.1 | N |  |  | N | IPP Non-CHP | 2 | X | WAT
Solar Photovoltaic.SUN | solar PV | TRUE | 60860 | Broadridge Solar, LLC | 61218 | Broadridge Solar, LLC | NC | Robeson | BROAD | Solar Photovoltaic | PV |  | S | 5 |  | 5 | 5 |  | N |  |  | N | IPP Non-CHP | 2 | X | SUN
Solar Photovoltaic.SUN | solar PV | TRUE | 60861 | Kelly Solar, LLC | 61219 | Kelly Solar, LLC | NC | Vance | KELLY | Solar Photovoltaic | PV |  | S | 5 |  | 5 | 5 |  | N |  |  | N | IPP Non-CHP | 2 | X | SUN
Solar Photovoltaic.SUN | solar PV | TRUE | 64778 | Strata Manager, LLC | 61220 | Spencer Farm, LLC | NC | Rowan | 1 | Solar Photovoltaic | PV |  | W | 5 |  | 5 | 3 |  | N |  |  | N | IPP Non-CHP | 2 | X | SUN
Onshore Wind Turbine.WND | onshore wind | TRUE | 60859 | Redbed Plains Wind Farm LLC | 61221 | Redbed Plains Wind Farm | OK | Grady | WT1 | Onshore Wind Turbine | WT |  | S | 99.1 |  | 99.1 | 99.1 | 7.1 | N |  |  | N | IPP Non-CHP | 2 | X | WND
Onshore Wind Turbine.WND | onshore wind | TRUE | 60811 | Golden Hills Interconnection Wind, LLC | 61222 | Golden Hills North Wind Energy Center | CA | Alameda | 1 | Onshore Wind Turbine | WT |  | S | 46 |  | 46 | 46 | 0 | N |  |  | N | IPP Non-CHP | 2 | X | WND
Solar Photovoltaic.SUN | solar PV | TRUE | 58822 | MC Power Companies Inc | 61223 | Chillicothe Solar Farm | MO | Livingston | CHSF1 | Solar Photovoltaic | PV |  | W | 2.5 |  | 2.5 | 2.5 |  | N |  |  | N | IPP Non-CHP | 2 | X | SUN
Solar Photovoltaic.SUN | solar PV | TRUE | 59254 | NuGen Capital Management | 61224 | 350 Clark Solar, NG, LLC | NJ | Morris | 5400 | Solar Photovoltaic | PV |  | S | 1.8 |  | 1.8 | 0.6 |  | N |  |  | N | IPP Non-CHP | 2 | X | SUN
Solar Photovoltaic.SUN | solar PV | TRUE | 59254 | NuGen Capital Management | 61237 | 433 Purchase Solar NG, LLC | MA | Bristol | 5402 | Solar Photovoltaic | PV |  | S | 2.8 |  | 2.8 | 0.5 |  | N |  |  | N | IPP Non-CHP | 2 | X | SUN
Petroleum Liquids.DFO | petroleum | FALSE | 60883 | NY - PRESBYTERIAN HOSPITAL-525 E 68TH ST | 61238 | NY - Presbyt. Hospital - 525 E 68TH St | NY | New York | ANX1 | Petroleum Liquids | IC |  | S | 2.5 | 0.8 | 2.5 | 2.5 | 0.3 | N |  |  | N | Commercial CHP | 5 | X | DFO
Petroleum Liquids.DFO | petroleum | FALSE | 60883 | NY - PRESBYTERIAN HOSPITAL-525 E 68TH ST | 61238 | NY - Presbyt. Hospital - 525 E 68TH St | NY | New York | ANX2 | Petroleum Liquids | IC |  | S | 2.5 | 0.8 | 2.5 | 2.5 | 0.3 | N |  |  | N | Commercial CHP | 5 | X | DFO
Natural Gas Fired Combustion Turbine.NG | natural gas peaker | FALSE | 60883 | NY - PRESBYTERIAN HOSPITAL-525 E 68TH ST | 61238 | NY - Presbyt. Hospital - 525 E 68TH St | NY | New York | CGTB | Natural Gas Fired Combustion Turbine | GT |  | S | 7.7 | 0.9 | 7.7 | 7.7 | 0.7 | N |  |  | Y | Commercial CHP | 5 | T | NG
Petroleum Liquids.DFO | petroleum | FALSE | 60883 | NY - PRESBYTERIAN HOSPITAL-525 E 68TH ST | 61238 | NY - Presbyt. Hospital - 525 E 68TH St | NY | New York | DHK1 | Petroleum Liquids | IC |  | S | 1.5 | 0.8 | 1.5 | 1.5 | 0.1 | N |  |  | N | Commercial CHP | 5 | X | DFO
Petroleum Liquids.DFO | petroleum | FALSE | 60883 | NY - PRESBYTERIAN HOSPITAL-525 E 68TH ST | 61238 | NY - Presbyt. Hospital - 525 E 68TH St | NY | New York | DHK2 | Petroleum Liquids | IC |  | S | 1.5 | 0.8 | 1.5 | 1.5 | 0.1 | N |  |  | N | Commercial CHP | 5 | X | DFO
Petroleum Liquids.DFO | petroleum | FALSE | 60883 | NY - PRESBYTERIAN HOSPITAL-525 E 68TH ST | 61238 | NY - Presbyt. Hospital - 525 E 68TH St | NY | New York | DHK3 | Petroleum Liquids | IC |  | S | 1.5 | 0.8 | 1.5 | 1.5 | 0.1 | N |  |  | N | Commercial CHP | 5 | X | DFO
Petroleum Liquids.DFO | petroleum | FALSE | 60883 | NY - PRESBYTERIAN HOSPITAL-525 E 68TH ST | 61238 | NY - Presbyt. Hospital - 525 E 68TH St | NY | New York | GRB1 | Petroleum Liquids | IC |  | S | 1.4 | 0.8 | 1.4 | 1.4 | 0.1 | N |  |  | N | Commercial CHP | 5 | X | DFO
Petroleum Liquids.DFO | petroleum | FALSE | 60883 | NY - PRESBYTERIAN HOSPITAL-525 E 68TH ST | 61238 | NY - Presbyt. Hospital - 525 E 68TH St | NY | New York | GRB2 | Petroleum Liquids | IC |  | S | 1.4 | 0.8 | 1.4 | 1.4 | 0.1 | N |  |  | N | Commercial CHP | 5 | X | DFO
Petroleum Liquids.DFO | petroleum | FALSE | 60883 | NY - PRESBYTERIAN HOSPITAL-525 E 68TH ST | 61238 | NY - Presbyt. Hospital - 525 E 68TH St | NY | New York | GRB3 | Petroleum Liquids | IC |  | S | 1.4 | 0.8 | 1.4 | 1.4 | 0.1 | N |  |  | N | Commercial CHP | 5 | X | DFO
Petroleum Liquids.DFO | petroleum | FALSE | 60883 | NY - PRESBYTERIAN HOSPITAL-525 E 68TH ST | 61238 | NY - Presbyt. Hospital - 525 E 68TH St | NY | New York | GRB4 | Petroleum Liquids | IC |  | S | 1.5 | 0.8 | 1.5 | 1.5 | 0.1 | N |  |  | N | Commercial CHP | 5 | X | DFO
Natural Gas Fired Combustion Turbine.NG | natural gas peaker | TRUE | 64835 | Tres Power Victoria LLC | 61241 | Tres City Power LLC | TX | Victoria | VC-1 | Natural Gas Fired Combustion Turbine | GT |  | S | 50 | 0.85 | 43 | 48 | 32 | N |  |  | N | IPP Non-CHP | 2 | X | NG
Natural Gas Fired Combustion Turbine.NG | natural gas peaker | TRUE | 64835 | Tres Power Victoria LLC | 61241 | Tres City Power LLC | TX | Victoria | VC-2 | Natural Gas Fired Combustion Turbine | GT |  | S | 50 | 0.85 | 43 | 48 | 32 | N |  |  | N | IPP Non-CHP | 2 | X | NG
Natural Gas Fired Combustion Turbine.NG | natural gas peaker | TRUE | 64835 | Tres Power Victoria LLC | 61242 | Tres Port Power, LLC | TX | Victoria | VP-1 | Natural Gas Fired Combustion Turbine | GT |  | S | 50 | 0.85 | 43 | 48 | 32 | N |  |  | N | IPP Non-CHP | 2 | X | NG
Natural Gas Fired Combustion Turbine.NG | natural gas peaker | TRUE | 64835 | Tres Power Victoria LLC | 61242 | Tres Port Power, LLC | TX | Victoria | VP-2 | Natural Gas Fired Combustion Turbine | GT |  | S | 50 | 0.85 | 43 | 48 | 32 | N |  |  | N | IPP Non-CHP | 2 | X | NG
Solar Photovoltaic.SUN | solar PV | TRUE | 59254 | NuGen Capital Management | 61243 | Old Wardour Solar | MA | Worcester | 5406 | Solar Photovoltaic | PV |  | S | 5.5 |  | 4.3 | 1.7 |  | N |  |  | N | IPP Non-CHP | 2 | X | SUN
Solar Photovoltaic.SUN | solar PV | TRUE | 59254 | NuGen Capital Management | 61244 | Shuman Solar | MA | Norfolk | 5404 | Solar Photovoltaic | PV |  | S | 2.2 |  | 2.2 | 2.2 |  | N |  |  | N | IPP Non-CHP | 2 | X | SUN
Solar Photovoltaic.SUN | solar PV | TRUE | 59254 | NuGen Capital Management | 61245 | Vuelta Solar | MA | Worcester | 5405 | Solar Photovoltaic | PV |  | S | 5.5 |  | 4.7 | 1.7 |  | N |  |  | N | IPP Non-CHP | 2 | X | SUN
Solar Photovoltaic.SUN | solar PV | TRUE | 60862 | ACE-Stanton, LLC | 61246 | ACE-Stanton PV | FL | Orange | ASLF1 | Solar Photovoltaic | PV |  | S | 4.8 |  | 4.8 | 4.8 |  | N |  |  | N | IPP Non-CHP | 2 | X | SUN
Solar Photovoltaic.SUN | solar PV | TRUE | 60863 | ACE-Stanton A, LLC | 61247 | ACE-Stanton A PV | FL | Orange | ASA1 | Solar Photovoltaic | PV |  | S | 4.1 |  | 4.1 | 4.1 |  | N |  |  | N | IPP Non-CHP | 2 | X | SUN
Solar Photovoltaic.SUN | solar PV | FALSE | 60864 | Glopak Corporation | 61248 | Glopak Solar PV Power Plant | NJ | Middlesex | INV1R | Solar Photovoltaic | PV |  | S | 0.5 |  | 0.5 | 0.5 |  | N |  |  | N | Industrial Non-CHP | 6 | X | SUN
Solar Photovoltaic.SUN | solar PV | FALSE | 60864 | Glopak Corporation | 61248 | Glopak Solar PV Power Plant | NJ | Middlesex | INV2G | Solar Photovoltaic | PV |  | S | 0.5 |  | 0.5 | 0.5 |  | N |  |  | N | Industrial Non-CHP | 6 | X | SUN
Solar Photovoltaic.SUN | solar PV | TRUE | 60991 | Westmont Solar, LLC | 61249 | Westmont 300A | CA | Los Angeles | W5531 | Solar Photovoltaic | PV |  | S | 2.9 |  | 2.9 | 2.9 |  | N |  |  | N | IPP Non-CHP | 2 | X | SUN
Solar Photovoltaic.SUN | solar PV | TRUE | 60950 | USPS LA Solar FiT A & B | 61250 | USPS PV | CA | Los Angeles | USPS1 | Solar Photovoltaic | PV |  | S | 7.4 |  | 7.4 | 7.4 |  | N |  |  | N | Electric Utility | 1 | X | SUN
Solar Photovoltaic.SUN | solar PV | TRUE | 60865 | CD Global Solar Holdings, LLC | 61255 | Haywood Farm Solar, LLC | NC | Montgomery | HAY02 | Solar Photovoltaic | PV |  | S | 4.9 |  | 4.9 | 4.9 |  | N |  |  | N | IPP Non-CHP | 2 | X | SUN
Solar Photovoltaic.SUN | solar PV | TRUE | 60865 | CD Global Solar Holdings, LLC | 61256 | Hood Farm Solar, LLC | NC | Jones | HOF05 | Solar Photovoltaic | PV |  | S | 4.9 |  | 4.9 | 4.9 |  | N |  |  | N | IPP Non-CHP | 2 | X | SUN
Solar Photovoltaic.SUN | solar PV | TRUE | 60865 | CD Global Solar Holdings, LLC | 61257 | ZV Solar 2, LLC | NC | Robeson | ZV204 | Solar Photovoltaic | PV |  | S | 4.9 |  | 4.9 | 4.9 |  | N |  |  | N | IPP Non-CHP | 2 | X | SUN
Solar Photovoltaic.SUN | solar PV | TRUE | 60865 | CD Global Solar Holdings, LLC | 61258 | Innovative Solar 35, LLC | NC | Duplin | ISS35 | Solar Photovoltaic | PV |  | S | 1.9 |  | 1.9 | 1.9 |  | N |  |  | N | IPP Non-CHP | 2 | X | SUN
Solar Photovoltaic.SUN | solar PV | TRUE | 60865 | CD Global Solar Holdings, LLC | 61259 | Innovative Solar 59, LLC | NC | Nash | ISS59 | Solar Photovoltaic | PV |  | S | 1.9 |  | 1.9 | 1.9 |  | N |  |  | N | IPP Non-CHP | 2 | X | SUN
Solar Photovoltaic.SUN | solar PV | TRUE | 60865 | CD Global Solar Holdings, LLC | 61260 | Innovative Solar 60, LLC | NC | Nash | ISS60 | Solar Photovoltaic | PV |  | S | 1.9 |  | 1.9 | 1.9 |  | N |  |  | N | IPP Non-CHP | 2 | X | SUN
Onshore Wind Turbine.WND | onshore wind | TRUE | 57170 | EDF Renewable Asset Holdings, Inc. | 61261 | Rock Falls Wind Farm LLC | OK | Kay | RF1 | Onshore Wind Turbine | WT |  | S | 154.5 |  | 154.5 | 154.5 | 49 | N |  |  | N | IPP Non-CHP | 2 | X | WND
Solar Photovoltaic.SUN | solar PV | TRUE | 60871 | Stuttgart Solar, LLC | 61262 | Stuttgart Solar | AR | Arkansas | STGRT | Solar Photovoltaic | PV |  | S | 81 |  | 81 | 81 |  | N |  |  | N | IPP Non-CHP | 2 | X | SUN
Natural Gas Internal Combustion Engine.NG | natural gas peaker | TRUE | 60875 | Wolf Run Energy LLC | 61263 | Wolf Run Energy | PA | Bradford | GEN1 | Natural Gas Internal Combustion Engine | IC |  | S | 4.4 | 0.8 | 4.4 | 4.4 | 2 | N |  |  | N | IPP Non-CHP | 2 | X | NG
Natural Gas Internal Combustion Engine.NG | natural gas peaker | TRUE | 60875 | Wolf Run Energy LLC | 61263 | Wolf Run Energy | PA | Bradford | GEN2 | Natural Gas Internal Combustion Engine | IC |  | S | 4.4 | 0.8 | 4.4 | 4.4 | 2 | N |  |  | N | IPP Non-CHP | 2 | X | NG
Natural Gas Internal Combustion Engine.NG | natural gas peaker | TRUE | 60875 | Wolf Run Energy LLC | 61263 | Wolf Run Energy | PA | Bradford | GEN3 | Natural Gas Internal Combustion Engine | IC |  | S | 4.4 | 0.8 | 4.4 | 4.4 | 2 | N |  |  | N | IPP Non-CHP | 2 | X | NG
Natural Gas Internal Combustion Engine.NG | natural gas peaker | TRUE | 60875 | Wolf Run Energy LLC | 61263 | Wolf Run Energy | PA | Bradford | GEN4 | Natural Gas Internal Combustion Engine | IC |  | S | 4.4 | 0.8 | 4.4 | 4.4 | 2 | N |  |  | N | IPP Non-CHP | 2 | X | NG
Natural Gas Internal Combustion Engine.NG | natural gas peaker | TRUE | 60875 | Wolf Run Energy LLC | 61263 | Wolf Run Energy | PA | Bradford | GEN5 | Natural Gas Internal Combustion Engine | IC |  | S | 4.4 | 0.8 | 4.4 | 4.4 | 2 | N |  |  | N | IPP Non-CHP | 2 | X | NG
Solar Photovoltaic.SUN | solar PV | TRUE | 61012 | AES Distributed Energy | 61264 | Antelope Expansion 2 | CA | Los Angeles | ANTX2 | Solar Photovoltaic | PV |  | S | 105 |  | 105 | 105 |  | N |  |  | N | IPP Non-CHP | 2 | X | SUN
Solar Photovoltaic.SUN | solar PV | TRUE | 61012 | AES Distributed Energy | 61265 | Antelope DSR 3 | CA | Los Angeles | ADSR3 | Solar Photovoltaic | PV |  | S | 20 |  | 20 | 20 |  | N |  |  | N | IPP Non-CHP | 2 | X | SUN
Petroleum Liquids.DFO | petroleum | TRUE | 9778 | Johnson County Rural E M C | 61267 | Hurricane Creek Lift Station | IN | Johnson | HURR | Petroleum Liquids | IC |  | W | 2 | 0.8 | 2 | 2 | 1.7 | N |  |  | N | Electric Utility | 1 | X | DFO
Solar Photovoltaic.SUN | solar PV | TRUE | 60879 | NGI-Kayenta Solar Lessor I, LLC | 61268 | Kayenta Solar Project | AZ | Navajo | PV1 | Solar Photovoltaic | PV |  | S | 27.3 |  | 27.3 | 27.3 |  | N |  |  | N | IPP Non-CHP | 2 | X | SUN
Solar Photovoltaic.SUN | solar PV | TRUE | 60879 | NGI-Kayenta Solar Lessor I, LLC | 61268 | Kayenta Solar Project | AZ | Navajo | PV2 | Solar Photovoltaic | PV |  | S | 28 |  | 28 | 28 |  | N |  |  | N | IPP Non-CHP | 2 | X | SUN
Onshore Wind Turbine.WND | onshore wind | TRUE | 60881 | Thunder Ranch Wind Project, LLC | 61269 | Thunder Ranch Wind Project | OK | Noble | WT1 | Onshore Wind Turbine | WT |  | S | 297.8 |  | 297.8 | 297.8 | 1 | N |  |  | N | IPP Non-CHP | 2 | X | WND
Onshore Wind Turbine.WND | onshore wind | TRUE | 60882 | Red Dirt Wind Project, LLC | 61270 | Red Dirt Wind Project | OK | Kingfisher | RDDRT | Onshore Wind Turbine | WT |  | S | 299.3 |  | 299.3 | 299.3 | 1 | N |  |  | N | IPP Non-CHP | 2 | X | WND
Solar Photovoltaic.SUN | solar PV | TRUE | 60880 | The Biltmore Company | 61271 | Biltmore Solar Fields | NC | Buncombe | 18950 | Solar Photovoltaic | PV |  | J | 1.5 |  | 1.5 | 1.5 |  | N |  |  | N | IPP Non-CHP | 2 | X | SUN
Solar Photovoltaic.SUN | solar PV | TRUE | 60886 | Gray Hawk Solar, LLC | 61272 | Gray Hawk Solar | AZ | Mohave | GHS | Solar Photovoltaic | PV |  | S | 55 |  | 55 | 55 |  | N |  |  | N | IPP Non-CHP | 2 | X | SUN
Solar Photovoltaic.SUN | solar PV | TRUE | 60888 | GCL New Energy, Inc. | 61274 | Wilson Solar Farm 1 | NC | Wilson | WISL1 | Solar Photovoltaic | PV |  | S | 3.4 |  | 3.3 | 2 |  | N |  |  | N | IPP Non-CHP | 2 | X | SUN
Solar Photovoltaic.SUN | solar PV | TRUE | 60888 | GCL New Energy, Inc. | 61275 | Wilson Solar Farm 2 | NC | Wilson | WILS2 | Solar Photovoltaic | PV |  | S | 5 |  | 3.8 | 3.7 |  | N |  |  | N | IPP Non-CHP | 2 | X | SUN
Solar Photovoltaic.SUN | solar PV | TRUE | 60888 | GCL New Energy, Inc. | 61276 | Wilson Solar Farm 3 | NC | Wilson | WILS3 | Solar Photovoltaic | PV |  | S | 10 |  | 9 | 8.1 |  | N |  |  | N | IPP Non-CHP | 2 | X | SUN
Solar Photovoltaic.SUN | solar PV | TRUE | 60888 | GCL New Energy, Inc. | 61277 | Wilson Solar Farm 4 | NC | Wilson | WILS4 | Solar Photovoltaic | PV |  | S | 10 |  | 9 | 8.1 |  | N |  |  | N | IPP Non-CHP | 2 | X | SUN
Solar Photovoltaic.SUN | solar PV | TRUE | 60888 | GCL New Energy, Inc. | 61278 | Wilson Solar Farm 5 | NC | Wilson | WILS5 | Solar Photovoltaic | PV |  | S | 10 |  | 9.5 | 6.7 |  | N |  |  | N | IPP Non-CHP | 2 | X | SUN
Solar Photovoltaic.SUN | solar PV | TRUE | 60888 | GCL New Energy, Inc. | 61279 | Wilson Solar Farm 6 | NC | Wilson | WILS6 | Solar Photovoltaic | PV |  | S | 10 |  | 9.7 | 7.2 |  | N |  |  | N | IPP Non-CHP | 2 | X | SUN
Solar Photovoltaic.SUN | solar PV | TRUE | 60888 | GCL New Energy, Inc. | 61280 | Wilson Solar Farm 7 | NC | Wilson | WILS7 | Solar Photovoltaic | PV |  | S | 10 |  | 9.2 | 8.4 |  | N |  |  | N | IPP Non-CHP | 2 | X | SUN
Solar Photovoltaic.SUN | solar PV | TRUE | 60888 | GCL New Energy, Inc. | 61281 | Bear Creek Solar Center | OR | Deschutes | BCRSC | Solar Photovoltaic | PV |  | S | 10 |  | 10 | 10 |  | N |  |  | N | IPP Non-CHP | 2 | X | SUN
Natural Gas Fired Combustion Turbine.NG | natural gas peaker | FALSE | 60890 | US Dept of Army, Garrison, APG | 61282 | APG Combined Heat and Power Plant | MD | Harford | GEN1 | Natural Gas Fired Combustion Turbine | GT |  | S | 7.9 | 0.99 | 6.2 | 9 | 3.9 | N |  |  | Y | Commercial CHP | 5 | T | NG | DFO
Solar Photovoltaic.SUN | solar PV | TRUE | 61060 | Cypress Creek Renewables | 61283 | Bladenboro Solar, LLC | NC | Bladen | GEN1 | Solar Photovoltaic | PV |  | S | 4.8 |  | 4.8 | 4.8 |  | N |  |  | N | IPP Non-CHP | 2 | X | SUN
Solar Photovoltaic.SUN | solar PV | TRUE | 61060 | Cypress Creek Renewables | 61284 | Lux Solar, LLC | NC | Cleveland | GEN1 | Solar Photovoltaic | PV |  | S | 2 |  | 2 | 2 |  | N |  |  | N | IPP Non-CHP | 2 | X | SUN
Solar Photovoltaic.SUN | solar PV | TRUE | 60025 | Greenbacker Renewable Energy Corporation | 61287 | Sun Farm V, LLC | NC | Perquimans | SF5PV | Solar Photovoltaic | PV |  | S | 5 |  | 4.8 | 4.8 |  | N |  |  | N | IPP Non-CHP | 2 | X | SUN
Solar Photovoltaic.SUN | solar PV | TRUE | 61060 | Cypress Creek Renewables | 61288 | Roxboro Solar Farm, LLC | NC | Granville | GEN1 | Solar Photovoltaic | PV |  | S | 5 |  | 5 | 5 |  | N |  |  | N | IPP Non-CHP | 2 | X | SUN
Solar Photovoltaic.SUN | solar PV | TRUE | 60496 | Adapture Renewables, Inc. | 61289 | River Bend Solar, LLC | MT | Stillwater | RBSMT | Solar Photovoltaic | PV |  | S | 2 |  | 2 | 2 |  | N |  |  | N | IPP Non-CHP | 2 | X | SUN
Solar Photovoltaic.SUN | solar PV | TRUE | 60496 | Adapture Renewables, Inc. | 61290 | South Mills Solar, LLC | MT | Big Horn | SMSMT | Solar Photovoltaic | PV |  | S | 3 |  | 3 | 3 |  | N |  |  | N | IPP Non-CHP | 2 | X | SUN
Solar Photovoltaic.SUN | solar PV | TRUE | 60496 | Adapture Renewables, Inc. | 61291 | Green Meadow Solar, LLC | MT | Lewis and Clark | GMSMT | Solar Photovoltaic | PV |  | S | 3 |  | 3 | 3 |  | N |  |  | N | IPP Non-CHP | 2 | X | SUN
Solar Photovoltaic.SUN | solar PV | TRUE | 60888 | GCL New Energy, Inc. | 61292 | Jackson Solar Farm | NC | Wilson | JAKSN | Solar Photovoltaic | PV |  | S | 10 |  | 8.6 | 7.6 |  | N |  |  | N | IPP Non-CHP | 2 | X | SUN
Solar Photovoltaic.SUN | solar PV | TRUE | 60921 | Farley Road Solar, LLC | 61294 | Farley Road Community Solar | MA | Worcester | 02419 | Solar Photovoltaic | PV |  | S | 1.9 |  | 1.9 | 1.5 |  | N |  |  | N | IPP Non-CHP | 2 | X | SUN
Solar Photovoltaic.SUN | solar PV | TRUE | 60922 | Belchertown Renewables, LLC | 61295 | Belchertown Renewables Community Solar | MA | Hampshire | 02675 | Solar Photovoltaic | PV |  | S | 4 |  | 4 | 3.2 |  | N |  |  | N | IPP Non-CHP | 2 | X | SUN
Solar Photovoltaic.SUN | solar PV | TRUE | 60923 | Theodore Drive Solar, LLC | 61296 | Theodore Drive Community Solar | MA | Worcester | 02529 | Solar Photovoltaic | PV |  | S | 1.5 |  | 1.5 | 1.2 |  | N |  |  | N | IPP Non-CHP | 2 | X | SUN
Solar Photovoltaic.SUN | solar PV | TRUE | 60924 | Upton Solar, LLC | 61297 | Upton Community Solar | MA | Worcester | 02567 | Solar Photovoltaic | PV |  | S | 2 |  | 2 | 1.6 |  | N |  |  | N | IPP Non-CHP | 2 | X | SUN
Solar Photovoltaic.SUN | solar PV | TRUE | 60925 | Pleasantdale Road Solar, LLC | 61298 | Pleasantdale Road Community Solar | MA | Worcester | 02112 | Solar Photovoltaic | PV |  | S | 1 |  | 1 | 0.8 |  | N |  |  | N | IPP Non-CHP | 2 | X | SUN
Solar Photovoltaic.SUN | solar PV | TRUE | 60926 | Hatfield Renewables, LLC | 61299 | Hatfield Renewables Community Solar | MA | Hampshire | 02599 | Solar Photovoltaic | PV |  | S | 1.9 |  | 1.9 | 1.5 |  | N |  |  | N | IPP Non-CHP | 2 | X | SUN
Onshore Wind Turbine.WND | onshore wind | TRUE | 60944 | Bluff Point Wind, LLC | 61303 | Bluff Point Wind Facility | IN | Jay | BLUFF | Onshore Wind Turbine | WT |  | S | 119.7 |  | 119.7 | 119.7 | 0.1 | N |  |  | N | IPP Non-CHP | 2 | X | WND
Solar Photovoltaic.SUN | solar PV | TRUE | 60920 | Peterson Road Solar, LLC | 61307 | Peterson Road Solar | MA | Hampden | 02076 | Solar Photovoltaic | PV |  | S | 2.5 |  | 2.5 | 2 |  | N |  |  | N | IPP Non-CHP | 2 | X | SUN
Solar Photovoltaic.SUN | solar PV | TRUE | 60919 | Sampson Road Solar, LLC | 61308 | Sampson Road Community Solar | MA | Worcester | 02696 | Solar Photovoltaic | PV |  | S | 2 |  | 2 | 1.6 |  | N |  |  | N | IPP Non-CHP | 2 | X | SUN
Solar Photovoltaic.SUN | solar PV | TRUE | 57389 | IKEA Property Inc | 61309 | IKEA Grand Prairie Rooftop PV System | TX | Dallas | PV1 | Solar Photovoltaic | PV |  | S | 1.2 |  | 1.1 | 0.7 |  | N |  |  | N | IPP Non-CHP | 2 | X | SUN
Solar Photovoltaic.SUN | solar PV | TRUE | 55729 | Duke Energy Kentucky Inc | 61310 | Crittenden Solar Facility | KY | Grant | PV1 | Solar Photovoltaic | PV |  | S | 2.7 |  | 2.7 | 2.7 | 2.7 | N |  |  | N | Electric Utility | 1 | X | SUN
Solar Photovoltaic.SUN | solar PV | TRUE | 55729 | Duke Energy Kentucky Inc | 61311 | Walton 1 Solar Facility | KY | Kenton | PV1 | Solar Photovoltaic | PV |  | S | 2 |  | 2 | 2 | 2 | N |  |  | N | Electric Utility | 1 | X | SUN
Solar Photovoltaic.SUN | solar PV | TRUE | 55729 | Duke Energy Kentucky Inc | 61312 | Walton 2 Solar Facility | KY | Kenton | PV1 | Solar Photovoltaic | PV |  | S | 2 |  | 2 | 2 | 2 | N |  |  | N | Electric Utility | 1 | X | SUN
Solar Photovoltaic.SUN | solar PV | TRUE | 58822 | MC Power Companies Inc | 61313 | BPU Solar Farm | KS | Wyandotte | BPU1 | Solar Photovoltaic | PV |  | W | 1 |  | 1 | 1 |  | N |  |  | N | IPP Non-CHP | 2 | X | SUN
Solar Photovoltaic.SUN | solar PV | TRUE | 60916 | SR Kersey, LLC | 61314 | SR Kersey | CO | Weld | KERS | Solar Photovoltaic | PV |  | S | 3.5 |  | 3.5 | 3.5 |  | N |  |  | N | IPP Non-CHP | 2 | X | SUN
Solar Photovoltaic.SUN | solar PV | TRUE | 60917 | Golden Hills Solar, LLC | 61315 | Golden Hills Solar | MA | Worcester | 02196 | Solar Photovoltaic | PV |  | S | 4.7 |  | 4.7 | 3.8 |  | N |  |  | N | IPP Non-CHP | 2 | X | SUN
Solar Photovoltaic.SUN | solar PV | TRUE | 58822 | MC Power Companies Inc | 61316 | Higginsville Solar Farm | MO | Lafayette | HSF1 | Solar Photovoltaic | PV |  | W | 2.5 |  | 2.5 | 2.5 |  | N |  |  | N | IPP Non-CHP | 2 | X | SUN
Solar Photovoltaic.SUN | solar PV | TRUE | 60952 | Energix Mt. Jackson, LLC. | 61318 | Mt. Jackson Solar | VA | Shenandoah | SOLAR | Solar Photovoltaic | PV |  | S | 15.7 |  | 15.7 | 15.7 |  | N |  |  | N | IPP Non-CHP | 2 | X | SUN
Solar Photovoltaic.SUN | solar PV | TRUE | 11208 | Los Angeles Department of Water & Power | 61319 | Port of LA Solar FiT Project | CA | Los Angeles | W4885 | Solar Photovoltaic | PV |  | W | 1.1 |  | 1.1 | 1.1 |  | N |  |  | N | IPP Non-CHP | 2 | X | SUN
Natural Gas Fired Combined Cycle.NG | natural gas combined cycle | TRUE | 61762 | Long Ridge Energy Generation LLC | 61322 | Long Ridge Energy Generation | OH | Monroe | HPPP1 | Natural Gas Fired Combined Cycle | CS |  | S | 521.9 | 0.85 | 485 | 485 | 190 | N |  |  | N | IPP Non-CHP | 2 | X | NG | H2
Solar Photovoltaic.SUN | solar PV | TRUE | 60962 | Saluda Solar II, LLC | 61323 | Saluda Solar II | SC | Saluda | PGRB5 | Solar Photovoltaic | PV |  | S | 3.4 |  | 3.4 | 3.4 |  | N |  |  | N | IPP Non-CHP | 2 | X | SUN
Solar Photovoltaic.SUN | solar PV | TRUE | 60963 | Odyssey Solar, LLC | 61324 | Odyssey Solar | SC | Lexington | PGRB4 | Solar Photovoltaic | PV |  | S | 8.2 |  | 8.2 | 8.2 |  | N |  |  | N | IPP Non-CHP | 2 | X | SUN
Solar Photovoltaic.SUN | solar PV | TRUE | 60964 | Hampton Solar I, LLC | 61325 | Hampton Solar I | SC | Hampton | PGRB3 | Solar Photovoltaic | PV |  | S | 6.8 |  | 6.8 | 6.8 |  | N |  |  | N | IPP Non-CHP | 2 | X | SUN
Solar Photovoltaic.SUN | solar PV | TRUE | 60965 | Cameron Solar II, LLC | 61326 | Cameron Solar II | SC | Calhoun | PGRB2 | Solar Photovoltaic | PV |  | S | 4.1 |  | 4.1 | 4.1 |  | N |  |  | N | IPP Non-CHP | 2 | X | SUN
Solar Photovoltaic.SUN | solar PV | TRUE | 60966 | Barnwell Solar, LLC | 61327 | Barnwell Solar | SC | Barnwell | PGRB1 | Solar Photovoltaic | PV |  | S | 5.4 |  | 5.4 | 5.4 |  | N |  |  | N | IPP Non-CHP | 2 | X | SUN
Solar Photovoltaic.SUN | solar PV | TRUE | 60967 | Crater Community Solar | 61328 | Crater Community Solar | MN | Chippewa | TCCS1 | Solar Photovoltaic | PV |  | S | 1 |  | 0.9 | 0.9 |  | N |  |  | N | IPP Non-CHP | 2 | X | SUN
Solar Photovoltaic.SUN | solar PV | TRUE | 60967 | Crater Community Solar | 61328 | Crater Community Solar | MN | Chippewa | TCCS2 | Solar Photovoltaic | PV |  | S | 1 |  | 0.9 | 0.9 |  | N |  |  | N | IPP Non-CHP | 2 | X | SUN
Solar Photovoltaic.SUN | solar PV | TRUE | 60967 | Crater Community Solar | 61328 | Crater Community Solar | MN | Chippewa | TCCS3 | Solar Photovoltaic | PV |  | S | 1 |  | 0.9 | 0.9 |  | N |  |  | N | IPP Non-CHP | 2 | X | SUN
Solar Photovoltaic.SUN | solar PV | TRUE | 60968 | Delphinus Community Solar | 61329 | Delphinus Community Solar | MN | Benton | QDCS1 | Solar Photovoltaic | PV |  | S | 1 |  | 0.9 | 0.9 |  | N |  |  | N | IPP Non-CHP | 2 | X | SUN
Solar Photovoltaic.SUN | solar PV | TRUE | 60968 | Delphinus Community Solar | 61329 | Delphinus Community Solar | MN | Benton | QDCS2 | Solar Photovoltaic | PV |  | S | 1 |  | 0.9 | 0.9 |  | N |  |  | N | IPP Non-CHP | 2 | X | SUN
Onshore Wind Turbine.WND | onshore wind | TRUE | 60969 | Hog Creek Wind Project LLC | 61330 | Hog Creek Wind Project | OH | Hardin | WT1 | Onshore Wind Turbine | WT |  | S | 66 |  | 66 | 66 | 0.4 | N |  |  | N | IPP Non-CHP | 2 | X | WND
Solar Photovoltaic.SUN | solar PV | TRUE | 60975 | SR Innovation, LLC | 61332 | SR Innovation - NIKE PV | TN | Shelby | NIKE2 | Solar Photovoltaic | PV |  | S | 1.5 |  | 1.5 | 1.5 |  | N |  |  | N | IPP Non-CHP | 2 | X | SUN
Solar Photovoltaic.SUN | solar PV | TRUE | 17633 | Southern Indiana Gas & Elec Co | 61333 | Oak Hill Solar Array | IN | Vanderburgh | OHSA1 | Solar Photovoltaic | PV |  | S | 2 |  | 2 | 2 |  | N |  |  | N | Electric Utility | 1 | X | SUN
Solar Photovoltaic.SUN | solar PV | TRUE | 17633 | Southern Indiana Gas & Elec Co | 61334 | Volkman Road Solar Array Hybrid | IN | Vanderburgh | VRSA1 | Solar Photovoltaic | PV |  | S | 2 |  | 2 | 2 |  | N |  |  | N | Electric Utility | 1 | X | SUN
Batteries.MWH | battery storage | 0 | 17633 | Southern Indiana Gas & Elec Co | 61334 | Volkman Road Solar Array Hybrid | IN | Vanderburgh | VRSA2 | Batteries | BA |  | S | 1 |  | 1 | 1 | 0 | N |  |  | N | Electric Utility | 1 | X | MWH
Solar Photovoltaic.SUN | solar PV | TRUE | 60496 | Adapture Renewables, Inc. | 61335 | Great Divide Solar, LLC | MT | Lewis and Clark | GDSMT | Solar Photovoltaic | PV |  | S | 3 |  | 3 | 3 |  | N |  |  | N | IPP Non-CHP | 2 | X | SUN
Solar Photovoltaic.SUN | solar PV | TRUE | 60496 | Adapture Renewables, Inc. | 61336 | Black Eagle Solar, LLC | MT | Cascade | BESMT | Solar Photovoltaic | PV |  | S | 3 |  | 3 | 3 |  | N |  |  | N | IPP Non-CHP | 2 | X | SUN
Solar Photovoltaic.SUN | solar PV | TRUE | 60496 | Adapture Renewables, Inc. | 61337 | Magpie Solar, LLC | MT | Golden Valley | MSMT | Solar Photovoltaic | PV |  | S | 3 |  | 3 | 3 |  | N |  |  | N | IPP Non-CHP | 2 | X | SUN
Solar Photovoltaic.SUN | solar PV | TRUE | 60978 | SP Solar 5, LLC | 61338 | Mill Creek Solar (OR) | OR | Yamhill | PGRC1 | Solar Photovoltaic | PV |  | S | 2.2 |  | 2.2 | 2.2 |  | N |  |  | N | IPP Non-CHP | 2 | X | SUN
Solar Photovoltaic.SUN | solar PV | TRUE | 61012 | AES Distributed Energy | 61339 | Green Beanworks B PV | CA | Los Angeles | GBWXB | Solar Photovoltaic | PV |  | S | 3 |  | 3 | 3 |  | N |  |  | N | IPP Non-CHP | 2 | X | SUN
Solar Photovoltaic.SUN | solar PV | TRUE | 61060 | Cypress Creek Renewables | 61340 | Next Generation Solar Farm | VT | Addison | NGSF1 | Solar Photovoltaic | PV |  | S | 2.2 |  | 2.2 | 2.2 |  | N |  |  | N | IPP Non-CHP | 2 | X | SUN
Solar Photovoltaic.SUN | solar PV | TRUE | 61944 | MN8 Energy LLC | 61341 | Grafton PV | MA | Worcester | MSBW1 | Solar Photovoltaic | PV |  | S | 2.7 |  | 2.7 | 2.7 |  | N |  |  | N | IPP Non-CHP | 2 | X | SUN
Solar Photovoltaic.SUN | solar PV | TRUE | 61944 | MN8 Energy LLC | 61342 | Barrett PV | MA | Worcester | MSBW2 | Solar Photovoltaic | PV |  | J | 11.9 |  | 11.9 | 11.9 |  | N |  |  | N | IPP Non-CHP | 2 | X | SUN
Onshore Wind Turbine.WND | onshore wind | TRUE | 15399 | Avangrid Renewables LLC | 61343 | Karankawa Wind LLC | TX | San Patricio | WT1 | Onshore Wind Turbine | WT |  | S | 307.1 |  | 307.1 | 307.1 | 0 | N |  |  | N | IPP Non-CHP | 2 | X | WND
Onshore Wind Turbine.WND | onshore wind | TRUE | 15399 | Avangrid Renewables LLC | 61344 | Otter Creek Wind Farm LLC | IL | LaSalle | WT1 | Onshore Wind Turbine | WT |  | S | 150 |  | 150 | 150 | 0 | N |  |  | N | IPP Non-CHP | 2 | X | WND
Solar Photovoltaic.SUN | solar PV | TRUE | 15399 | Avangrid Renewables LLC | 61345 | WyEast Solar | OR | Sherman | PV1 | Solar Photovoltaic | PV |  | S | 10 |  | 10 | 10 |  | N |  |  | N | IPP Non-CHP | 2 | X | SUN
Solar Photovoltaic.SUN | solar PV | TRUE | 58764 | Origis Energy USA, Inc | 61346 | RE Maplewood | TX | Pecos | PV1 | Solar Photovoltaic | PV |  | S | 222 | 1 | 222 | 222 |  | N |  |  | N | IPP Non-CHP | 2 | X | SUN
Solar Photovoltaic.SUN | solar PV | TRUE | 58764 | Origis Energy USA, Inc | 61346 | RE Maplewood | TX | Pecos | PV2 | Solar Photovoltaic | PV |  | S | 28 | 1 | 28 | 28 |  | N |  |  | N | IPP Non-CHP | 2 | X | SUN
Solar Photovoltaic.SUN | solar PV | TRUE | 61060 | Cypress Creek Renewables | 61347 | Long Henry Solar | NC | Wayne | GEN1 | Solar Photovoltaic | PV |  | S | 2 |  | 2 | 2 |  | N |  |  | N | IPP Non-CHP | 2 | X | SUN
Solar Photovoltaic.SUN | solar PV | TRUE | 60991 | Westmont Solar, LLC | 61348 | Westmont 400A | CA | Los Angeles | W5691 | Solar Photovoltaic | PV |  | W | 2.3 |  | 2.3 | 2.3 |  | N |  |  | N | IPP Non-CHP | 2 | X | SUN
Solar Photovoltaic.SUN | solar PV | TRUE | 60991 | Westmont Solar, LLC | 61349 | Westmont 400B | CA | Los Angeles | W5694 | Solar Photovoltaic | PV |  | S | 2.2 |  | 2.2 | 2.2 |  | N |  |  | N | IPP Non-CHP | 2 | X | SUN
Solar Photovoltaic.SUN | solar PV | TRUE | 63249 | Terraform Arcadia | 61350 | MDFA Devens-Saratoga | MA | Worcester | SO145 | Solar Photovoltaic | PV |  | S | 2.5 |  | 2.5 | 2.5 |  | N |  |  | N | IPP Non-CHP | 2 | X | SUN
Solar Photovoltaic.SUN | solar PV | TRUE | 61060 | Cypress Creek Renewables | 61351 | Bear Creek Solar | NC | Chatham | GEN1 | Solar Photovoltaic | PV |  | S | 2 |  | 2 | 2 |  | N |  |  | N | IPP Non-CHP | 2 | X | SUN
Solar Photovoltaic.SUN | solar PV | TRUE | 61060 | Cypress Creek Renewables | 61352 | Bondi Solar | NC | Jones | GEN1 | Solar Photovoltaic | PV |  | S | 5 |  | 5 | 5 |  | N |  |  | N | IPP Non-CHP | 2 | X | SUN
Solar Photovoltaic.SUN | solar PV | TRUE | 60986 | Imperial Valley Solar 2, LLC | 61353 | Mount Signal Solar Farm II | CA | Imperial | IVS2 | Solar Photovoltaic | PV |  | S | 153.5 |  | 153.5 | 153.5 |  | N |  |  | N | IPP Non-CHP | 2 | X | SUN
Solar Photovoltaic.SUN | solar PV | TRUE | 56990 | NJR Clean Energy Ventures Corporation | 61354 | Princeton Solar Project | NJ | Mercer | STONY | Solar Photovoltaic | PV |  | W | 2.2 |  | 2.2 | 2.2 |  | N |  |  | N | IPP Non-CHP | 2 | X | SUN
Conventional Hydroelectric.WAT | hydro | FALSE | 60995 | Tarrant Regional Water District | 61355 | Arlington Outlet Hydroelectric Generator | TX | Tarrant | HY1 | Conventional Hydroelectric | HY |  | S | 1.3 | 0.9 | 1.3 | 1.3 | 0 | N |  |  | N | Commercial Non-CHP | 4 | X | WAT
Onshore Wind Turbine.WND | onshore wind | FALSE | 60996 | OEE XXV LLC | 61356 | Valfilm Wind Project | OH | Hancock | W1 | Onshore Wind Turbine | WT |  | S | 1.5 |  | 1.5 | 1.5 | 0.1 | N |  |  | N | Industrial Non-CHP | 6 | X | WND
Onshore Wind Turbine.WND | onshore wind | FALSE | 60996 | OEE XXV LLC | 61356 | Valfilm Wind Project | OH | Hancock | W2 | Onshore Wind Turbine | WT |  | S | 1.5 |  | 1.5 | 1.5 | 0.1 | N |  |  | N | Industrial Non-CHP | 6 | X | WND
Onshore Wind Turbine.WND | onshore wind | TRUE | 57170 | EDF Renewable Asset Holdings, Inc. | 61357 | Red Pine Wind Project | MN | Lincoln | RP1 | Onshore Wind Turbine | WT |  | S | 200 |  | 200 | 200 | 0 | N |  |  | N | IPP Non-CHP | 2 | X | WND
Solar Photovoltaic.SUN | solar PV | TRUE | 65164 | CleanCapital Holdings | 61358 | IGS Solar I - BWI5 | MD | Baltimore | BWI5 | Solar Photovoltaic | PV |  | S | 1.1 |  | 1.1 | 0.8 |  | N |  |  | N | IPP Non-CHP | 2 | X | SUN
Solar Photovoltaic.SUN | solar PV | TRUE | 65164 | CleanCapital Holdings | 61359 | IGS Solar I - EWR5 | NJ | Middlesex | EWR5 | Solar Photovoltaic | PV |  | S | 1.9 |  | 2.9 | 1.2 |  | N |  |  | N | IPP Non-CHP | 2 | X | SUN
Solar Photovoltaic.SUN | solar PV | TRUE | 65164 | CleanCapital Holdings | 61360 | IGS Solar I - EWR6 | NJ | Middlesex | EWR6 | Solar Photovoltaic | PV |  | S | 1.9 |  | 1.9 | 1.1 |  | N |  |  | N | IPP Non-CHP | 2 | X | SUN
Batteries.MWH | battery storage | 0 | 54888 | NRG Texas Power LLC | 61362 | NRG Elbow Creek Energy Storage Project | TX | Howard | ECBS | Batteries | BA |  | S | 2 |  | 2 | 2 | 0 | N |  |  | N | IPP Non-CHP | 2 | X | MWH
Solar Photovoltaic.SUN | solar PV | TRUE | 61944 | MN8 Energy LLC | 61363 | Equuleus Community Solar Gardens | MN | Dakota | CSG1 | Solar Photovoltaic | PV |  | S | 1 |  | 1 | 1 |  | N |  |  | N | IPP Non-CHP | 2 | X | SUN
Solar Photovoltaic.SUN | solar PV | TRUE | 61944 | MN8 Energy LLC | 61363 | Equuleus Community Solar Gardens | MN | Dakota | CSG2 | Solar Photovoltaic | PV |  | S | 1 |  | 1 | 1 |  | N |  |  | N | IPP Non-CHP | 2 | X | SUN
Solar Photovoltaic.SUN | solar PV | TRUE | 61944 | MN8 Energy LLC | 61363 | Equuleus Community Solar Gardens | MN | Dakota | CSG3 | Solar Photovoltaic | PV |  | S | 1 |  | 1 | 1 |  | N |  |  | N | IPP Non-CHP | 2 | X | SUN
Solar Photovoltaic.SUN | solar PV | TRUE | 61944 | MN8 Energy LLC | 61363 | Equuleus Community Solar Gardens | MN | Dakota | CSG4 | Solar Photovoltaic | PV |  | S | 1 |  | 1 | 1 |  | N |  |  | N | IPP Non-CHP | 2 | X | SUN
Solar Photovoltaic.SUN | solar PV | TRUE | 61944 | MN8 Energy LLC | 61363 | Equuleus Community Solar Gardens | MN | Dakota | CSG5 | Solar Photovoltaic | PV |  | S | 1 |  | 1 | 1 |  | N |  |  | N | IPP Non-CHP | 2 | X | SUN
Batteries.MWH | battery storage | 0 | 16609 | San Diego Gas & Electric Co | 61366 | Top Gun Energy Storage | CA | San Diego | TGES | Batteries | BA |  | S | 30 | 1 | 30 | 30 | 30 | N |  |  | N | Electric Utility | 1 | X | MWH
Solar Photovoltaic.SUN | solar PV | TRUE | 57319 | Luminace Solar Massachusetts, LLC | 61367 | Smith & Wesson at Springfield MA PV | MA | Hampden | PV1 | Solar Photovoltaic | PV |  | S | 1.9 |  | 1.4 | 1.4 |  | N |  |  | N | IPP Non-CHP | 2 | X | SUN
Solar Photovoltaic.SUN | solar PV | TRUE | 61801 | Midway Solar | 61368 | Midway Solar - TX | TX | Pecos | PV1 | Solar Photovoltaic | PV |  | W | 182 |  | 182 | 182 |  | N |  |  | N | IPP Non-CHP | 2 | X | SUN
Solar Photovoltaic.SUN | solar PV | TRUE | 61005 | Sweetwater Solar LLC | 61369 | Sweetwater Solar | WY | Sweetwater | PV1 | Solar Photovoltaic | PV |  | W | 92 |  | 92 | 92 |  | N |  |  | N | IPP Non-CHP | 2 | X | SUN
Solar Photovoltaic.SUN | solar PV | TRUE | 61060 | Cypress Creek Renewables | 61370 | Walnut Springs Solar | TX | Bosque | GEN1 | Solar Photovoltaic | PV |  | S | 5 |  | 5 | 5 |  | N |  |  | N | IPP Non-CHP | 2 | X | SUN
Solar Photovoltaic.SUN | solar PV | TRUE | 61009 | LSE Centaurus LLC | 61371 | Centaurus Solar - MA | MA | Middlesex | ASH24 | Solar Photovoltaic | PV |  | S | 2.4 |  | 2.4 | 2.4 |  | N |  |  | N | IPP Non-CHP | 2 | X | SUN
Solar Photovoltaic.SUN | solar PV | TRUE | 61011 | Kearsarge Bellingham LLC | 61373 | Kearsarge Bellingham PV | MA | Norfolk | BELL | Solar Photovoltaic | PV |  | S | 2.9 |  | 2.9 | 2.9 |  | N |  |  | N | IPP Non-CHP | 2 | X | SUN
Solar Photovoltaic.SUN | solar PV | TRUE | 58468 | Dominion Renewable Energy | 61374 | Hecate Energy Clarke County LLC | VA | Clarke | PV1 | Solar Photovoltaic | PV |  | S | 10 |  | 10 | 10 |  | N |  |  | N | IPP Non-CHP | 2 | X | SUN
Solar Photovoltaic.SUN | solar PV | TRUE | 58468 | Dominion Renewable Energy | 61375 | Hecate Energy Cherrydale LLC | VA | Northampton | PV1 | Solar Photovoltaic | PV |  | S | 20 |  | 20 | 20 |  | N |  |  | N | IPP Non-CHP | 2 | X | SUN
Solar Photovoltaic.SUN | solar PV | TRUE | 61012 | AES Distributed Energy | 61376 | Cedar Creek PV | NY | Nassau | CEDR1 | Solar Photovoltaic | PV |  | S | 1.8 |  | 1.8 | 1.8 |  | N |  |  | N | IPP Non-CHP | 2 | X | SUN
Solar Photovoltaic.SUN | solar PV | TRUE | 61012 | AES Distributed Energy | 61377 | Amazon - Patterson PV | CA | Stanislaus | PATT1 | Solar Photovoltaic | PV |  | S | 2.5 |  | 2.5 | 2.5 |  | N |  |  | N | IPP Non-CHP | 2 | X | SUN
Petroleum Liquids.DFO | petroleum | FALSE | 61013 | Northern Westchester Hospital | 61378 | Northern Westchester Hospital | NY | Westchester | 1 | Petroleum Liquids | IC |  | S | 1 | 0.8 | 1 | 1 | 0.3 | N |  |  | N | Commercial Non-CHP | 4 | X | DFO
Petroleum Liquids.DFO | petroleum | FALSE | 61013 | Northern Westchester Hospital | 61378 | Northern Westchester Hospital | NY | Westchester | 2 | Petroleum Liquids | IC |  | S | 1 | 0.8 | 1 | 1 | 0.3 | N |  |  | N | Commercial Non-CHP | 4 | X | DFO
Petroleum Liquids.DFO | petroleum | FALSE | 61013 | Northern Westchester Hospital | 61378 | Northern Westchester Hospital | NY | Westchester | 3 | Petroleum Liquids | IC |  | S | 1 | 0.8 | 1 | 1 | 0.3 | N |  |  | N | Commercial Non-CHP | 4 | X | DFO
Petroleum Liquids.DFO | petroleum | FALSE | 61013 | Northern Westchester Hospital | 61378 | Northern Westchester Hospital | NY | Westchester | 4 | Petroleum Liquids | IC |  | S | 0.8 | 0.8 | 0.8 | 0.8 | 0.2 | N | 2 | 2023 | N | Commercial Non-CHP | 4 | X | DFO
Petroleum Liquids.DFO | petroleum | FALSE | 61013 | Northern Westchester Hospital | 61378 | Northern Westchester Hospital | NY | Westchester | 5 | Petroleum Liquids | IC |  | S | 0.8 | 0.8 | 0.8 | 0.8 | 0.2 | N | 2 | 2023 | N | Commercial Non-CHP | 4 | X | DFO
Natural Gas Internal Combustion Engine.NG | natural gas peaker | FALSE | 61013 | Northern Westchester Hospital | 61378 | Northern Westchester Hospital | NY | Westchester | P | Natural Gas Internal Combustion Engine | IC |  | S | 1 | 0.8 | 1 | 1 | 0.3 | N |  |  | N | Commercial Non-CHP | 4 | X | NG
Solar Photovoltaic.SUN | solar PV | TRUE | 62759 | National Grid Renewables | 61379 | DodgeSun CSG | MN | Dodge | DODG1 | Solar Photovoltaic | PV |  | W | 1 |  | 1 | 1 |  | N |  |  | N | IPP Non-CHP | 2 | X | SUN
Solar Photovoltaic.SUN | solar PV | TRUE | 62759 | National Grid Renewables | 61379 | DodgeSun CSG | MN | Dodge | DODG2 | Solar Photovoltaic | PV |  | W | 1 |  | 1 | 1 |  | N |  |  | N | IPP Non-CHP | 2 | X | SUN
Solar Photovoltaic.SUN | solar PV | TRUE | 62759 | National Grid Renewables | 61379 | DodgeSun CSG | MN | Dodge | DODG3 | Solar Photovoltaic | PV |  | W | 1 |  | 1 | 1 |  | N |  |  | N | IPP Non-CHP | 2 | X | SUN
Solar Photovoltaic.SUN | solar PV | TRUE | 62759 | National Grid Renewables | 61379 | DodgeSun CSG | MN | Dodge | DODG4 | Solar Photovoltaic | PV |  | W | 1 |  | 1 | 1 |  | N |  |  | N | IPP Non-CHP | 2 | X | SUN
Solar Photovoltaic.SUN | solar PV | TRUE | 62759 | National Grid Renewables | 61379 | DodgeSun CSG | MN | Dodge | DODG5 | Solar Photovoltaic | PV |  | W | 1 |  | 1 | 1 |  | N |  |  | N | IPP Non-CHP | 2 | X | SUN
Solar Photovoltaic.SUN | solar PV | TRUE | 62759 | National Grid Renewables | 61380 | Johnson Solar CSG | MN | Pipestone | JOHN1 | Solar Photovoltaic | PV |  | W | 1 |  | 1 | 1 |  | N |  |  | N | IPP Non-CHP | 2 | X | SUN
Solar Photovoltaic.SUN | solar PV | TRUE | 62759 | National Grid Renewables | 61380 | Johnson Solar CSG | MN | Pipestone | JOHN2 | Solar Photovoltaic | PV |  | W | 1 |  | 1 | 1 |  | N |  |  | N | IPP Non-CHP | 2 | X | SUN
Solar Photovoltaic.SUN | solar PV | TRUE | 62759 | National Grid Renewables | 61380 | Johnson Solar CSG | MN | Pipestone | JOHN3 | Solar Photovoltaic | PV |  | W | 1 |  | 1 | 1 |  | N |  |  | N | IPP Non-CHP | 2 | X | SUN
Solar Photovoltaic.SUN | solar PV | TRUE | 62759 | National Grid Renewables | 61380 | Johnson Solar CSG | MN | Pipestone | JOHN4 | Solar Photovoltaic | PV |  | W | 1 |  | 1 | 1 |  | N |  |  | N | IPP Non-CHP | 2 | X | SUN
Solar Photovoltaic.SUN | solar PV | TRUE | 62759 | National Grid Renewables | 61380 | Johnson Solar CSG | MN | Pipestone | JOHN5 | Solar Photovoltaic | PV |  | W | 0.7 |  | 1 | 1 |  | N |  |  | N | IPP Non-CHP | 2 | X | SUN
Solar Photovoltaic.SUN | solar PV | TRUE | 62759 | National Grid Renewables | 61381 | Koppelman Sun CSG | MN | Blue Earth | KOPP1 | Solar Photovoltaic | PV |  | W | 1 |  | 1 | 1 |  | N |  |  | N | IPP Non-CHP | 2 | X | SUN
Solar Photovoltaic.SUN | solar PV | TRUE | 62759 | National Grid Renewables | 61381 | Koppelman Sun CSG | MN | Blue Earth | KOPP2 | Solar Photovoltaic | PV |  | W | 1 |  | 1 | 1 |  | N |  |  | N | IPP Non-CHP | 2 | X | SUN
Solar Photovoltaic.SUN | solar PV | TRUE | 62759 | National Grid Renewables | 61381 | Koppelman Sun CSG | MN | Blue Earth | KOPP3 | Solar Photovoltaic | PV |  | W | 1 |  | 1 | 1 |  | N |  |  | N | IPP Non-CHP | 2 | X | SUN
Solar Photovoltaic.SUN | solar PV | TRUE | 62759 | National Grid Renewables | 61381 | Koppelman Sun CSG | MN | Blue Earth | KOPP4 | Solar Photovoltaic | PV |  | W | 1 |  | 1 | 1 |  | N |  |  | N | IPP Non-CHP | 2 | X | SUN
Solar Photovoltaic.SUN | solar PV | TRUE | 62759 | National Grid Renewables | 61381 | Koppelman Sun CSG | MN | Blue Earth | KOPP5 | Solar Photovoltaic | PV |  | W | 1 |  | 1 | 1 |  | N |  |  | N | IPP Non-CHP | 2 | X | SUN
Solar Photovoltaic.SUN | solar PV | TRUE | 62759 | National Grid Renewables | 61382 | Lindstrom Solar CSG | MN | Chisago | LIND1 | Solar Photovoltaic | PV |  | W | 1 |  | 1 | 1 |  | N |  |  | N | IPP Non-CHP | 2 | X | SUN
Solar Photovoltaic.SUN | solar PV | TRUE | 62759 | National Grid Renewables | 61382 | Lindstrom Solar CSG | MN | Chisago | LIND2 | Solar Photovoltaic | PV |  | W | 1 |  | 1 | 1 |  | N |  |  | N | IPP Non-CHP | 2 | X | SUN
Solar Photovoltaic.SUN | solar PV | TRUE | 62759 | National Grid Renewables | 61382 | Lindstrom Solar CSG | MN | Chisago | LIND3 | Solar Photovoltaic | PV |  | W | 1 |  | 1 | 1 |  | N |  |  | N | IPP Non-CHP | 2 | X | SUN
Solar Photovoltaic.SUN | solar PV | TRUE | 62759 | National Grid Renewables | 61383 | Rengstorf Solar CSG | MN | Nicollet | RENG1 | Solar Photovoltaic | PV |  | W | 1 |  | 1 | 1 |  | N |  |  | N | IPP Non-CHP | 2 | X | SUN
Solar Photovoltaic.SUN | solar PV | TRUE | 62759 | National Grid Renewables | 61383 | Rengstorf Solar CSG | MN | Nicollet | RENG2 | Solar Photovoltaic | PV |  | W | 1 |  | 1 | 1 |  | N |  |  | N | IPP Non-CHP | 2 | X | SUN
Solar Photovoltaic.SUN | solar PV | TRUE | 62759 | National Grid Renewables | 61383 | Rengstorf Solar CSG | MN | Nicollet | RENG3 | Solar Photovoltaic | PV |  | W | 1 |  | 1 | 1 |  | N |  |  | N | IPP Non-CHP | 2 | X | SUN
Solar Photovoltaic.SUN | solar PV | TRUE | 62759 | National Grid Renewables | 61383 | Rengstorf Solar CSG | MN | Nicollet | RENG4 | Solar Photovoltaic | PV |  | W | 1 |  | 1 | 1 |  | N |  |  | N | IPP Non-CHP | 2 | X | SUN
Solar Photovoltaic.SUN | solar PV | TRUE | 62759 | National Grid Renewables | 61383 | Rengstorf Solar CSG | MN | Nicollet | RENG5 | Solar Photovoltaic | PV |  | W | 1 |  | 1 | 1 |  | N |  |  | N | IPP Non-CHP | 2 | X | SUN
Solar Photovoltaic.SUN | solar PV | TRUE | 62759 | National Grid Renewables | 61384 | St. Cloud Solar CSG | MN | Stearns | STCL1 | Solar Photovoltaic | PV |  | W | 1 |  | 1 | 1 |  | N |  |  | N | IPP Non-CHP | 2 | X | SUN
Solar Photovoltaic.SUN | solar PV | TRUE | 62759 | National Grid Renewables | 61384 | St. Cloud Solar CSG | MN | Stearns | STCL2 | Solar Photovoltaic | PV |  | W | 1 |  | 1 | 1 |  | N |  |  | N | IPP Non-CHP | 2 | X | SUN
Solar Photovoltaic.SUN | solar PV | TRUE | 62759 | National Grid Renewables | 61384 | St. Cloud Solar CSG | MN | Stearns | STCL3 | Solar Photovoltaic | PV |  | W | 1 |  | 1 | 1 |  | N |  |  | N | IPP Non-CHP | 2 | X | SUN
Solar Photovoltaic.SUN | solar PV | TRUE | 62759 | National Grid Renewables | 61384 | St. Cloud Solar CSG | MN | Stearns | STCL4 | Solar Photovoltaic | PV |  | W | 1 |  | 1 | 1 |  | N |  |  | N | IPP Non-CHP | 2 | X | SUN
Solar Photovoltaic.SUN | solar PV | TRUE | 62759 | National Grid Renewables | 61384 | St. Cloud Solar CSG | MN | Stearns | STCL5 | Solar Photovoltaic | PV |  | W | 1 |  | 1 | 1 |  | N |  |  | N | IPP Non-CHP | 2 | X | SUN
Landfill Gas.LFG | natural gas peaker | TRUE | 61038 | Cube District Energy, LLC | 61385 | Georgia LFG Oak Grove Plant | GA | Barrow | GM01 | Landfill Gas | IC |  | S | 2.2 | 1 | 2.1 | 2.1 | 1 | N |  |  | N | IPP Non-CHP | 2 | X | LFG | NG
Landfill Gas.LFG | natural gas peaker | TRUE | 61038 | Cube District Energy, LLC | 61385 | Georgia LFG Oak Grove Plant | GA | Barrow | GM02 | Landfill Gas | IC |  | S | 2.2 | 1 | 2.1 | 2.1 | 1 | N |  |  | N | IPP Non-CHP | 2 | X | LFG | NG
Landfill Gas.LFG | natural gas peaker | TRUE | 61038 | Cube District Energy, LLC | 61385 | Georgia LFG Oak Grove Plant | GA | Barrow | GM03 | Landfill Gas | IC |  | S | 2.2 | 1 | 2.1 | 2.1 | 1 | N |  |  | N | IPP Non-CHP | 2 | X | LFG | NG
Landfill Gas.LFG | natural gas peaker | TRUE | 61038 | Cube District Energy, LLC | 61386 | Georgia LFG Pine Ridge Plant | GA | Spalding | GM01 | Landfill Gas | IC |  | S | 2.2 | 1 | 2.1 | 2.1 | 1 | N |  |  | N | IPP Non-CHP | 2 | X | LFG
Landfill Gas.LFG | natural gas peaker | TRUE | 61038 | Cube District Energy, LLC | 61386 | Georgia LFG Pine Ridge Plant | GA | Spalding | GM02 | Landfill Gas | IC |  | S | 2.2 | 1 | 2.1 | 2.1 | 1 | N |  |  | N | IPP Non-CHP | 2 | X | LFG
Landfill Gas.LFG | natural gas peaker | TRUE | 61038 | Cube District Energy, LLC | 61386 | Georgia LFG Pine Ridge Plant | GA | Spalding | GM03 | Landfill Gas | IC |  | S | 2.2 | 1 | 2.1 | 2.1 | 1 | N |  |  | N | IPP Non-CHP | 2 | X | LFG
Landfill Gas.LFG | natural gas peaker | TRUE | 61038 | Cube District Energy, LLC | 61387 | Georgia LFG Richland Creek Plant | GA | Gwinnett | GM01 | Landfill Gas | IC |  | S | 2.4 | 1 | 2.4 | 2.4 | 1 | N |  |  | N | IPP Non-CHP | 2 | X | LFG
Landfill Gas.LFG | natural gas peaker | TRUE | 61038 | Cube District Energy, LLC | 61387 | Georgia LFG Richland Creek Plant | GA | Gwinnett | GM02 | Landfill Gas | IC |  | S | 2.2 | 1 | 2.1 | 2.1 | 1 | N |  |  | N | IPP Non-CHP | 2 | X | LFG
Landfill Gas.LFG | natural gas peaker | TRUE | 61038 | Cube District Energy, LLC | 61387 | Georgia LFG Richland Creek Plant | GA | Gwinnett | GM03 | Landfill Gas | IC |  | S | 2.2 | 1 | 2.1 | 2.1 | 1 | N |  |  | N | IPP Non-CHP | 2 | X | LFG
Landfill Gas.LFG | natural gas peaker | TRUE | 61038 | Cube District Energy, LLC | 61387 | Georgia LFG Richland Creek Plant | GA | Gwinnett | GM04 | Landfill Gas | IC |  | S | 2.2 | 1 | 2.1 | 2.1 | 1 | N |  |  | N | IPP Non-CHP | 2 | X | LFG
Landfill Gas.LFG | natural gas peaker | TRUE | 61038 | Cube District Energy, LLC | 61387 | Georgia LFG Richland Creek Plant | GA | Gwinnett | GM05 | Landfill Gas | IC |  | S | 2.2 | 1 | 2.1 | 2.1 | 1 | N |  |  | N | IPP Non-CHP | 2 | X | LFG
Solar Photovoltaic.SUN | solar PV | TRUE | 60571 | AEP Onsite Partners, LLC | 61388 | AEP Jacksonville Solar Project | FL | Duval | PV1 | Solar Photovoltaic | PV |  | S | 7.1 |  | 7.1 | 7.1 |  | N |  |  | N | IPP Non-CHP | 2 | X | SUN
Solar Photovoltaic.SUN | solar PV | TRUE | 60571 | AEP Onsite Partners, LLC | 61389 | Letchworth Solar Project | NY | Wyoming | PV1 | Solar Photovoltaic | PV |  | S | 1.2 |  | 1.2 | 1.2 |  | N |  |  | N | IPP Non-CHP | 2 | X | SUN
Natural Gas Internal Combustion Engine.NG | natural gas peaker | TRUE | 61029 | Upper Michigan Energy Resources Company | 61391 | A.J. Mihm Generating Station | MI | Baraga | M1 | Natural Gas Internal Combustion Engine | IC |  | S | 18.8 | 0.8 | 18.9 | 18.9 | 5 | N |  |  | N | Electric Utility | 1 | X | NG
Natural Gas Internal Combustion Engine.NG | natural gas peaker | TRUE | 61029 | Upper Michigan Energy Resources Company | 61391 | A.J. Mihm Generating Station | MI | Baraga | M2 | Natural Gas Internal Combustion Engine | IC |  | S | 18.8 | 0.8 | 18.8 | 18.8 | 5 | N |  |  | N | Electric Utility | 1 | X | NG
Natural Gas Internal Combustion Engine.NG | natural gas peaker | TRUE | 61029 | Upper Michigan Energy Resources Company | 61391 | A.J. Mihm Generating Station | MI | Baraga | M3 | Natural Gas Internal Combustion Engine | IC |  | S | 18.8 | 0.8 | 18.8 | 18.8 | 5 | N |  |  | N | Electric Utility | 1 | X | NG
Natural Gas Internal Combustion Engine.NG | natural gas peaker | TRUE | 61029 | Upper Michigan Energy Resources Company | 61392 | F.D. Kuester Generating Station | MI | Marquette | K1 | Natural Gas Internal Combustion Engine | IC |  | S | 18.8 | 0.8 | 18.8 | 18.8 | 5 | N |  |  | N | Electric Utility | 1 | X | NG
Natural Gas Internal Combustion Engine.NG | natural gas peaker | TRUE | 61029 | Upper Michigan Energy Resources Company | 61392 | F.D. Kuester Generating Station | MI | Marquette | K2 | Natural Gas Internal Combustion Engine | IC |  | S | 18.8 | 0.8 | 18.8 | 18.8 | 5 | N |  |  | N | Electric Utility | 1 | X | NG
Natural Gas Internal Combustion Engine.NG | natural gas peaker | TRUE | 61029 | Upper Michigan Energy Resources Company | 61392 | F.D. Kuester Generating Station | MI | Marquette | K3 | Natural Gas Internal Combustion Engine | IC |  | S | 18.8 | 0.8 | 18.8 | 18.8 | 5 | N |  |  | N | Electric Utility | 1 | X | NG
Natural Gas Internal Combustion Engine.NG | natural gas peaker | TRUE | 61029 | Upper Michigan Energy Resources Company | 61392 | F.D. Kuester Generating Station | MI | Marquette | K4 | Natural Gas Internal Combustion Engine | IC |  | S | 18.8 | 0.8 | 18.8 | 18.8 | 5 | N |  |  | N | Electric Utility | 1 | X | NG
Natural Gas Internal Combustion Engine.NG | natural gas peaker | TRUE | 61029 | Upper Michigan Energy Resources Company | 61392 | F.D. Kuester Generating Station | MI | Marquette | K5 | Natural Gas Internal Combustion Engine | IC |  | S | 18.8 | 0.8 | 18.8 | 18.8 | 5 | N |  |  | N | Electric Utility | 1 | X | NG
Natural Gas Internal Combustion Engine.NG | natural gas peaker | TRUE | 61029 | Upper Michigan Energy Resources Company | 61392 | F.D. Kuester Generating Station | MI | Marquette | K6 | Natural Gas Internal Combustion Engine | IC |  | S | 18.8 | 0.8 | 18.8 | 18.8 | 5 | N |  |  | N | Electric Utility | 1 | X | NG
Natural Gas Internal Combustion Engine.NG | natural gas peaker | TRUE | 61029 | Upper Michigan Energy Resources Company | 61392 | F.D. Kuester Generating Station | MI | Marquette | K7 | Natural Gas Internal Combustion Engine | IC |  | S | 18.8 | 0.8 | 18.8 | 18.8 | 5 | N |  |  | N | Electric Utility | 1 | X | NG
Solar Photovoltaic.SUN | solar PV | TRUE | 61032 | Luminace Solar Georgia 2, LLC | 61397 | Georgia Power at Jakin GA PV | GA | Early | PV1 | Solar Photovoltaic | PV |  | S | 1.5 |  | 1.5 | 1.5 |  | N |  |  | N | IPP Non-CHP | 2 | X | SUN
Solar Photovoltaic.SUN | solar PV | TRUE | 61025 | LSE Canis Major LLC | 61398 | Canis Major Solar Farm | CT | Hartford | S1980 | Solar Photovoltaic | PV |  | S | 2 |  | 2 | 2 |  | N |  |  | N | IPP Non-CHP | 2 | X | SUN
Solar Photovoltaic.SUN | solar PV | TRUE | 61028 | LSE Cassiopeia LLC | 61399 | Ashby Duffy CSG Solar Farm | MA | Middlesex | DU183 | Solar Photovoltaic | PV |  | S | 1.8 |  | 1.8 | 1.8 |  | N |  |  | N | IPP Non-CHP | 2 | X | SUN
Onshore Wind Turbine.WND | onshore wind | TRUE | 61037 | Foard City Wind, LLC | 61402 | Foard City Wind | TX | Foard | FOARD | Onshore Wind Turbine | WT |  | S | 352.8 |  | 350.3 | 350.3 | 0.3 | N |  |  | N | IPP Non-CHP | 2 | X | WND
Solar Photovoltaic.SUN | solar PV | TRUE | 64778 | Strata Manager, LLC | 61403 | Deep Branch Farm | NC | Robeson | 1 | Solar Photovoltaic | PV |  | W | 5 |  | 5 | 5 |  | N |  |  | N | IPP Non-CHP | 2 | X | SUN
Solar Photovoltaic.SUN | solar PV | TRUE | 58468 | Dominion Renewable Energy | 61404 | Pikeville Farm | NC | Wayne | 1 | Solar Photovoltaic | PV |  | S | 5 |  | 5 | 5 |  | N |  |  | N | IPP Non-CHP | 2 | X | SUN
Solar Photovoltaic.SUN | solar PV | TRUE | 58468 | Dominion Renewable Energy | 61405 | Moorings Farm 2, LLC | NC | Lenoir | 1 | Solar Photovoltaic | PV |  | S | 5 |  | 5 | 5 |  | N |  |  | N | IPP Non-CHP | 2 | X | SUN
Solar Photovoltaic.SUN | solar PV | TRUE | 61230 | Arevon Energy, Inc. | 61406 | Essex Solar Center | VA | Essex | ESSEX | Solar Photovoltaic | PV |  | S | 20 |  | 20 | 20 |  | N |  |  | N | IPP Non-CHP | 2 | X | SUN
Onshore Wind Turbine.WND | onshore wind | TRUE | 61042 | Cottonwood Wind Project | 61407 | Cottonwood Wind Energy Center | NE | Webster | CTNWD | Onshore Wind Turbine | WT |  | S | 89.7 |  | 89.7 | 89.7 | 0.1 | N |  |  | N | IPP Non-CHP | 2 | X | WND
Solar Photovoltaic.SUN | solar PV | TRUE | 61043 | LSE Canis Minor LLC | 61408 | Canis Minor Solar Farm | CT | Litchfield | B1000 | Solar Photovoltaic | PV |  | S | 1 |  | 1 | 1 |  | N |  |  | N | IPP Non-CHP | 2 | X | SUN
Solar Photovoltaic.SUN | solar PV | TRUE | 61060 | Cypress Creek Renewables | 61409 | Highway 56 Solar | TX | Grayson | GEN1 | Solar Photovoltaic | PV |  | S | 5.3 |  | 5.3 | 5.3 |  | N |  |  | N | IPP Non-CHP | 2 | X | SUN
Solar Photovoltaic.SUN | solar PV | TRUE | 61060 | Cypress Creek Renewables | 61410 | Whitesboro Solar | TX | Grayson | GEN1 | Solar Photovoltaic | PV |  | S | 5 |  | 5 | 5 |  | N |  |  | N | IPP Non-CHP | 2 | X | SUN
Solar Photovoltaic.SUN | solar PV | TRUE | 61060 | Cypress Creek Renewables | 61411 | Whitesboro Solar II | TX | Grayson | GEN1 | Solar Photovoltaic | PV |  | S | 5 |  | 5 | 5 |  | N |  |  | N | IPP Non-CHP | 2 | X | SUN
Solar Photovoltaic.SUN | solar PV | TRUE | 61230 | Arevon Energy, Inc. | 61412 | Latitude Solar Center | TN | Hardeman | LATSC | Solar Photovoltaic | PV |  | S | 15 |  | 15 | 15 |  | N |  |  | N | IPP Non-CHP | 2 | X | SUN
Petroleum Liquids.DFO | petroleum | FALSE | 61049 | NYC-HH Coney Island Hospital | 61413 | NYC-HH - CONEY ISLAND HOSPITAL | NY | Kings | GEN1 | Petroleum Liquids | IC |  | S | 1.2 | 0.8 | 1.2 | 1.2 | 0.1 | N |  |  | N | Commercial Non-CHP | 4 | X | DFO
Petroleum Liquids.DFO | petroleum | FALSE | 61049 | NYC-HH Coney Island Hospital | 61413 | NYC-HH - CONEY ISLAND HOSPITAL | NY | Kings | GEN2 | Petroleum Liquids | IC |  | S | 1.3 | 0.8 | 1.3 | 1.3 | 0.1 | N |  |  | N | Commercial Non-CHP | 4 | X | DFO
Petroleum Liquids.DFO | petroleum | FALSE | 61049 | NYC-HH Coney Island Hospital | 61413 | NYC-HH - CONEY ISLAND HOSPITAL | NY | Kings | GEN3 | Petroleum Liquids | IC |  | S | 0.3 | 0.8 | 0.3 | 0.3 | 0.1 | N |  |  | N | Commercial Non-CHP | 4 | X | DFO
Petroleum Liquids.DFO | petroleum | FALSE | 61049 | NYC-HH Coney Island Hospital | 61413 | NYC-HH - CONEY ISLAND HOSPITAL | NY | Kings | GEN4 | Petroleum Liquids | IC |  | S | 0.3 | 0.8 | 0.3 | 0.3 | 0.1 | N |  |  | N | Commercial Non-CHP | 4 | X | DFO
Petroleum Liquids.DFO | petroleum | FALSE | 61050 | The NY Times Production Facility | 61414 | NY Times Daily Production Facility | NY | Queens | GEN1 | Petroleum Liquids | IC |  | S | 2 | 0.8 | 2 | 2 | 0.6 | N |  |  | N | Industrial Non-CHP | 6 | X | DFO
Petroleum Liquids.DFO | petroleum | FALSE | 61050 | The NY Times Production Facility | 61414 | NY Times Daily Production Facility | NY | Queens | GEN2 | Petroleum Liquids | IC |  | S | 2 | 0.8 | 2 | 2 | 0.6 | N |  |  | N | Industrial Non-CHP | 6 | X | DFO
Petroleum Liquids.DFO | petroleum | FALSE | 61050 | The NY Times Production Facility | 61414 | NY Times Daily Production Facility | NY | Queens | GEN3 | Petroleum Liquids | IC |  | S | 2 | 0.8 | 2 | 2 | 0.6 | N |  |  | N | Industrial Non-CHP | 6 | X | DFO
Petroleum Liquids.DFO | petroleum | FALSE | 61050 | The NY Times Production Facility | 61414 | NY Times Daily Production Facility | NY | Queens | GEN4 | Petroleum Liquids | IC |  | S | 2 | 0.8 | 2 | 2 | 0.6 | N |  |  | N | Industrial Non-CHP | 6 | X | DFO
Petroleum Liquids.DFO | petroleum | FALSE | 61050 | The NY Times Production Facility | 61414 | NY Times Daily Production Facility | NY | Queens | GEN5 | Petroleum Liquids | IC |  | S | 2 | 0.8 | 2 | 2 | 0.6 | N |  |  | N | Industrial Non-CHP | 6 | X | DFO
Petroleum Liquids.DFO | petroleum | FALSE | 61050 | The NY Times Production Facility | 61414 | NY Times Daily Production Facility | NY | Queens | GEN6 | Petroleum Liquids | IC |  | S | 2 | 0.8 | 2 | 2 | 0.6 | N |  |  | N | Industrial Non-CHP | 6 | X | DFO
Solar Photovoltaic.SUN | solar PV | TRUE | 20326 | Town of West Boylston - (MA) | 61415 | West Boylston Community Shared Solar | MA | Worcester | CS1 | Solar Photovoltaic | PV |  | S | 1.5 |  | 1.5 | 1.5 |  | N |  |  | N | Electric Utility | 1 | X | SUN
Petroleum Liquids.DFO | petroleum | FALSE | 61053 | Mount Sinai Hospital | 61416 | Mount Sinai Hospital | NY | New York | 5EAST | Petroleum Liquids | IC |  | S | 0.4 | 0.8 | 0.4 | 0.4 | 0.3 | N |  |  | N | Commercial Non-CHP | 4 | X | DFO
Petroleum Liquids.DFO | petroleum | FALSE | 61053 | Mount Sinai Hospital | 61416 | Mount Sinai Hospital | NY | New York | AP1 | Petroleum Liquids | IC |  | S | 1 | 0.8 | 1 | 1 | 0.3 | N |  |  | N | Commercial Non-CHP | 4 | X | DFO
Petroleum Liquids.DFO | petroleum | FALSE | 61053 | Mount Sinai Hospital | 61416 | Mount Sinai Hospital | NY | New York | AP2 | Petroleum Liquids | IC |  | S | 1 | 0.8 | 1 | 1 | 0.3 | N |  |  | N | Commercial Non-CHP | 4 | X | DFO
Petroleum Liquids.DFO | petroleum | FALSE | 61053 | Mount Sinai Hospital | 61416 | Mount Sinai Hospital | NY | New York | AP3 | Petroleum Liquids | IC |  | S | 1 | 0.8 | 1 | 1 | 0.3 | N |  |  | N | Commercial Non-CHP | 4 | X | DFO
Petroleum Liquids.DFO | petroleum | FALSE | 61053 | Mount Sinai Hospital | 61416 | Mount Sinai Hospital | NY | New York | AP4 | Petroleum Liquids | IC |  | S | 1 | 0.8 | 1 | 1 | 0.3 | N |  |  | N | Commercial Non-CHP | 4 | X | DFO
Petroleum Liquids.DFO | petroleum | FALSE | 61053 | Mount Sinai Hospital | 61416 | Mount Sinai Hospital | NY | New York | AP5 | Petroleum Liquids | IC |  | S | 1.5 | 0.8 | 1.5 | 1.5 | 0.4 | N |  |  | N | Commercial Non-CHP | 4 | X | DFO
Petroleum Liquids.DFO | petroleum | FALSE | 61053 | Mount Sinai Hospital | 61416 | Mount Sinai Hospital | NY | New York | AP6 | Petroleum Liquids | IC |  | S | 1.5 | 0.8 | 1.5 | 1.5 | 0.4 | N |  |  | N | Commercial Non-CHP | 4 | X | DFO
Petroleum Liquids.DFO | petroleum | FALSE | 61053 | Mount Sinai Hospital | 61416 | Mount Sinai Hospital | NY | New York | CAM12 | Petroleum Liquids | IC |  | S | 0.4 | 0.8 | 0.4 | 0.4 | 0.1 | N |  |  | N | Commercial Non-CHP | 4 | X | DFO
Petroleum Liquids.DFO | petroleum | FALSE | 61053 | Mount Sinai Hospital | 61416 | Mount Sinai Hospital | NY | New York | EB10 | Petroleum Liquids | IC |  | S | 1.5 | 0.8 | 1.5 | 1.5 | 0.4 | N |  |  | N | Commercial Non-CHP | 4 | X | DFO
Petroleum Liquids.DFO | petroleum | FALSE | 61053 | Mount Sinai Hospital | 61416 | Mount Sinai Hospital | NY | New York | EB11 | Petroleum Liquids | IC |  | S | 1.5 | 0.8 | 1.5 | 1.5 | 0.4 | N |  |  | N | Commercial Non-CHP | 4 | X | DFO
Petroleum Liquids.DFO | petroleum | FALSE | 61053 | Mount Sinai Hospital | 61416 | Mount Sinai Hospital | NY | New York | FPA15 | Petroleum Liquids | IC |  | S | 0.6 | 0.8 | 0.6 | 0.6 | 0.1 | N |  |  | N | Commercial Non-CHP | 4 | X | DFO
Petroleum Liquids.DFO | petroleum | FALSE | 61053 | Mount Sinai Hospital | 61416 | Mount Sinai Hospital | NY | New York | GP7 | Petroleum Liquids | IC |  | S | 0.9 | 0.8 | 0.9 | 0.9 | 0.3 | N |  |  | N | Commercial Non-CHP | 4 | X | DFO
Petroleum Liquids.DFO | petroleum | FALSE | 61053 | Mount Sinai Hospital | 61416 | Mount Sinai Hospital | NY | New York | GP8 | Petroleum Liquids | IC |  | S | 0.9 | 0.8 | 0.9 | 0.9 | 0.3 | N |  |  | N | Commercial Non-CHP | 4 | X | DFO
Petroleum Liquids.DFO | petroleum | FALSE | 61053 | Mount Sinai Hospital | 61416 | Mount Sinai Hospital | NY | New York | HES13 | Petroleum Liquids | IC |  | S | 2.5 | 0.8 | 2.5 | 2.5 | 0.7 | N |  |  | N | Commercial Non-CHP | 4 | X | DFO
Petroleum Liquids.DFO | petroleum | FALSE | 61053 | Mount Sinai Hospital | 61416 | Mount Sinai Hospital | NY | New York | HES14 | Petroleum Liquids | IC |  | S | 2.5 | 0.8 | 2.5 | 2.5 | 0.7 | N |  |  | N | Commercial Non-CHP | 4 | X | DFO
Onshore Wind Turbine.WND | onshore wind | TRUE | 61054 | Fluvanna Wind Energy 2 LLC | 61417 | Gopher Creek Wind Farm | TX | Borden | GCWF | Onshore Wind Turbine | WT |  | S | 158 |  | 158 | 158 | 0.5 | N |  |  | N | IPP Non-CHP | 2 | X | WND
Solar Photovoltaic.SUN | solar PV | TRUE | 60059 | ZGlobal Inc | 61418 | Valencia 1 Solar CA | CA | Imperial | VAL1 | Solar Photovoltaic | PV |  | W | 3 |  | 3 | 3 |  | N |  |  | N | IPP Non-CHP | 2 | X | SUN
Solar Photovoltaic.SUN | solar PV | TRUE | 61058 | One Ten Partners, LLC | 61419 | One Ten Partners PV | CA | Los Angeles | OTP | Solar Photovoltaic | PV |  | S | 2 |  | 2 | 2 |  | N |  |  | N | IPP Non-CHP | 2 | X | SUN
Solar Photovoltaic.SUN | solar PV | TRUE | 60059 | ZGlobal Inc | 61420 | Merced 1 PV | CA | Merced | MRCD1 | Solar Photovoltaic | PV |  | W | 3 |  | 3 | 3 |  | N |  |  | N | IPP Non-CHP | 2 | X | SUN
Solar Photovoltaic.SUN | solar PV | TRUE | 60059 | ZGlobal Inc | 61421 | Madera 1 PV | CA | Madera | MDRA1 | Solar Photovoltaic | PV |  | W | 1.5 |  | 1.5 | 1.5 |  | N |  |  | N | IPP Non-CHP | 2 | X | SUN
Solar Photovoltaic.SUN | solar PV | TRUE | 58468 | Dominion Renewable Energy | 61422 | Southampton Solar, LLC | VA | Southampton | PV1 | Solar Photovoltaic | PV |  | S | 100 |  | 103.6 | 103.6 |  | N |  |  | N | IPP Non-CHP | 2 | X | SUN
Solar Photovoltaic.SUN | solar PV | TRUE | 59462 | Heelstone Energy Holdings, LLC | 61423 | OR Solar 5, LLC | OR | Klamath | PV1 | Solar Photovoltaic | PV |  | S | 8 |  | 8 | 8 |  | N |  |  | N | IPP Non-CHP | 2 | X | SUN
Solar Photovoltaic.SUN | solar PV | TRUE | 59462 | Heelstone Energy Holdings, LLC | 61424 | OR Solar 8, LLC | OR | Klamath | PV1 | Solar Photovoltaic | PV |  | S | 10 |  | 10 | 10 |  | N |  |  | N | IPP Non-CHP | 2 | X | SUN
Solar Photovoltaic.SUN | solar PV | TRUE | 15257 | Poudre Valley REA, Inc | 61425 | Coyote Ridge Community Solar | CO | Larimer | COYCS | Solar Photovoltaic | PV |  | S | 1.5 |  | 1.5 | 1.5 |  | N |  |  | N | Electric Utility | 1 | X | SUN
Solar Photovoltaic.SUN | solar PV | TRUE | 60520 | SoCore Energy LLC | 61426 | Gopher CSG | MN | Chisago | PV1 | Solar Photovoltaic | PV |  | W | 5 |  | 5 | 5 |  | N |  |  | N | IPP Non-CHP | 2 | X | SUN
Solar Photovoltaic.SUN | solar PV | TRUE | 60520 | SoCore Energy LLC | 61427 | Richmond CSG | MN | Stearns | PV1 | Solar Photovoltaic | PV |  | W | 5 |  | 5 | 5 |  | N |  |  | N | IPP Non-CHP | 2 | X | SUN
Solar Photovoltaic.SUN | solar PV | TRUE | 60520 | SoCore Energy LLC | 61428 | Taylors Falls CSG | MN | Chisago | PV1 | Solar Photovoltaic | PV |  | W | 5 |  | 5 | 5 |  | N |  |  | N | IPP Non-CHP | 2 | X | SUN
Solar Photovoltaic.SUN | solar PV | TRUE | 60281 | Altus Power America Management, LLC | 61429 | Big George PV CSG | MA | Plymouth | 12344 | Solar Photovoltaic | PV |  | S | 1 |  | 1 | 1 |  | N |  |  | N | IPP Non-CHP | 2 | X | SUN
Solar Photovoltaic.SUN | solar PV | TRUE | 59462 | Heelstone Energy Holdings, LLC | 61430 | OR Solar 6, LLC | OR | Lake | PV6 | Solar Photovoltaic | PV |  | S | 10 |  | 10 | 10 |  | N |  |  | N | IPP Non-CHP | 2 | X | SUN
Batteries.MWH | battery storage | 0 | 11208 | Los Angeles Department of Water & Power | 61431 | Beacon BESS 1 | CA | Kern | BCNB1 | Batteries | BA |  | S | 20 |  | 20 | 20 | 0.1 | N |  |  | N | Electric Utility | 1 | X | MWH
Solar Photovoltaic.SUN | solar PV | TRUE | 61060 | Cypress Creek Renewables | 61432 | SCE&G Curie CSG | SC | Hampton | SCCU1 | Solar Photovoltaic | PV |  | S | 2 |  | 2 | 2 |  | N |  |  | N | IPP Non-CHP | 2 | X | SUN
Solar Photovoltaic.SUN | solar PV | TRUE | 61060 | Cypress Creek Renewables | 61433 | SCE&G Nimitz CSG | SC | Jasper | SCNM1 | Solar Photovoltaic | PV |  | S | 8 |  | 8 | 8 |  | N |  |  | N | IPP Non-CHP | 2 | X | SUN
Solar Photovoltaic.SUN | solar PV | TRUE | 61060 | Cypress Creek Renewables | 61434 | SCE&G Springfield CSG | SC | Orangeburg | SCSP1 | Solar Photovoltaic | PV |  | S | 6.1 |  | 6.1 | 6.1 |  | N |  |  | N | IPP Non-CHP | 2 | X | SUN
Solar Photovoltaic.SUN | solar PV | TRUE | 60370 | DG AMP Solar, LLC | 61435 | DG AMP Solar Coldwater | MI | Branch | AMPCW | Solar Photovoltaic | PV |  | S | 1.3 |  | 1.3 | 1.3 |  | N |  |  | N | IPP Non-CHP | 2 | X | SUN
Solar Photovoltaic.SUN | solar PV | TRUE | 60370 | DG AMP Solar, LLC | 61436 | DG AMP Solar Orrville 3 | OH | Wayne | AMPO3 | Solar Photovoltaic | PV |  | S | 2.3 |  | 2.3 | 2.3 |  | N |  |  | N | IPP Non-CHP | 2 | X | SUN
Solar Photovoltaic.SUN | solar PV | TRUE | 60370 | DG AMP Solar, LLC | 61437 | DG AMP Solar Versailles | OH | Darke | AMPVS | Solar Photovoltaic | PV |  | S | 1.8 |  | 1.8 | 1.8 |  | N |  |  | N | IPP Non-CHP | 2 | X | SUN
Solar Photovoltaic.SUN | solar PV | TRUE | 60370 | DG AMP Solar, LLC | 61438 | DG AMP Solar Jackson Center | OH | Shelby | AMPJC | Solar Photovoltaic | PV |  | S | 1.6 |  | 1.6 | 1.6 |  | N |  |  | N | IPP Non-CHP | 2 | X | SUN
Batteries.MWH | battery storage | 0 | 15466 | Public Service Co of Colorado | 61439 | Panasonic Carport Solar Hybrid | CO | Adams | PANBS | Batteries | BA |  | S | 1 |  | 1 | 1 | 0.1 | N |  |  | N | Electric Utility | 1 | X | MWH
Solar Photovoltaic.SUN | solar PV | TRUE | 15466 | Public Service Co of Colorado | 61439 | Panasonic Carport Solar Hybrid | CO | Adams | PANPV | Solar Photovoltaic | PV |  | S | 1.3 |  | 1.3 | 1.3 |  | N |  |  | N | Electric Utility | 1 | X | SUN
Solar Photovoltaic.SUN | solar PV | TRUE | 61077 | IGS ORIX Solar I, LLC | 61441 | Denver Braswell PV | GA | Colquitt | GPDB1 | Solar Photovoltaic | PV |  | S | 1.4 |  | 1.6 | 1.4 |  | N |  |  | N | IPP Non-CHP | 2 | X | SUN
Onshore Wind Turbine.WND | onshore wind | TRUE | 61070 | Foundation CA Fund IX Manager, LLC | 61442 | Foundation California Training Facility | CA | Monterey | WTG1 | Onshore Wind Turbine | WT |  | S | 1.8 |  | 1.8 | 1.8 | 0.1 | N |  |  | N | IPP Non-CHP | 2 | X | WND
Onshore Wind Turbine.WND | onshore wind | TRUE | 61070 | Foundation CA Fund IX Manager, LLC | 61443 | Foundation Mann Packing | CA | Monterey | WTG1 | Onshore Wind Turbine | WT |  | S | 1.8 |  | 1.8 | 1.8 | 0.1 | N |  |  | N | IPP Non-CHP | 2 | X | WND
Onshore Wind Turbine.WND | onshore wind | TRUE | 61070 | Foundation CA Fund IX Manager, LLC | 61444 | Foundation SaIinas Valley State Prison | CA | Monterey | WTG1 | Onshore Wind Turbine | WT |  | S | 1.8 |  | 1.8 | 1.8 | 0.1 | N |  |  | N | IPP Non-CHP | 2 | X | WND
Solar Photovoltaic.SUN | solar PV | TRUE | 17650 | Southern Power Co | 61445 | Gaskell West 1 Solar Facility | CA | Kern | PV1 | Solar Photovoltaic | PV |  | W | 20 |  | 20 | 20 |  | N |  |  | N | IPP Non-CHP | 2 | X | SUN
Solar Photovoltaic.SUN | solar PV | TRUE | 58822 | MC Power Companies Inc | 61450 | Farmington Solar Farm | MO | St Francois | FSF1 | Solar Photovoltaic | PV |  | W | 2.5 |  | 2.5 | 2.5 |  | N |  |  | N | IPP Non-CHP | 2 | X | SUN
Solar Photovoltaic.SUN | solar PV | TRUE | 61071 | Northfield Holdco LLC | 61451 | Northfield Holdco CSG | MN | Rice | NORTH | Solar Photovoltaic | PV |  | S | 5 |  | 5 | 5 |  | N |  |  | N | IPP Non-CHP | 2 | X | SUN
Solar Photovoltaic.SUN | solar PV | TRUE | 61072 | Waterford Holdco LLC | 61452 | Waterford Holdco CSG | MN | Rice | WATER | Solar Photovoltaic | PV |  | S | 2.7 |  | 2.7 | 2.7 |  | N |  |  | N | IPP Non-CHP | 2 | X | SUN
Solar Photovoltaic.SUN | solar PV | TRUE | 61075 | Minnesota Solar CSG 19, LLC | 61453 | B.R. Corcoran CSG | MN | Hennepin | 42278 | Solar Photovoltaic | PV |  | S | 1 |  | 1 | 1 |  | N |  |  | N | IPP Non-CHP | 2 | X | SUN
Solar Photovoltaic.SUN | solar PV | TRUE | 61075 | Minnesota Solar CSG 19, LLC | 61453 | B.R. Corcoran CSG | MN | Hennepin | 42279 | Solar Photovoltaic | PV |  | S | 1 |  | 1 | 1 |  | N |  |  | N | IPP Non-CHP | 2 | X | SUN
Solar Photovoltaic.SUN | solar PV | TRUE | 61075 | Minnesota Solar CSG 19, LLC | 61453 | B.R. Corcoran CSG | MN | Hennepin | 42280 | Solar Photovoltaic | PV |  | S | 1 |  | 1 | 1 |  | N |  |  | N | IPP Non-CHP | 2 | X | SUN
Solar Photovoltaic.SUN | solar PV | TRUE | 61075 | Minnesota Solar CSG 19, LLC | 61453 | B.R. Corcoran CSG | MN | Hennepin | 42281 | Solar Photovoltaic | PV |  | S | 1 |  | 1 | 1 |  | N |  |  | N | IPP Non-CHP | 2 | X | SUN
Solar Photovoltaic.SUN | solar PV | TRUE | 61075 | Minnesota Solar CSG 19, LLC | 61453 | B.R. Corcoran CSG | MN | Hennepin | 42282 | Solar Photovoltaic | PV |  | S | 1 |  | 1 | 1 |  | N |  |  | N | IPP Non-CHP | 2 | X | SUN
Solar Photovoltaic.SUN | solar PV | TRUE | 61074 | Minnesota Solar CSG 21, LLC | 61454 | B.R. Sartell CSG | MN | Stearns | 42286 | Solar Photovoltaic | PV |  | S | 1 |  | 1 | 1 |  | N |  |  | N | IPP Non-CHP | 2 | X | SUN
Solar Photovoltaic.SUN | solar PV | TRUE | 61074 | Minnesota Solar CSG 21, LLC | 61454 | B.R. Sartell CSG | MN | Stearns | 42287 | Solar Photovoltaic | PV |  | S | 1 |  | 1 | 1 |  | N |  |  | N | IPP Non-CHP | 2 | X | SUN
Solar Photovoltaic.SUN | solar PV | TRUE | 61074 | Minnesota Solar CSG 21, LLC | 61454 | B.R. Sartell CSG | MN | Stearns | 42288 | Solar Photovoltaic | PV |  | S | 1 |  | 1 | 1 |  | N |  |  | N | IPP Non-CHP | 2 | X | SUN
Solar Photovoltaic.SUN | solar PV | TRUE | 61073 | Minnesota Solar CSG 9, LLC | 61455 | B.R. Sauk Rapids CSG | MN | Benton | 42292 | Solar Photovoltaic | PV |  | S | 1 |  | 1 | 1 |  | N |  |  | N | IPP Non-CHP | 2 | X | SUN
Solar Photovoltaic.SUN | solar PV | TRUE | 61073 | Minnesota Solar CSG 9, LLC | 61455 | B.R. Sauk Rapids CSG | MN | Benton | 42294 | Solar Photovoltaic | PV |  | S | 1 |  | 1 | 1 |  | N |  |  | N | IPP Non-CHP | 2 | X | SUN
Solar Photovoltaic.SUN | solar PV | TRUE | 61073 | Minnesota Solar CSG 9, LLC | 61455 | B.R. Sauk Rapids CSG | MN | Benton | 42295 | Solar Photovoltaic | PV |  | S | 1 |  | 1 | 1 |  | N |  |  | N | IPP Non-CHP | 2 | X | SUN
Solar Photovoltaic.SUN | solar PV | TRUE | 61073 | Minnesota Solar CSG 9, LLC | 61455 | B.R. Sauk Rapids CSG | MN | Benton | 42296 | Solar Photovoltaic | PV |  | S | 1 |  | 1 | 1 |  | N |  |  | N | IPP Non-CHP | 2 | X | SUN
Solar Photovoltaic.SUN | solar PV | TRUE | 61073 | Minnesota Solar CSG 9, LLC | 61455 | B.R. Sauk Rapids CSG | MN | Benton | 42297 | Solar Photovoltaic | PV |  | S | 1 |  | 1 | 1 |  | N |  |  | N | IPP Non-CHP | 2 | X | SUN
Solar Photovoltaic.SUN | solar PV | TRUE | 61076 | Minnesota Solar CSG 4, LLC | 61456 | Montgomery Winsted CSG | MN | McLeod | 41620 | Solar Photovoltaic | PV |  | S | 1 |  | 1 | 1 |  | N |  |  | N | IPP Non-CHP | 2 | X | SUN
Solar Photovoltaic.SUN | solar PV | TRUE | 61076 | Minnesota Solar CSG 4, LLC | 61456 | Montgomery Winsted CSG | MN | McLeod | 41621 | Solar Photovoltaic | PV |  | S | 1 |  | 1 | 1 |  | N |  |  | N | IPP Non-CHP | 2 | X | SUN
Solar Photovoltaic.SUN | solar PV | TRUE | 61076 | Minnesota Solar CSG 4, LLC | 61456 | Montgomery Winsted CSG | MN | McLeod | 41622 | Solar Photovoltaic | PV |  | S | 1 |  | 1 | 1 |  | N |  |  | N | IPP Non-CHP | 2 | X | SUN
Solar Photovoltaic.SUN | solar PV | TRUE | 61230 | Arevon Energy, Inc. | 61457 | Palmer Solar Center | VA | Fluvanna | PALM | Solar Photovoltaic | PV |  | S | 5 |  | 5 | 5 |  | N |  |  | N | IPP Non-CHP | 2 | X | SUN
Solar Photovoltaic.SUN | solar PV | TRUE | 61230 | Arevon Energy, Inc. | 61458 | Martin Solar Center | VA | Goochland | MARTN | Solar Photovoltaic | PV |  | S | 5 |  | 5 | 5 |  | N |  |  | N | IPP Non-CHP | 2 | X | SUN
Solar Photovoltaic.SUN | solar PV | TRUE | 61032 | Luminace Solar Georgia 2, LLC | 61459 | Georgia Power at Swainsboro | GA | Emanuel | PV1 | Solar Photovoltaic | PV |  | S | 2.9 |  | 2.9 | 2.9 |  | N |  |  | N | IPP Non-CHP | 2 | X | SUN
Solar Photovoltaic.SUN | solar PV | TRUE | 61077 | IGS ORIX Solar I, LLC | 61460 | IOS - MEW Phase 1 | ME | Somerset | MEW1 | Solar Photovoltaic | PV |  | S | 4.1 |  | 4.1 | 2.9 |  | N |  |  | N | IPP Non-CHP | 2 | X | SUN
Solar Photovoltaic.SUN | solar PV | TRUE | 60571 | AEP Onsite Partners, LLC | 61461 | North Smithfield Solar Power 1 | RI | Providence | NSS01 | Solar Photovoltaic | PV |  | W | 2 |  | 2 | 2 |  | N |  |  | N | IPP Non-CHP | 2 | X | SUN
Solar Photovoltaic.SUN | solar PV | TRUE | 61081 | SR Platte, LLC | 61462 | SR Platte Solar Farm | CO | Weld | PV1 | Solar Photovoltaic | PV |  | S | 16 |  | 16 | 16 |  | N |  |  | N | IPP Non-CHP | 2 | X | SUN
Solar Photovoltaic.SUN | solar PV | TRUE | 61944 | MN8 Energy LLC | 61463 | Vandenberg Solar Project | CA | Santa Barbara | VBERG | Solar Photovoltaic | PV |  | S | 25.3 |  | 25.3 | 25.3 |  | N |  |  | N | IPP Non-CHP | 2 | X | SUN
Petroleum Liquids.DFO | petroleum | TRUE | 61078 | CoreSite Real Estate 2972 Stender, L.P. | 61464 | CoreSite Real Estate 2972 Stender, L.P. | CA | Santa Clara | G-1 | Petroleum Liquids | IC |  | S | 2 | 1 | 2 | 2 | 0.5 | N |  |  | N | IPP Non-CHP | 2 | X | DFO
Petroleum Liquids.DFO | petroleum | TRUE | 61078 | CoreSite Real Estate 2972 Stender, L.P. | 61464 | CoreSite Real Estate 2972 Stender, L.P. | CA | Santa Clara | G-2 | Petroleum Liquids | IC |  | S | 2 | 1 | 2 | 2 | 0.5 | N |  |  | N | IPP Non-CHP | 2 | X | DFO
Petroleum Liquids.DFO | petroleum | TRUE | 61078 | CoreSite Real Estate 2972 Stender, L.P. | 61464 | CoreSite Real Estate 2972 Stender, L.P. | CA | Santa Clara | G-3 | Petroleum Liquids | IC |  | S | 2 | 1 | 2 | 2 | 0.5 | N |  |  | N | IPP Non-CHP | 2 | X | DFO
Petroleum Liquids.DFO | petroleum | TRUE | 61078 | CoreSite Real Estate 2972 Stender, L.P. | 61464 | CoreSite Real Estate 2972 Stender, L.P. | CA | Santa Clara | G-4 | Petroleum Liquids | IC |  | S | 2 | 1 | 2 | 2 | 0.5 | N |  |  | N | IPP Non-CHP | 2 | X | DFO
Petroleum Liquids.DFO | petroleum | TRUE | 61078 | CoreSite Real Estate 2972 Stender, L.P. | 61464 | CoreSite Real Estate 2972 Stender, L.P. | CA | Santa Clara | G-5 | Petroleum Liquids | IC |  | S | 2 | 1 | 2 | 2 | 0.5 | N |  |  | N | IPP Non-CHP | 2 | X | DFO
Petroleum Liquids.DFO | petroleum | TRUE | 61078 | CoreSite Real Estate 2972 Stender, L.P. | 61464 | CoreSite Real Estate 2972 Stender, L.P. | CA | Santa Clara | G-6 | Petroleum Liquids | IC |  | S | 2 | 1 | 2 | 2 | 0.5 | N |  |  | N | IPP Non-CHP | 2 | X | DFO
Solar Photovoltaic.SUN | solar PV | TRUE | 61077 | IGS ORIX Solar I, LLC | 61465 | IGS Solar I - BWI2 | MD | Baltimore | BWI2 | Solar Photovoltaic | PV |  | S | 1.4 |  | 1.4 | 1 |  | N |  |  | N | IPP Non-CHP | 2 | X | SUN
Solar Photovoltaic.SUN | solar PV | TRUE | 61077 | IGS ORIX Solar I, LLC | 61466 | IOS - ERW9 | NJ | Middlesex | EWR9 | Solar Photovoltaic | PV |  | S | 5.3 |  | 5 | 4.1 |  | N |  |  | N | IPP Non-CHP | 2 | X | SUN
Solar Photovoltaic.SUN | solar PV | TRUE | 61077 | IGS ORIX Solar I, LLC | 61467 | City of Lexington | NE | Dawson | LXNE1 | Solar Photovoltaic | PV |  | S | 3.5 |  | 3.6 | 1.6 |  | N |  |  | N | IPP Non-CHP | 2 | X | SUN
Solar Photovoltaic.SUN | solar PV | TRUE | 61077 | IGS ORIX Solar I, LLC | 61468 | Valdosta Prison | GA | Lowndes | GPVP1 | Solar Photovoltaic | PV |  | S | 1 |  | 1.2 | 1.1 |  | N |  |  | N | IPP Non-CHP | 2 | X | SUN
Solar Photovoltaic.SUN | solar PV | TRUE | 61012 | AES Distributed Energy | 61469 | Lichtenthal | NY | Genesee | LIC01 | Solar Photovoltaic | PV |  | S | 2 |  | 2 | 2 |  | N |  |  | N | IPP Non-CHP | 2 | X | SUN
Solar Photovoltaic.SUN | solar PV | TRUE | 61012 | AES Distributed Energy | 61470 | Call Farms 1 | NY | Genesee | CFM11 | Solar Photovoltaic | PV |  | S | 2 |  | 2 | 2 |  | N |  |  | N | IPP Non-CHP | 2 | X | SUN
Solar Photovoltaic.SUN | solar PV | TRUE | 61012 | AES Distributed Energy | 61471 | Call Farms 3 | NY | Genesee | CFM31 | Solar Photovoltaic | PV |  | S | 2 |  | 2 | 2 |  | N |  |  | N | IPP Non-CHP | 2 | X | SUN
Solar Photovoltaic.SUN | solar PV | TRUE | 61012 | AES Distributed Energy | 61472 | San Luis Solar Garden | CO | Conejos | ANTO2 | Solar Photovoltaic | PV |  | S | 1.2 |  | 1.2 | 1.2 |  | N |  |  | N | IPP Non-CHP | 2 | X | SUN
Batteries.MWH | battery storage | 0 | 61091 | Hopewell Valley High School | 61473 | Hopewell Valley High School Hybrid | NJ | Mercer | BA1 | Batteries | BA |  | S | 1 |  | 1 | 1 | 1 | N |  |  | N | IPP Non-CHP | 2 | X | MWH
Solar Photovoltaic.SUN | solar PV | TRUE | 61091 | Hopewell Valley High School | 61473 | Hopewell Valley High School Hybrid | NJ | Mercer | HWVHS | Solar Photovoltaic | PV |  | S | 0.9 |  | 0.9 | 0.9 |  | N |  |  | N | IPP Non-CHP | 2 | X | SUN
Petroleum Liquids.DFO | petroleum | FALSE | 61088 | CoreSite Real Estate 55 S. Market Street, LLC | 61474 | CoreSite Real Estate 55 S. Market Street | CA | Santa Clara | G-1 | Petroleum Liquids | IC |  | S | 2 | 1 | 2 | 2 | 0.5 | N |  |  | N | Commercial Non-CHP | 4 | X | DFO
Petroleum Liquids.DFO | petroleum | FALSE | 61088 | CoreSite Real Estate 55 S. Market Street, LLC | 61474 | CoreSite Real Estate 55 S. Market Street | CA | Santa Clara | G-2 | Petroleum Liquids | IC |  | S | 2 | 1 | 2 | 2 | 0.5 | N |  |  | N | Commercial Non-CHP | 4 | X | DFO
Petroleum Liquids.DFO | petroleum | FALSE | 61088 | CoreSite Real Estate 55 S. Market Street, LLC | 61474 | CoreSite Real Estate 55 S. Market Street | CA | Santa Clara | G-3 | Petroleum Liquids | IC |  | S | 2 | 1 | 2 | 2 | 0.5 | N |  |  | N | Commercial Non-CHP | 4 | X | DFO
Petroleum Liquids.DFO | petroleum | FALSE | 61088 | CoreSite Real Estate 55 S. Market Street, LLC | 61474 | CoreSite Real Estate 55 S. Market Street | CA | Santa Clara | G-4 | Petroleum Liquids | IC |  | S | 2 | 1 | 2 | 2 | 0.5 | N |  |  | N | Commercial Non-CHP | 4 | X | DFO
Petroleum Liquids.DFO | petroleum | FALSE | 61089 | CoreSite Real Estate 1656 McCarthy, L.P. | 61475 | CoreSite Real Estate 1656 McCarthy, L.P. | CA | Santa Clara | G-1 | Petroleum Liquids | IC |  | S | 1 | 1 | 1 | 1 | 0.5 | N |  |  | N | Commercial Non-CHP | 4 | X | DFO
Petroleum Liquids.DFO | petroleum | FALSE | 61089 | CoreSite Real Estate 1656 McCarthy, L.P. | 61475 | CoreSite Real Estate 1656 McCarthy, L.P. | CA | Santa Clara | G-2 | Petroleum Liquids | IC |  | S | 1 | 1 | 1 | 1 | 0.5 | N |  |  | N | Commercial Non-CHP | 4 | X | DFO
Petroleum Liquids.DFO | petroleum | FALSE | 61089 | CoreSite Real Estate 1656 McCarthy, L.P. | 61475 | CoreSite Real Estate 1656 McCarthy, L.P. | CA | Santa Clara | G-3 | Petroleum Liquids | IC |  | S | 1 | 1 | 1 | 1 | 0.5 | N |  |  | N | Commercial Non-CHP | 4 | X | DFO
Petroleum Liquids.DFO | petroleum | FALSE | 61089 | CoreSite Real Estate 1656 McCarthy, L.P. | 61475 | CoreSite Real Estate 1656 McCarthy, L.P. | CA | Santa Clara | G-4 | Petroleum Liquids | IC |  | S | 1 | 1 | 1 | 1 | 0.5 | N |  |  | N | Commercial Non-CHP | 4 | X | DFO
Petroleum Liquids.DFO | petroleum | FALSE | 61089 | CoreSite Real Estate 1656 McCarthy, L.P. | 61475 | CoreSite Real Estate 1656 McCarthy, L.P. | CA | Santa Clara | G-5 | Petroleum Liquids | IC |  | S | 1 | 1 | 1 | 1 | 0.5 | N |  |  | N | Commercial Non-CHP | 4 | X | DFO
Petroleum Liquids.DFO | petroleum | FALSE | 61086 | CoreSite Real Estate 2901 Coronado, L.P. | 61476 | CoreSite Real Estate 2901 Coronado, L.P. | CA | Santa Clara | G-1 | Petroleum Liquids | IC |  | S | 2 | 1 | 2 | 2 | 0.5 | N |  |  | N | Commercial Non-CHP | 4 | X | DFO
Petroleum Liquids.DFO | petroleum | FALSE | 61086 | CoreSite Real Estate 2901 Coronado, L.P. | 61476 | CoreSite Real Estate 2901 Coronado, L.P. | CA | Santa Clara | G-2 | Petroleum Liquids | IC |  | S | 2 | 1 | 2 | 2 | 0.5 | N |  |  | N | Commercial Non-CHP | 4 | X | DFO
Petroleum Liquids.DFO | petroleum | FALSE | 61086 | CoreSite Real Estate 2901 Coronado, L.P. | 61476 | CoreSite Real Estate 2901 Coronado, L.P. | CA | Santa Clara | G-3 | Petroleum Liquids | IC |  | S | 2 | 1 | 2 | 2 | 0.5 | N |  |  | N | Commercial Non-CHP | 4 | X | DFO
Petroleum Liquids.DFO | petroleum | FALSE | 61086 | CoreSite Real Estate 2901 Coronado, L.P. | 61476 | CoreSite Real Estate 2901 Coronado, L.P. | CA | Santa Clara | G-4 | Petroleum Liquids | IC |  | S | 2 | 1 | 2 | 2 | 0.5 | N |  |  | N | Commercial Non-CHP | 4 | X | DFO
Petroleum Liquids.DFO | petroleum | FALSE | 61086 | CoreSite Real Estate 2901 Coronado, L.P. | 61476 | CoreSite Real Estate 2901 Coronado, L.P. | CA | Santa Clara | G-5 | Petroleum Liquids | IC |  | S | 2 | 1 | 2 | 2 | 0.5 | N |  |  | N | Commercial Non-CHP | 4 | X | DFO
Solar Photovoltaic.SUN | solar PV | TRUE | 58970 | Ecoplexus, Inc | 61478 | SunE Feely 1 CSG, LLC | MN | Dakota | FELY1 | Solar Photovoltaic | PV |  | S | 1 |  | 1 | 1 |  | N |  |  | N | IPP Non-CHP | 2 | X | SUN
Solar Photovoltaic.SUN | solar PV | TRUE | 58970 | Ecoplexus, Inc | 61478 | SunE Feely 1 CSG, LLC | MN | Dakota | FELY2 | Solar Photovoltaic | PV |  | S | 1 |  | 1 | 1 |  | N |  |  | N | IPP Non-CHP | 2 | X | SUN
Solar Photovoltaic.SUN | solar PV | TRUE | 58970 | Ecoplexus, Inc | 61478 | SunE Feely 1 CSG, LLC | MN | Dakota | FELY3 | Solar Photovoltaic | PV |  | S | 1 |  | 1 | 1 |  | N |  |  | N | IPP Non-CHP | 2 | X | SUN
Solar Photovoltaic.SUN | solar PV | TRUE | 58970 | Ecoplexus, Inc | 61478 | SunE Feely 1 CSG, LLC | MN | Dakota | FELY4 | Solar Photovoltaic | PV |  | S | 1 |  | 1 | 1 |  | N |  |  | N | IPP Non-CHP | 2 | X | SUN
Solar Photovoltaic.SUN | solar PV | TRUE | 58970 | Ecoplexus, Inc | 61478 | SunE Feely 1 CSG, LLC | MN | Dakota | FELY5 | Solar Photovoltaic | PV |  | S | 1 |  | 1 | 1 |  | N |  |  | N | IPP Non-CHP | 2 | X | SUN
Petroleum Liquids.DFO | petroleum | FALSE | 61087 | CoreSite Real Estate 3032 Coronado, L.P. | 61482 | CoreSite Real Estate 3032 Coronado, L.P. | CA | Santa Clara | G-1 | Petroleum Liquids | IC |  | S | 3 | 1 | 3 | 3 | 0.5 | N |  |  | N | Commercial Non-CHP | 4 | X | DFO
Petroleum Liquids.DFO | petroleum | FALSE | 61087 | CoreSite Real Estate 3032 Coronado, L.P. | 61482 | CoreSite Real Estate 3032 Coronado, L.P. | CA | Santa Clara | G-10 | Petroleum Liquids | IC |  | S | 3 | 1 | 3 | 3 | 0.5 | N |  |  | N | Commercial Non-CHP | 4 | X | DFO
Petroleum Liquids.DFO | petroleum | FALSE | 61087 | CoreSite Real Estate 3032 Coronado, L.P. | 61482 | CoreSite Real Estate 3032 Coronado, L.P. | CA | Santa Clara | G-11 | Petroleum Liquids | IC |  | S | 3 | 1 | 3 | 3 | 0.5 | N |  |  | N | Commercial Non-CHP | 4 | X | DFO
Petroleum Liquids.DFO | petroleum | FALSE | 61087 | CoreSite Real Estate 3032 Coronado, L.P. | 61482 | CoreSite Real Estate 3032 Coronado, L.P. | CA | Santa Clara | G-12 | Petroleum Liquids | IC |  | S | 3 | 1 | 3 | 3 | 0.5 | N |  |  | N | Commercial Non-CHP | 4 | X | DFO
Petroleum Liquids.DFO | petroleum | FALSE | 61087 | CoreSite Real Estate 3032 Coronado, L.P. | 61482 | CoreSite Real Estate 3032 Coronado, L.P. | CA | Santa Clara | G-2 | Petroleum Liquids | IC |  | S | 3 | 1 | 3 | 3 | 0.5 | N |  |  | N | Commercial Non-CHP | 4 | X | DFO
Petroleum Liquids.DFO | petroleum | FALSE | 61087 | CoreSite Real Estate 3032 Coronado, L.P. | 61482 | CoreSite Real Estate 3032 Coronado, L.P. | CA | Santa Clara | G-3 | Petroleum Liquids | IC |  | S | 3 | 1 | 3 | 3 | 0.5 | N |  |  | N | Commercial Non-CHP | 4 | X | DFO
Petroleum Liquids.DFO | petroleum | FALSE | 61087 | CoreSite Real Estate 3032 Coronado, L.P. | 61482 | CoreSite Real Estate 3032 Coronado, L.P. | CA | Santa Clara | G-4 | Petroleum Liquids | IC |  | S | 3 | 1 | 3 | 3 | 0.5 | N |  |  | N | Commercial Non-CHP | 4 | X | DFO
Petroleum Liquids.DFO | petroleum | FALSE | 61087 | CoreSite Real Estate 3032 Coronado, L.P. | 61482 | CoreSite Real Estate 3032 Coronado, L.P. | CA | Santa Clara | G-5 | Petroleum Liquids | IC |  | S | 3 | 1 | 3 | 3 | 0.5 | N |  |  | N | Commercial Non-CHP | 4 | X | DFO
Petroleum Liquids.DFO | petroleum | FALSE | 61087 | CoreSite Real Estate 3032 Coronado, L.P. | 61482 | CoreSite Real Estate 3032 Coronado, L.P. | CA | Santa Clara | G-6 | Petroleum Liquids | IC |  | S | 3 | 1 | 3 | 3 | 0.5 | N |  |  | N | Commercial Non-CHP | 4 | X | DFO
Petroleum Liquids.DFO | petroleum | FALSE | 61087 | CoreSite Real Estate 3032 Coronado, L.P. | 61482 | CoreSite Real Estate 3032 Coronado, L.P. | CA | Santa Clara | G-7 | Petroleum Liquids | IC |  | S | 3 | 1 | 3 | 3 | 0.5 | N |  |  | N | Commercial Non-CHP | 4 | X | DFO
Petroleum Liquids.DFO | petroleum | FALSE | 61087 | CoreSite Real Estate 3032 Coronado, L.P. | 61482 | CoreSite Real Estate 3032 Coronado, L.P. | CA | Santa Clara | G-8 | Petroleum Liquids | IC |  | S | 3 | 1 | 3 | 3 | 0.5 | N |  |  | N | Commercial Non-CHP | 4 | X | DFO
Petroleum Liquids.DFO | petroleum | FALSE | 61087 | CoreSite Real Estate 3032 Coronado, L.P. | 61482 | CoreSite Real Estate 3032 Coronado, L.P. | CA | Santa Clara | G-9 | Petroleum Liquids | IC |  | S | 3 | 1 | 3 | 3 | 0.5 | N |  |  | N | Commercial Non-CHP | 4 | X | DFO
Petroleum Liquids.DFO | petroleum | FALSE | 61087 | CoreSite Real Estate 3032 Coronado, L.P. | 61482 | CoreSite Real Estate 3032 Coronado, L.P. | CA | Santa Clara | S-13 | Petroleum Liquids | IC |  | S | 3 | 1 | 3 | 3 | 0.5 | N |  |  | N | Commercial Non-CHP | 4 | X | DFO
Solar Photovoltaic.SUN | solar PV | TRUE | 58970 | Ecoplexus, Inc | 61483 | Cottage Grove CSG, LLC | MN | Washington | CTGR1 | Solar Photovoltaic | PV |  | S | 1 |  | 1 | 1 |  | N |  |  | N | IPP Non-CHP | 2 | X | SUN
Solar Photovoltaic.SUN | solar PV | TRUE | 58970 | Ecoplexus, Inc | 61483 | Cottage Grove CSG, LLC | MN | Washington | CTGR2 | Solar Photovoltaic | PV |  | S | 1 |  | 1 | 1 |  | N |  |  | N | IPP Non-CHP | 2 | X | SUN
Solar Photovoltaic.SUN | solar PV | TRUE | 58970 | Ecoplexus, Inc | 61483 | Cottage Grove CSG, LLC | MN | Washington | CTGR3 | Solar Photovoltaic | PV |  | S | 1 |  | 1 | 1 |  | N |  |  | N | IPP Non-CHP | 2 | X | SUN
Solar Photovoltaic.SUN | solar PV | TRUE | 58970 | Ecoplexus, Inc | 61483 | Cottage Grove CSG, LLC | MN | Washington | CTGR4 | Solar Photovoltaic | PV |  | S | 1 |  | 1 | 1 |  | N |  |  | N | IPP Non-CHP | 2 | X | SUN
Solar Photovoltaic.SUN | solar PV | TRUE | 58970 | Ecoplexus, Inc | 61483 | Cottage Grove CSG, LLC | MN | Washington | CTGR5 | Solar Photovoltaic | PV |  | S | 1 |  | 1 | 1 |  | N |  |  | N | IPP Non-CHP | 2 | X | SUN
Solar Photovoltaic.SUN | solar PV | TRUE | 58970 | Ecoplexus, Inc | 61484 | Fox CSG, LLC | MN | Chisago | FOX1 | Solar Photovoltaic | PV |  | S | 1 |  | 1 | 1 |  | N |  |  | N | IPP Non-CHP | 2 | X | SUN
Solar Photovoltaic.SUN | solar PV | TRUE | 58970 | Ecoplexus, Inc | 61484 | Fox CSG, LLC | MN | Chisago | FOX2 | Solar Photovoltaic | PV |  | S | 1 |  | 1 | 1 |  | N |  |  | N | IPP Non-CHP | 2 | X | SUN
Solar Photovoltaic.SUN | solar PV | TRUE | 58970 | Ecoplexus, Inc | 61484 | Fox CSG, LLC | MN | Chisago | FOX3 | Solar Photovoltaic | PV |  | S | 1 |  | 1 | 1 |  | N |  |  | N | IPP Non-CHP | 2 | X | SUN
Solar Photovoltaic.SUN | solar PV | TRUE | 58970 | Ecoplexus, Inc | 61484 | Fox CSG, LLC | MN | Chisago | FOX4 | Solar Photovoltaic | PV |  | S | 1 |  | 1 | 1 |  | N |  |  | N | IPP Non-CHP | 2 | X | SUN
Solar Photovoltaic.SUN | solar PV | TRUE | 58970 | Ecoplexus, Inc | 61484 | Fox CSG, LLC | MN | Chisago | FOX5 | Solar Photovoltaic | PV |  | S | 1 |  | 1 | 1 |  | N |  |  | N | IPP Non-CHP | 2 | X | SUN
Solar Photovoltaic.SUN | solar PV | TRUE | 58970 | Ecoplexus, Inc | 61485 | SunE Stolee CSG, LLC | MN | Rice | STOL1 | Solar Photovoltaic | PV |  | S | 1 |  | 1 | 1 |  | N |  |  | N | IPP Non-CHP | 2 | X | SUN
Solar Photovoltaic.SUN | solar PV | TRUE | 58970 | Ecoplexus, Inc | 61485 | SunE Stolee CSG, LLC | MN | Rice | STOL2 | Solar Photovoltaic | PV |  | S | 1 |  | 1 | 1 |  | N |  |  | N | IPP Non-CHP | 2 | X | SUN
Solar Photovoltaic.SUN | solar PV | TRUE | 58970 | Ecoplexus, Inc | 61485 | SunE Stolee CSG, LLC | MN | Rice | STOL3 | Solar Photovoltaic | PV |  | S | 1 |  | 1 | 1 |  | N |  |  | N | IPP Non-CHP | 2 | X | SUN
Solar Photovoltaic.SUN | solar PV | TRUE | 58970 | Ecoplexus, Inc | 61486 | Wyoming 2 CSG, LLC | MN | Chisago | WY01 | Solar Photovoltaic | PV |  | S | 1 |  | 1 | 1 |  | N |  |  | N | IPP Non-CHP | 2 | X | SUN
Solar Photovoltaic.SUN | solar PV | TRUE | 58970 | Ecoplexus, Inc | 61486 | Wyoming 2 CSG, LLC | MN | Chisago | WY02 | Solar Photovoltaic | PV |  | S | 1 |  | 1 | 1 |  | N |  |  | N | IPP Non-CHP | 2 | X | SUN
Solar Photovoltaic.SUN | solar PV | TRUE | 58970 | Ecoplexus, Inc | 61486 | Wyoming 2 CSG, LLC | MN | Chisago | WY03 | Solar Photovoltaic | PV |  | S | 1 |  | 1 | 1 |  | N |  |  | N | IPP Non-CHP | 2 | X | SUN
Solar Photovoltaic.SUN | solar PV | TRUE | 58970 | Ecoplexus, Inc | 61486 | Wyoming 2 CSG, LLC | MN | Chisago | WY04 | Solar Photovoltaic | PV |  | S | 1 |  | 1 | 1 |  | N |  |  | N | IPP Non-CHP | 2 | X | SUN
Solar Photovoltaic.SUN | solar PV | TRUE | 58970 | Ecoplexus, Inc | 61486 | Wyoming 2 CSG, LLC | MN | Chisago | WY05 | Solar Photovoltaic | PV |  | S | 1 |  | 1 | 1 |  | N |  |  | N | IPP Non-CHP | 2 | X | SUN
Solar Photovoltaic.SUN | solar PV | TRUE | 61093 | SL Babylon, LLC | 61487 | SL Babylon | NY | Suffolk | SLBAB | Solar Photovoltaic | PV |  | S | 9 |  | 9 | 9 |  | N |  |  | N | IPP Non-CHP | 2 | X | SUN
Petroleum Liquids.DFO | petroleum | FALSE | 61094 | NYU LANGONE HEALTH | 61488 | NYU LANGONE HEALTH | NY | New York | ENB1 | Petroleum Liquids | IC |  | S | 2.7 | 0.8 | 2.7 | 2.7 | 0.8 | N |  |  | Y | Commercial CHP | 5 | T | DFO
Petroleum Liquids.DFO | petroleum | FALSE | 61094 | NYU LANGONE HEALTH | 61488 | NYU LANGONE HEALTH | NY | New York | ENB2 | Petroleum Liquids | IC |  | S | 2.7 | 0.8 | 2.7 | 2.7 | 0.8 | N |  |  | N | Commercial CHP | 5 | X | DFO
Petroleum Liquids.DFO | petroleum | FALSE | 61094 | NYU LANGONE HEALTH | 61488 | NYU LANGONE HEALTH | NY | New York | ENB3 | Petroleum Liquids | IC |  | S | 2.5 | 0.8 | 0.3 | 0.3 | 0.1 | N |  |  | N | Commercial CHP | 5 | X | DFO
Natural Gas Fired Combustion Turbine.NG | natural gas peaker | FALSE | 61094 | NYU LANGONE HEALTH | 61488 | NYU LANGONE HEALTH | NY | New York | GT | Natural Gas Fired Combustion Turbine | GT |  | S | 7.5 | 0.9 | 7.5 | 7.5 | 4 | N |  |  | Y | Commercial CHP | 5 | T | NG
Petroleum Liquids.DFO | petroleum | FALSE | 61094 | NYU LANGONE HEALTH | 61488 | NYU LANGONE HEALTH | NY | New York | HCC1 | Petroleum Liquids | IC |  | S | 1 | 0.9 | 1 | 1 | 0.3 | N |  |  | N | Commercial CHP | 5 | X | DFO
Petroleum Liquids.DFO | petroleum | FALSE | 61094 | NYU LANGONE HEALTH | 61488 | NYU LANGONE HEALTH | NY | New York | KML1 | Petroleum Liquids | IC |  | S | 2.5 | 0.8 | 2.5 | 2.5 | 0.1 | N |  |  | N | Commercial CHP | 5 | X | DFO
Petroleum Liquids.DFO | petroleum | FALSE | 61094 | NYU LANGONE HEALTH | 61488 | NYU LANGONE HEALTH | NY | New York | KML2 | Petroleum Liquids | IC |  | S | 2.5 | 0.8 | 2.5 | 2.5 | 0.1 | N |  |  | N | Commercial CHP | 5 | X | DFO
Petroleum Liquids.DFO | petroleum | FALSE | 61094 | NYU LANGONE HEALTH | 61488 | NYU LANGONE HEALTH | NY | New York | KML3 | Petroleum Liquids | IC |  | S | 2.5 | 0.8 | 2.5 | 2.5 | 0.1 | N |  |  | N | Commercial CHP | 5 | X | DFO
Petroleum Liquids.DFO | petroleum | FALSE | 61094 | NYU LANGONE HEALTH | 61488 | NYU LANGONE HEALTH | NY | New York | SCI1 | Petroleum Liquids | IC |  | S | 3 | 0.8 | 0.4 | 0.4 | 0.1 | N |  |  | N | Commercial CHP | 5 | X | DFO
Petroleum Liquids.DFO | petroleum | FALSE | 61094 | NYU LANGONE HEALTH | 61488 | NYU LANGONE HEALTH | NY | New York | SCI2 | Petroleum Liquids | IC |  | S | 3 | 0.8 | 0.4 | 0.4 | 0.1 | N |  |  | N | Commercial CHP | 5 | X | DFO
Petroleum Liquids.DFO | petroleum | FALSE | 61094 | NYU LANGONE HEALTH | 61488 | NYU LANGONE HEALTH | NY | New York | SKB1 | Petroleum Liquids | IC |  | S | 1.3 | 0.8 | 1.3 | 1.3 | 0.4 | N |  |  | N | Commercial CHP | 5 | X | DFO
Petroleum Liquids.DFO | petroleum | FALSE | 61094 | NYU LANGONE HEALTH | 61488 | NYU LANGONE HEALTH | NY | New York | SMB1 | Petroleum Liquids | IC |  | S | 1.4 | 0.8 | 1.4 | 1.4 | 0.4 | N |  |  | N | Commercial CHP | 5 | X | DFO
Petroleum Liquids.DFO | petroleum | FALSE | 61094 | NYU LANGONE HEALTH | 61488 | NYU LANGONE HEALTH | NY | New York | SMB2 | Petroleum Liquids | IC |  | S | 1.4 | 0.8 | 1.4 | 1.4 | 0.4 | N |  |  | N | Commercial CHP | 5 | X | DFO
Solar Photovoltaic.SUN | solar PV | TRUE | 61096 | Cameron Solar, LLC | 61489 | Cameron Solar | SC | Calhoun | CAM | Solar Photovoltaic | PV |  | S | 20 |  | 20 | 20 |  | N |  |  | N | IPP Non-CHP | 2 | X | SUN
Solar Photovoltaic.SUN | solar PV | TRUE | 61097 | Estill Solar I, LLC | 61490 | Estill Solar | SC | Hampton | EST1 | Solar Photovoltaic | PV |  | S | 20 |  | 20 | 20 |  | N |  |  | N | IPP Non-CHP | 2 | X | SUN
Solar Photovoltaic.SUN | solar PV | TRUE | 61100 | E-Volve Energy Holdings LLC | 61493 | E-Volve Energy Holdings LLC | TX | Austin | SEALY | Solar Photovoltaic | PV |  | S | 1.2 |  | 1.2 | 1.2 |  | N |  |  | N | IPP Non-CHP | 2 | X | SUN
Solar Photovoltaic.SUN | solar PV | TRUE | 61101 | Minnesota Solar CSG 1, LLC | 61494 | Wright Cuddyer CSG | MN | Wright | 41327 | Solar Photovoltaic | PV |  | S | 1 |  | 1 | 1 |  | N |  |  | N | IPP Non-CHP | 2 | X | SUN
Solar Photovoltaic.SUN | solar PV | TRUE | 61101 | Minnesota Solar CSG 1, LLC | 61494 | Wright Cuddyer CSG | MN | Wright | 41328 | Solar Photovoltaic | PV |  | S | 1 |  | 1 | 1 |  | N |  |  | N | IPP Non-CHP | 2 | X | SUN
Solar Photovoltaic.SUN | solar PV | TRUE | 61101 | Minnesota Solar CSG 1, LLC | 61494 | Wright Cuddyer CSG | MN | Wright | 41329 | Solar Photovoltaic | PV |  | S | 1 |  | 1 | 1 |  | N |  |  | N | IPP Non-CHP | 2 | X | SUN
Solar Photovoltaic.SUN | solar PV | TRUE | 61101 | Minnesota Solar CSG 1, LLC | 61494 | Wright Cuddyer CSG | MN | Wright | 41330 | Solar Photovoltaic | PV |  | S | 1 |  | 1 | 1 |  | N |  |  | N | IPP Non-CHP | 2 | X | SUN
Solar Photovoltaic.SUN | solar PV | TRUE | 61102 | Minnesota Solar CSG 8, LLC | 61495 | Carver Gladden CSG | MN | Carver | 42254 | Solar Photovoltaic | PV |  | S | 1 |  | 1 | 1 |  | N |  |  | N | IPP Non-CHP | 2 | X | SUN
Solar Photovoltaic.SUN | solar PV | TRUE | 61102 | Minnesota Solar CSG 8, LLC | 61495 | Carver Gladden CSG | MN | Carver | 42255 | Solar Photovoltaic | PV |  | S | 1 |  | 1 | 1 |  | N |  |  | N | IPP Non-CHP | 2 | X | SUN
Solar Photovoltaic.SUN | solar PV | TRUE | 61102 | Minnesota Solar CSG 8, LLC | 61495 | Carver Gladden CSG | MN | Carver | 42256 | Solar Photovoltaic | PV |  | S | 1 |  | 1 | 1 |  | N |  |  | N | IPP Non-CHP | 2 | X | SUN
Solar Photovoltaic.SUN | solar PV | TRUE | 60888 | GCL New Energy, Inc. | 61496 | Adams Solar Center | OR | Jefferson | ADAMS | Solar Photovoltaic | PV |  | S | 10 |  | 10 | 10 |  | N |  |  | N | IPP Non-CHP | 2 | X | SUN
Solar Photovoltaic.SUN | solar PV | TRUE | 60888 | GCL New Energy, Inc. | 61497 | Elbe Solar Center | OR | Jefferson | ELBE | Solar Photovoltaic | PV |  | S | 10 |  | 10 | 10 |  | N |  |  | N | IPP Non-CHP | 2 | X | SUN
Solar Photovoltaic.SUN | solar PV | TRUE | 61095 | Hampton Solar II, LLC | 61498 | Hampton Solar 2 | SC | Hampton | HAM2 | Solar Photovoltaic | PV |  | S | 20 |  | 20 | 20 |  | N |  |  | N | IPP Non-CHP | 2 | X | SUN
Solar Photovoltaic.SUN | solar PV | TRUE | 56769 | Consolidated Edison Development Inc. | 61499 | CED Foster | RI | Providence | FORI | Solar Photovoltaic | PV |  | S | 2 |  | 2 | 2 |  | N |  |  | N | IPP Non-CHP | 2 | X | SUN
Solar Photovoltaic.SUN | solar PV | TRUE | 60571 | AEP Onsite Partners, LLC | 61500 | Porter Way Community Solar Garden | MN | Carver | PV1 | Solar Photovoltaic | PV |  | S | 3 |  | 3 | 3 |  | N |  |  | N | IPP Non-CHP | 2 | X | SUN
Other Waste Biomass.OBG | biomass | TRUE | 61105 | ABEC #2 LLC | 61501 | ABEC #2 dba West-Star Dairy | CA | Kern | GEN1 | Other Waste Biomass | IC |  | S | 1 | 0.9 | 1 | 1 | 0.8 | N |  |  | N | IPP Non-CHP | 2 | X | OBG
Other Waste Biomass.OBG | biomass | TRUE | 61106 | ABEC #3 LLC | 61502 | ABEC #3 dba Lakeview Dairy | CA | Kern | GEN1 | Other Waste Biomass | IC |  | S | 1 | 0.9 | 1 | 1 | 0.9 | N |  |  | N | IPP Non-CHP | 2 | X | OBG
Other Waste Biomass.OBG | biomass | TRUE | 61107 | ABEC #4 LLC | 61503 | ABEC #4 dba CE&S Dairy | CA | Kern | GEN1 | Other Waste Biomass | IC |  | S | 1 | 0.9 | 1 | 1 | 0.9 | N |  |  | N | IPP Non-CHP | 2 | X | OBG
Solar Photovoltaic.SUN | solar PV | TRUE | 61108 | RJC I CSG LLC | 61504 | RJC I CSG | MN | Steele | RCJ1 | Solar Photovoltaic | PV |  | S | 1 |  | 1 | 1 |  | N |  |  | N | IPP Non-CHP | 2 | X | SUN
Solar Photovoltaic.SUN | solar PV | TRUE | 61109 | Huneke I CSG LLC | 61505 | Huneke I CSG | MN | Goodhue | HUNE1 | Solar Photovoltaic | PV |  | S | 1 |  | 1 | 1 |  | N |  |  | N | IPP Non-CHP | 2 | X | SUN
Solar Photovoltaic.SUN | solar PV | TRUE | 61110 | Krause CSG LLC | 61506 | Krause CSG | MN | Renville | KRAUS | Solar Photovoltaic | PV |  | S | 1 |  | 1 | 1 |  | N |  |  | N | IPP Non-CHP | 2 | X | SUN
Solar Photovoltaic.SUN | solar PV | TRUE | 61111 | DG New Jersey Solar, LLC | 61507 | DG New Jersey Solar RLS Logistics | NJ | Gloucester | RLSNJ | Solar Photovoltaic | PV |  | S | 4 |  | 4 | 4 |  | N |  |  | N | IPP Non-CHP | 2 | X | SUN
Natural Gas Internal Combustion Engine.NG | natural gas peaker | TRUE | 24431 | Utah Municipal Power Agency | 61508 | Provo Power Plant | UT | Utah | 1 | Natural Gas Internal Combustion Engine | IC |  | S | 2.4 | 0.8 | 2.4 | 2.4 | 1 | N |  |  | N | Electric Utility | 1 | X | NG
Natural Gas Internal Combustion Engine.NG | natural gas peaker | TRUE | 24431 | Utah Municipal Power Agency | 61508 | Provo Power Plant | UT | Utah | 2 | Natural Gas Internal Combustion Engine | IC |  | S | 2.4 | 0.8 | 2.4 | 2.4 | 1 | N |  |  | N | Electric Utility | 1 | X | NG
Natural Gas Internal Combustion Engine.NG | natural gas peaker | TRUE | 24431 | Utah Municipal Power Agency | 61508 | Provo Power Plant | UT | Utah | 3 | Natural Gas Internal Combustion Engine | IC |  | S | 2.4 | 0.8 | 2.4 | 2.4 | 1 | N |  |  | N | Electric Utility | 1 | X | NG
Natural Gas Internal Combustion Engine.NG | natural gas peaker | TRUE | 24431 | Utah Municipal Power Agency | 61508 | Provo Power Plant | UT | Utah | 4 | Natural Gas Internal Combustion Engine | IC |  | S | 2.4 | 0.8 | 2.4 | 2.4 | 1 | N |  |  | N | Electric Utility | 1 | X | NG
Natural Gas Internal Combustion Engine.NG | natural gas peaker | TRUE | 24431 | Utah Municipal Power Agency | 61508 | Provo Power Plant | UT | Utah | 5 | Natural Gas Internal Combustion Engine | IC |  | S | 2.4 | 0.8 | 2.4 | 2.4 | 1 | N |  |  | N | Electric Utility | 1 | X | NG
Solar Photovoltaic.SUN | solar PV | TRUE | 61012 | AES Distributed Energy | 61509 | Monroe County Sites A & B | NY | Monroe | MONA | Solar Photovoltaic | PV |  | S | 1.7 |  | 1.7 | 1.7 |  | N |  |  | N | IPP Non-CHP | 2 | X | SUN
Solar Photovoltaic.SUN | solar PV | TRUE | 61012 | AES Distributed Energy | 61509 | Monroe County Sites A & B | NY | Monroe | MONB | Solar Photovoltaic | PV |  | S | 1.7 |  | 1.7 | 1.7 |  | N |  |  | N | IPP Non-CHP | 2 | X | SUN
Solar Photovoltaic.SUN | solar PV | TRUE | 61012 | AES Distributed Energy | 61510 | Monroe County Sites C, D, & E | NY | Monroe | MONC | Solar Photovoltaic | PV |  | S | 2 |  | 2 | 2 |  | N |  |  | N | IPP Non-CHP | 2 | X | SUN
Solar Photovoltaic.SUN | solar PV | TRUE | 61012 | AES Distributed Energy | 61510 | Monroe County Sites C, D, & E | NY | Monroe | MOND | Solar Photovoltaic | PV |  | S | 2 |  | 2 | 2 |  | N |  |  | N | IPP Non-CHP | 2 | X | SUN
Solar Photovoltaic.SUN | solar PV | TRUE | 61012 | AES Distributed Energy | 61510 | Monroe County Sites C, D, & E | NY | Monroe | MONE | Solar Photovoltaic | PV |  | S | 2 |  | 2 | 2 |  | N |  |  | N | IPP Non-CHP | 2 | X | SUN
Solar Photovoltaic.SUN | solar PV | TRUE | 61060 | Cypress Creek Renewables | 61512 | Bullock Solar, LLC | NC | Vance | GEN1 | Solar Photovoltaic | PV |  | S | 50 |  | 50 | 50 |  | N |  |  | N | IPP Non-CHP | 2 | X | SUN
Solar Photovoltaic.SUN | solar PV | TRUE | 61060 | Cypress Creek Renewables | 61513 | Marlin Solar | TX | Limestone | GEN1 | Solar Photovoltaic | PV |  | S | 5.3 |  | 5.3 | 5.3 |  | N |  |  | N | IPP Non-CHP | 2 | X | SUN
Solar Photovoltaic.SUN | solar PV | TRUE | 61060 | Cypress Creek Renewables | 61514 | North Gainesville Solar | TX | Cooke | GEN1 | Solar Photovoltaic | PV |  | S | 5.2 |  | 5.2 | 5.2 |  | N |  |  | N | IPP Non-CHP | 2 | X | SUN
Solar Photovoltaic.SUN | solar PV | TRUE | 61113 | DG Camden, LLC | 61515 | DG Camden LLC Holtec | NJ | Camden | HOLTC | Solar Photovoltaic | PV |  | S | 2.2 |  | 2.2 | 2.2 |  | N |  |  | N | IPP Non-CHP | 2 | X | SUN
Solar Photovoltaic.SUN | solar PV | TRUE | 61114 | School Sisters CSG LLC | 61516 | School Sisters CSG | MN | Blue Earth | SCHOO | Solar Photovoltaic | PV |  | S | 1 |  | 1 | 1 |  | N |  |  | N | IPP Non-CHP | 2 | X | SUN
Solar Photovoltaic.SUN | solar PV | TRUE | 59254 | NuGen Capital Management | 61518 | 301 Chestnut Solar NG | MA | Hampden | 3010 | Solar Photovoltaic | PV |  | S | 2 |  | 2 | 2 |  | N |  |  | N | IPP Non-CHP | 2 | X | SUN
Solar Photovoltaic.SUN | solar PV | TRUE | 61060 | Cypress Creek Renewables | 61519 | Baker Point | MD | Frederick | GEN1 | Solar Photovoltaic | PV |  | S | 9 |  | 9 | 9 |  | N |  |  | N | IPP Non-CHP | 2 | X | SUN
Solar Photovoltaic.SUN | solar PV | TRUE | 61060 | Cypress Creek Renewables | 61520 | Rosewood Solar | NC | Wayne | GEN1 | Solar Photovoltaic | PV |  | S | 2 |  | 2 | 2 |  | N |  |  | N | IPP Non-CHP | 2 | X | SUN
Solar Photovoltaic.SUN | solar PV | TRUE | 61126 | Swamp Fox Solar, LLC | 61521 | Swamp Fox Solar | SC | Lexington | PGRD2 | Solar Photovoltaic | PV |  | S | 10.8 |  | 10.8 | 10.8 |  | N |  |  | N | IPP Non-CHP | 2 | X | SUN
Solar Photovoltaic.SUN | solar PV | TRUE | 61127 | Champion Solar, LLC | 61522 | Champion Solar | SC | Lexington | PGRD3 | Solar Photovoltaic | PV |  | S | 10.8 |  | 10.8 | 10.8 |  | N |  |  | N | IPP Non-CHP | 2 | X | SUN
Solar Photovoltaic.SUN | solar PV | TRUE | 61128 | Haley Solar, LLC | 61523 | Haley Solar | SC | Allendale | PGRD1 | Solar Photovoltaic | PV |  | S | 8.2 |  | 8.2 | 8.2 |  | N |  |  | N | IPP Non-CHP | 2 | X | SUN
Solar Photovoltaic.SUN | solar PV | TRUE | 61060 | Cypress Creek Renewables | 61524 | Whitewright Solar | TX | Fannin | GEN1 | Solar Photovoltaic | PV |  | S | 10 |  | 10 | 10 |  | N |  |  | N | IPP Non-CHP | 2 | X | SUN
Solar Photovoltaic.SUN | solar PV | TRUE | 61060 | Cypress Creek Renewables | 61525 | ABD Farms | NC | Randolph | GEN1 | Solar Photovoltaic | PV |  | S | 5 |  | 5 | 5 |  | N |  |  | N | IPP Non-CHP | 2 | X | SUN
Solar Photovoltaic.SUN | solar PV | TRUE | 61060 | Cypress Creek Renewables | 61526 | Antanavica Solar | MA | Worcester | GEN1 | Solar Photovoltaic | PV |  | S | 1 |  | 1 | 1 |  | N |  |  | N | IPP Non-CHP | 2 | X | SUN
Solar Photovoltaic.SUN | solar PV | TRUE | 61060 | Cypress Creek Renewables | 61527 | Bakatsias Solar | NC | Alamance | GEN1 | Solar Photovoltaic | PV |  | S | 5 |  | 5 | 5 |  | N |  |  | N | IPP Non-CHP | 2 | X | SUN
Solar Photovoltaic.SUN | solar PV | TRUE | 61060 | Cypress Creek Renewables | 61528 | Bayboro Solar Farm | NC | Pamlico | GEN1 | Solar Photovoltaic | PV |  | S | 5 |  | 5 | 5 |  | N |  |  | N | IPP Non-CHP | 2 | X | SUN
Solar Photovoltaic.SUN | solar PV | TRUE | 61060 | Cypress Creek Renewables | 61529 | Estill Solar II | SC | Allendale | GEN1 | Solar Photovoltaic | PV |  | S | 10.2 |  | 10.2 | 10.2 |  | N |  |  | N | IPP Non-CHP | 2 | X | SUN
Solar Photovoltaic.SUN | solar PV | TRUE | 61060 | Cypress Creek Renewables | 61530 | Gaston Solar I - SC | SC | Lexington | GEN1 | Solar Photovoltaic | PV |  | S | 10.2 |  | 10.2 | 10.2 |  | N |  |  | N | IPP Non-CHP | 2 | X | SUN
Solar Photovoltaic.SUN | solar PV | TRUE | 61060 | Cypress Creek Renewables | 61532 | Leon Solar | TX | Hunt | GEN1 | Solar Photovoltaic | PV |  | S | 10 |  | 10 | 10 |  | N |  |  | N | IPP Non-CHP | 2 | X | SUN
Solar Photovoltaic.SUN | solar PV | TRUE | 58468 | Dominion Renewable Energy | 61533 | Mustang Solar | NC | Moore | GEN1 | Solar Photovoltaic | PV |  | S | 5 |  | 5 | 5 |  | N |  |  | N | IPP Non-CHP | 2 | X | SUN
Solar Photovoltaic.SUN | solar PV | TRUE | 61060 | Cypress Creek Renewables | 61534 | Old Caroleen Solar Farm | NC | Rutherford | GEN1 | Solar Photovoltaic | PV |  | S | 2 |  | 2 | 2 |  | N |  |  | N | IPP Non-CHP | 2 | X | SUN
Solar Photovoltaic.SUN | solar PV | TRUE | 61060 | Cypress Creek Renewables | 61535 | Statesville Solar | NC | Rowan | GEN1 | Solar Photovoltaic | PV |  | S | 5 |  | 5 | 5 |  | N |  |  | N | IPP Non-CHP | 2 | X | SUN
Solar Photovoltaic.SUN | solar PV | TRUE | 61060 | Cypress Creek Renewables | 61536 | Wakefield Solar | NC | Wake | GEN1 | Solar Photovoltaic | PV |  | S | 5 |  | 5 | 5 |  | N |  |  | N | IPP Non-CHP | 2 | X | SUN
Solar Photovoltaic.SUN | solar PV | TRUE | 61146 | Ameresco, Inc - Weston | 61537 | Weston Landfill Solar | MA | Middlesex | WESTO | Solar Photovoltaic | PV |  | S | 1.8 |  | 1.8 | 1.8 |  | N |  |  | N | IPP Non-CHP | 2 | X | SUN
Solar Photovoltaic.SUN | solar PV | TRUE | 61147 | Ameresco, Inc - Braintree | 61538 | Braintree Landfill Solar | MA | Norfolk | BRAIN | Solar Photovoltaic | PV |  | S | 1 |  | 1 | 1 |  | N |  |  | N | IPP Non-CHP | 2 | X | SUN
Solar Photovoltaic.SUN | solar PV | TRUE | 61148 | Ameresco, Inc - GELD | 61539 | GELD Solar Farm | MA | Middlesex | GELD | Solar Photovoltaic | PV |  | S | 2.3 |  | 2.3 | 2.3 |  | N |  |  | N | IPP Non-CHP | 2 | X | SUN
Onshore Wind Turbine.WND | onshore wind | FALSE | 61149 | Fort Hays State University | 61540 | Fort Hays State University Wind Farm | KS | Ellis | WIND1 | Onshore Wind Turbine | WT |  | S | 2 |  | 2 | 2 | 0.5 | N |  |  | N | Commercial Non-CHP | 4 | X | WND
Onshore Wind Turbine.WND | onshore wind | FALSE | 61149 | Fort Hays State University | 61540 | Fort Hays State University Wind Farm | KS | Ellis | WIND2 | Onshore Wind Turbine | WT |  | S | 2 |  | 2 | 2 | 0.5 | N |  |  | N | Commercial Non-CHP | 4 | X | WND
Solar Photovoltaic.SUN | solar PV | TRUE | 60947 | Tesla Inc. | 61541 | Town of Rocky Hill PV CSG | CT | Hartford | PV1 | Solar Photovoltaic | PV |  | W | 1 |  | 1 | 1 |  | N |  |  | N | IPP Non-CHP | 2 | X | SUN
Solar Photovoltaic.SUN | solar PV | TRUE | 60947 | Tesla Inc. | 61541 | Town of Rocky Hill PV CSG | CT | Hartford | PV2 | Solar Photovoltaic | PV |  | W | 1 |  | 1 | 1 |  | N |  |  | N | IPP Non-CHP | 2 | X | SUN
Solar Photovoltaic.SUN | solar PV | TRUE | 60947 | Tesla Inc. | 61541 | Town of Rocky Hill PV CSG | CT | Hartford | PV3 | Solar Photovoltaic | PV |  | W | 1 |  | 1 | 1 |  | N |  |  | N | IPP Non-CHP | 2 | X | SUN
Solar Photovoltaic.SUN | solar PV | TRUE | 61060 | Cypress Creek Renewables | 61542 | PopeSun CSG, LLC | MN | Pope | GEN1 | Solar Photovoltaic | PV |  | S | 5 |  | 5 | 5 |  | N |  |  | N | IPP Non-CHP | 2 | X | SUN
Solar Photovoltaic.SUN | solar PV | TRUE | 61060 | Cypress Creek Renewables | 61543 | CF Novel Solar CSG Gardens Five, LLC | MN | Steele | GEN1 | Solar Photovoltaic | PV |  | S | 3.4 |  | 3.4 | 3.4 |  | N |  |  | N | IPP Non-CHP | 2 | X | SUN
Solar Photovoltaic.SUN | solar PV | TRUE | 61060 | Cypress Creek Renewables | 61544 | LeSun CSG, LLC | MN | Le Sueur | GEN1 | Solar Photovoltaic | PV |  | S | 5 |  | 5 | 5 |  | N |  |  | N | IPP Non-CHP | 2 | X | SUN
Solar Photovoltaic.SUN | solar PV | TRUE | 61060 | Cypress Creek Renewables | 61545 | CGSun, LLC Community Solar | MN | Washington | GEN1 | Solar Photovoltaic | PV |  | S | 4 |  | 4 | 4 |  | N |  |  | N | IPP Non-CHP | 2 | X | SUN
Solar Photovoltaic.SUN | solar PV | TRUE | 61060 | Cypress Creek Renewables | 61547 | WrightSun CSG, LLC | MN | Wright | GEN1 | Solar Photovoltaic | PV |  | S | 5 |  | 5 | 5 |  | N |  |  | N | IPP Non-CHP | 2 | X | SUN
Solar Photovoltaic.SUN | solar PV | TRUE | 61060 | Cypress Creek Renewables | 61548 | CF Novel Solar CSG Gardens Seven, LLC | MN | Sherburne | GEN1 | Solar Photovoltaic | PV |  | S | 3.3 |  | 3.3 | 3.3 |  | N |  |  | N | IPP Non-CHP | 2 | X | SUN
Solar Photovoltaic.SUN | solar PV | TRUE | 64647 | DG Haverhill | 61550 | DG Haverhill CSG | MA | Essex | HAVER | Solar Photovoltaic | PV |  | S | 3 |  | 3 | 3 |  | N |  |  | N | IPP Non-CHP | 2 | X | SUN
Petroleum Liquids.DFO | petroleum | FALSE | 61152 | Good Samaritan Hospital | 61551 | Good Samaritan Hospital | NY | Rockland | EGEN1 | Petroleum Liquids | IC |  | S | 1 | 0.8 | 1 | 1 | 0.3 | N |  |  | N | Commercial Non-CHP | 4 | X | DFO
Petroleum Liquids.DFO | petroleum | FALSE | 61152 | Good Samaritan Hospital | 61551 | Good Samaritan Hospital | NY | Rockland | EGEN2 | Petroleum Liquids | IC |  | S | 0.7 | 0.8 | 0.7 | 0.7 | 0.2 | N |  |  | N | Commercial Non-CHP | 4 | X | DFO
Natural Gas Internal Combustion Engine.NG | natural gas peaker | FALSE | 61152 | Good Samaritan Hospital | 61551 | Good Samaritan Hospital | NY | Rockland | EGEN3 | Natural Gas Internal Combustion Engine | IC |  | S | 0.2 | 0.8 | 0.2 | 0.2 | 0.1 | N |  |  | N | Commercial Non-CHP | 4 | X | NG
Solar Photovoltaic.SUN | solar PV | TRUE | 61153 | Montevue Lane Solar, LLC | 61552 | Fort Detrick Solar PV | MD | Frederick | FDSPV | Solar Photovoltaic | PV |  | S | 15.7 |  | 15.7 | 12.6 |  | N |  |  | N | IPP Non-CHP | 2 | X | SUN
Solar Photovoltaic.SUN | solar PV | TRUE | 61944 | MN8 Energy LLC | 61553 | Klamath Falls Solar 2 CSG | OR | Klamath | 1 | Solar Photovoltaic | PV |  | S | 2.9 |  | 2.9 | 2.9 |  | N |  |  | N | IPP Non-CHP | 2 | X | SUN
Solar Photovoltaic.SUN | solar PV | TRUE | 7140 | Georgia Power Co | 61554 | Comer Solar | GA | Madison | 1 | Solar Photovoltaic | PV |  | S | 2 |  | 2.2 | 2.2 |  | N |  |  | N | Electric Utility | 1 | X | SUN
Solar Photovoltaic.SUN | solar PV | TRUE | 64638 | DG Crystal Spring CSG | 61555 | DG Crystal Spring CSG | MA | Plymouth | SPRIN | Solar Photovoltaic | PV |  | S | 4.2 |  | 4.2 | 4.2 |  | N |  |  | N | IPP Non-CHP | 2 | X | SUN
Solar Photovoltaic.SUN | solar PV | TRUE | 61156 | NMRD Data Center, LLC | 61556 | Facebook 1 Solar Energy Center | NM | Valencia | FB1 | Solar Photovoltaic | PV |  | S | 10 |  | 10 | 8.2 |  | N |  |  | N | IPP Non-CHP | 2 | X | SUN
Solar Photovoltaic.SUN | solar PV | TRUE | 61156 | NMRD Data Center, LLC | 61557 | Facebook 2 Solar Energy Center | NM | Bernalillo | FB2 | Solar Photovoltaic | PV |  | S | 10 |  | 10 | 8.2 |  | N |  |  | N | IPP Non-CHP | 2 | X | SUN
Solar Photovoltaic.SUN | solar PV | TRUE | 61156 | NMRD Data Center, LLC | 61558 | Facebook 3 Solar Energy Center | NM | Bernalillo | FB3 | Solar Photovoltaic | PV |  | S | 10 |  | 10 | 8.2 |  | N |  |  | N | IPP Non-CHP | 2 | X | SUN
Solar Photovoltaic.SUN | solar PV | TRUE | 61160 | Woodline Solar, LLC | 61559 | Woodline Solar | OR | Klamath | PGRD5 | Solar Photovoltaic | PV |  | S | 8 |  | 8 | 8 |  | N |  |  | N | IPP Non-CHP | 2 | X | SUN
Solar Photovoltaic.SUN | solar PV | TRUE | 61161 | Norwest Energy 7, LLC | 61560 | Eagle Point Solar | OR | Jackson | PGRD4 | Solar Photovoltaic | PV |  | S | 9.9 |  | 9.9 | 9.9 |  | N |  |  | N | IPP Non-CHP | 2 | X | SUN
Solar Photovoltaic.SUN | solar PV | TRUE | 61060 | Cypress Creek Renewables | 61561 | Bladen Solar | NC | Bladen | GEN1 | Solar Photovoltaic | PV |  | S | 50 |  | 50 | 50 |  | N |  |  | N | IPP Non-CHP | 2 | X | SUN
Solar Photovoltaic.SUN | solar PV | TRUE | 58871 | Citizens Enterprises Corporation | 61562 | Falmouth Landfill Solar | MA | Barnstable | FAL1 | Solar Photovoltaic | PV |  | W | 3 |  | 3 | 3 |  | N |  |  | N | IPP Non-CHP | 2 | X | SUN
Solar Photovoltaic.SUN | solar PV | TRUE | 61163 | Denver Metro Solar LLC | 61563 | Denver Metro Solar | CO | Adams | 53962 | Solar Photovoltaic | PV |  | S | 1.6 |  | 1.6 | 1.6 |  | N |  |  | N | IPP Non-CHP | 2 | X | SUN
Onshore Wind Turbine.WND | onshore wind | TRUE | 9417 | Interstate Power and Light Co | 61564 | Upland Prairie | IA | Clay | 1 | Onshore Wind Turbine | WT |  | S | 299.3 | 0.95 | 299.3 | 299.3 | 0.1 | N |  |  | N | Electric Utility | 1 | X | WND
Onshore Wind Turbine.WND | onshore wind | TRUE | 9417 | Interstate Power and Light Co | 61565 | English Farms | IA | Poweshiek | 1 | Onshore Wind Turbine | WT |  | S | 171.5 | 0.95 | 171.5 | 171.5 | 0.1 | N |  |  | N | Electric Utility | 1 | X | WND
Solar Photovoltaic.SUN | solar PV | TRUE | 58822 | MC Power Companies Inc | 61566 | El Dorado Springs Solar Farm | MO | Cedar | EDSF1 | Solar Photovoltaic | PV |  | W | 2.5 |  | 2.5 | 2.5 |  | N |  |  | N | IPP Non-CHP | 2 | X | SUN
Petroleum Liquids.DFO | petroleum | FALSE | 61162 | Woodhull Hospital | 61567 | Woodhull Hospital | NY | Kings | EGEN1 | Petroleum Liquids | IC |  | S | 1.5 | 0.8 | 1.5 | 1.5 | 0.5 | N |  |  | N | Commercial Non-CHP | 4 | X | DFO
Petroleum Liquids.DFO | petroleum | FALSE | 61162 | Woodhull Hospital | 61567 | Woodhull Hospital | NY | Kings | EGEN2 | Petroleum Liquids | IC |  | S | 1.5 | 0.8 | 1.5 | 1.5 | 0.5 | N |  |  | N | Commercial Non-CHP | 4 | X | DFO
Petroleum Liquids.DFO | petroleum | FALSE | 61162 | Woodhull Hospital | 61567 | Woodhull Hospital | NY | Kings | EGEN3 | Petroleum Liquids | IC |  | S | 2 | 0.8 | 2 | 2 | 0.6 | N |  |  | N | Commercial Non-CHP | 4 | X | DFO
Petroleum Liquids.DFO | petroleum | FALSE | 61162 | Woodhull Hospital | 61567 | Woodhull Hospital | NY | Kings | EGEN4 | Petroleum Liquids | IC |  | S | 2 | 0.8 | 2 | 2 | 0.5 | N |  |  | N | Commercial Non-CHP | 4 | X | DFO
Petroleum Liquids.DFO | petroleum | FALSE | 61162 | Woodhull Hospital | 61567 | Woodhull Hospital | NY | Kings | EGEN5 | Petroleum Liquids | IC |  | S | 1 | 0.8 | 1 | 1 | 0.3 | N |  |  | N | Commercial Non-CHP | 4 | X | DFO
Petroleum Liquids.DFO | petroleum | FALSE | 61164 | The Allen Hospital | 61568 | The Allen Hospital | NY | New York | EGEN1 | Petroleum Liquids | IC |  | S | 1 | 1 | 1 | 1 | 0.3 | N |  |  | N | Commercial Non-CHP | 4 | X | DFO
Petroleum Liquids.DFO | petroleum | FALSE | 61165 | Mount Sinai Beth Israel | 61569 | Mount Sinai Beth Israel | NY | New York | EGEN1 | Petroleum Liquids | IC |  | S | 0.2 | 0.8 | 0.2 | 0.2 | 0.1 | N |  |  | N | Commercial Non-CHP | 4 | X | DFO
Petroleum Liquids.DFO | petroleum | FALSE | 61165 | Mount Sinai Beth Israel | 61569 | Mount Sinai Beth Israel | NY | New York | EGEN2 | Petroleum Liquids | IC |  | S | 0.3 | 0.8 | 0.3 | 0.3 | 0.1 | N |  |  | N | Commercial Non-CHP | 4 | X | DFO
Petroleum Liquids.DFO | petroleum | FALSE | 61165 | Mount Sinai Beth Israel | 61569 | Mount Sinai Beth Israel | NY | New York | EGEN4 | Petroleum Liquids | IC |  | S | 0.8 | 0.8 | 0.3 | 0.3 | 0.1 | N |  |  | N | Commercial Non-CHP | 4 | X | DFO
Petroleum Liquids.DFO | petroleum | FALSE | 61165 | Mount Sinai Beth Israel | 61569 | Mount Sinai Beth Israel | NY | New York | EGEN5 | Petroleum Liquids | IC |  | S | 0.3 | 0.8 | 0.2 | 0.2 | 0.1 | N |  |  | N | Commercial Non-CHP | 4 | X | DFO
Petroleum Liquids.DFO | petroleum | FALSE | 61165 | Mount Sinai Beth Israel | 61569 | Mount Sinai Beth Israel | NY | New York | EGEN7 | Petroleum Liquids | IC |  | S | 0.5 | 0.8 | 0.8 | 0.8 | 0.1 | N |  |  | N | Commercial Non-CHP | 4 | X | DFO
Petroleum Liquids.DFO | petroleum | FALSE | 61165 | Mount Sinai Beth Israel | 61569 | Mount Sinai Beth Israel | NY | New York | EGEN8 | Petroleum Liquids | IC |  | S | 0.3 | 0.8 | 0.8 | 0.8 | 0.1 | N |  |  | N | Commercial Non-CHP | 4 | X | DFO
Petroleum Liquids.DFO | petroleum | FALSE | 61165 | Mount Sinai Beth Israel | 61569 | Mount Sinai Beth Israel | NY | New York | EGEN9 | Petroleum Liquids | IC |  | S | 0.2 | 0.8 | 0.9 | 0.9 | 0.3 | N |  |  | N | Commercial Non-CHP | 4 | X | DFO
Petroleum Liquids.DFO | petroleum | FALSE | 61165 | Mount Sinai Beth Israel | 61569 | Mount Sinai Beth Israel | NY | New York | GEN10 | Petroleum Liquids | IC |  | S | 1 | 0.8 | 1 | 1 | 0.3 | N |  |  | N | Commercial Non-CHP | 4 | X | DFO
Solar Photovoltaic.SUN | solar PV | TRUE | 61168 | Veseli Solar I LLC | 61570 | Veseli Community Solar Garden | MN | Rice | 40921 | Solar Photovoltaic | PV |  | S | 1 | 1 | 1 | 1 |  | N |  |  | N | IPP Non-CHP | 2 | X | SUN
Solar Photovoltaic.SUN | solar PV | TRUE | 61169 | New Germany Solar I LLC | 61571 | New Germany Community Solar Garden | MN | Carver | 39062 | Solar Photovoltaic | PV |  | S | 1 | 1 | 1 | 1 |  | N |  |  | N | IPP Non-CHP | 2 | X | SUN
Solar Photovoltaic.SUN | solar PV | TRUE | 61170 | Lake Waconia Solar LLC | 61572 | Lake Waconia Community Solar Garden | MN | Carver | 38610 | Solar Photovoltaic | PV |  | S | 1 | 1 | 1 | 1 |  | N |  |  | N | IPP Non-CHP | 2 | X | SUN
Solar Photovoltaic.SUN | solar PV | TRUE | 61171 | Lake Waconia Solar IV LLC | 61573 | Lake Waconia IV Community Solar Garden | MN | Carver | 40926 | Solar Photovoltaic | PV |  | S | 1 | 1 | 1 | 1 |  | N |  |  | N | IPP Non-CHP | 2 | X | SUN
Solar Photovoltaic.SUN | solar PV | TRUE | 61172 | Zumbro Solar LLC | 61574 | Zumbro Community Solar Garden | MN | Goodhue | 38674 | Solar Photovoltaic | PV |  | S | 1 | 1 | 1 | 1 |  | N |  |  | N | IPP Non-CHP | 2 | X | SUN
Solar Photovoltaic.SUN | solar PV | TRUE | 61012 | AES Distributed Energy | 61575 | Anheuser-Busch Baldwinsville | NY | Onondaga | BAL01 | Solar Photovoltaic | PV |  | S | 2 |  | 2 | 2 |  | N |  |  | N | IPP Non-CHP | 2 | X | SUN
Solar Photovoltaic.SUN | solar PV | TRUE | 61012 | AES Distributed Energy | 61576 | Columbia University - Johnson Farms | NY | Orange | JF01 | Solar Photovoltaic | PV |  | S | 2 |  | 2 | 2 |  | N |  |  | N | IPP Non-CHP | 2 | X | SUN
Solar Photovoltaic.SUN | solar PV | TRUE | 61012 | AES Distributed Energy | 61577 | Time Warner Cable Enterprises - Martino | NY | Oneida | MRT01 | Solar Photovoltaic | PV |  | S | 2 |  | 2 | 2 |  | N |  |  | N | IPP Non-CHP | 2 | X | SUN
Solar Photovoltaic.SUN | solar PV | TRUE | 61012 | AES Distributed Energy | 61578 | Columbia University - Minisink | NY | Orange | MIN01 | Solar Photovoltaic | PV |  | S | 2 |  | 2 | 2 |  | N |  |  | N | IPP Non-CHP | 2 | X | SUN
Solar Photovoltaic.SUN | solar PV | TRUE | 61012 | AES Distributed Energy | 61579 | St. Lawrence University - Sutton | NY | Jefferson | SUT01 | Solar Photovoltaic | PV |  | S | 2 |  | 2 | 2 |  | N |  |  | N | IPP Non-CHP | 2 | X | SUN
Solar Photovoltaic.SUN | solar PV | TRUE | 59462 | Heelstone Energy Holdings, LLC | 61580 | Tumbleweed Solar, LLC | OR | Deschutes | TUMBL | Solar Photovoltaic | PV |  | S | 9.9 |  | 9.9 | 9.9 |  | N |  |  | N | IPP Non-CHP | 2 | X | SUN
Solar Photovoltaic.SUN | solar PV | TRUE | 59462 | Heelstone Energy Holdings, LLC | 61581 | Davis Lane Solar, LLC | NC | Perquimans | DAVIS | Solar Photovoltaic | PV |  | S | 5 |  | 5 | 5 |  | N |  |  | N | IPP Non-CHP | 2 | X | SUN
Onshore Wind Turbine.WND | onshore wind | TRUE | 2770 | Terra-Gen Operating Co-Wind | 61582 | Voyager Wind II | CA | Kern | VYGR2 | Onshore Wind Turbine | WT |  | S | 128.7 |  | 128.7 | 128.7 | 0 | N |  |  | N | IPP Non-CHP | 2 | X | WND
Onshore Wind Turbine.WND | onshore wind | TRUE | 2770 | Terra-Gen Operating Co-Wind | 61583 | Voyager Wind III | CA | Kern | VYGR3 | Onshore Wind Turbine | WT |  | S | 43.2 |  | 43.2 | 43.2 | 0 | N |  |  | N | IPP Non-CHP | 2 | X | WND
Onshore Wind Turbine.WND | onshore wind | TRUE | 2770 | Terra-Gen Operating Co-Wind | 61584 | Voyager Wind IV | CA | Kern | VYGR4 | Onshore Wind Turbine | WT |  | S | 21.6 |  | 21.6 | 21.6 | 0 | N |  |  | N | IPP Non-CHP | 2 | X | WND
Solar Photovoltaic.SUN | solar PV | TRUE | 61187 | DG Minnesota CSG, LLC | 61585 | Scandia CSG | MN | Washington | 40802 | Solar Photovoltaic | PV |  | S | 1 |  | 1 | 1 |  | N |  |  | N | IPP Non-CHP | 2 | X | SUN
Solar Photovoltaic.SUN | solar PV | TRUE | 61187 | DG Minnesota CSG, LLC | 61585 | Scandia CSG | MN | Washington | 40803 | Solar Photovoltaic | PV |  | S | 1 |  | 1 | 1 |  | N |  |  | N | IPP Non-CHP | 2 | X | SUN
Solar Photovoltaic.SUN | solar PV | TRUE | 61187 | DG Minnesota CSG, LLC | 61585 | Scandia CSG | MN | Washington | 40804 | Solar Photovoltaic | PV |  | S | 1 |  | 1 | 1 |  | N |  |  | N | IPP Non-CHP | 2 | X | SUN
Solar Photovoltaic.SUN | solar PV | TRUE | 61187 | DG Minnesota CSG, LLC | 61585 | Scandia CSG | MN | Washington | 40805 | Solar Photovoltaic | PV |  | S | 1 |  | 1 | 1 |  | N |  |  | N | IPP Non-CHP | 2 | X | SUN
Solar Photovoltaic.SUN | solar PV | TRUE | 61187 | DG Minnesota CSG, LLC | 61585 | Scandia CSG | MN | Washington | 40806 | Solar Photovoltaic | PV |  | S | 1 |  | 1 | 1 |  | N |  |  | N | IPP Non-CHP | 2 | X | SUN
Solar Photovoltaic.SUN | solar PV | TRUE | 61194 | Generate Capital | 61586 | MontSun Community Solar | MN | Wright | 1 | Solar Photovoltaic | PV |  | W | 5 |  | 5 | 5 |  | N |  |  | N | IPP Non-CHP | 2 | X | SUN
Solar Photovoltaic.SUN | solar PV | TRUE | 61194 | Generate Capital | 61587 | WaveSun Community Solar | MN | Wright | 1 | Solar Photovoltaic | PV |  | W | 5 |  | 5 | 5 |  | N |  |  | N | IPP Non-CHP | 2 | X | SUN
Solar Photovoltaic.SUN | solar PV | TRUE | 58822 | MC Power Companies Inc | 61588 | Independence II Solar Farm | MO | Jackson | 1 | Solar Photovoltaic | PV |  | W | 4.1 |  | 4.1 | 4.1 |  | N |  |  | N | IPP Non-CHP | 2 | X | SUN
Solar Photovoltaic.SUN | solar PV | TRUE | 58822 | MC Power Companies Inc | 61588 | Independence II Solar Farm | MO | Jackson | 2 | Solar Photovoltaic | PV |  | W | 4.4 |  | 4.4 | 4.4 |  | N |  |  | N | IPP Non-CHP | 2 | X | SUN
Onshore Wind Turbine.WND | onshore wind | FALSE | 61188 | West Texas A&M University | 61589 | UL Advanced Wind Turbine Test Facility | TX | Randall | MT-1 | Onshore Wind Turbine | WT |  | S | 0.1 |  | 0.1 | 0.1 | 0 | N |  |  | N | Commercial Non-CHP | 4 | X | WND
Onshore Wind Turbine.WND | onshore wind | FALSE | 61188 | West Texas A&M University | 61589 | UL Advanced Wind Turbine Test Facility | TX | Randall | UT-1 | Onshore Wind Turbine | WT |  | W | 3.4 |  | 3.4 | 3.4 | 0 | N |  |  | N | Commercial Non-CHP | 4 | X | WND
Solar Photovoltaic.SUN | solar PV | TRUE | 64643 | DG Foxborough Elm | 61590 | DG Foxborough Elm CSG | MA | Norfolk | FOXEL | Solar Photovoltaic | PV |  | S | 2 |  | 2 | 2 |  | N |  |  | N | IPP Non-CHP | 2 | X | SUN
Solar Photovoltaic.SUN | solar PV | TRUE | 61190 | Town of Foxborough - Landfill (SREC II) | 61591 | Town of Foxborough - Landfill (SREC II) CSG | MA | Norfolk | FOXLA | Solar Photovoltaic | PV |  | S | 1.2 |  | 1.2 | 1.2 |  | N |  |  | N | IPP Non-CHP | 2 | X | SUN
Solar Photovoltaic.SUN | solar PV | FALSE | 60991 | Westmont Solar, LLC | 61593 | Westmont 301 | CA | Los Angeles | W5791 | Solar Photovoltaic | PV |  | S | 1.8 |  | 1.8 | 0.8 |  | N |  |  | N | Commercial Non-CHP | 4 | X | SUN
Solar Photovoltaic.SUN | solar PV | FALSE | 60991 | Westmont Solar, LLC | 61594 | Westmont 401 | CA | Los Angeles | W5792 | Solar Photovoltaic | PV |  | W | 2.9 |  | 2 | 1.3 |  | N |  |  | N | Commercial Non-CHP | 4 | X | SUN
Solar Photovoltaic.SUN | solar PV | TRUE | 61202 | Flambeau Solar Partners, LLC | 61595 | Flambeau Solar Partners | WI | Price | FLAMB | Solar Photovoltaic | PV |  | S | 2.5 |  | 2.5 | 2.5 |  | N |  |  | N | IPP Non-CHP | 2 | X | SUN
Solar Photovoltaic.SUN | solar PV | TRUE | 58871 | Citizens Enterprises Corporation | 61596 | Citizens Agawam Landfill Solar | MA | Hampden | PV1 | Solar Photovoltaic | PV |  | W | 1.8 |  | 1.8 | 1.8 |  | N |  |  | N | IPP Non-CHP | 2 | X | SUN
Solar Photovoltaic.SUN | solar PV | TRUE | 58871 | Citizens Enterprises Corporation | 61597 | Norton Landfill Solar | MA | Bristol | PV1 | Solar Photovoltaic | PV |  | W | 1.5 |  | 1.5 | 1.5 |  | N |  |  | N | IPP Non-CHP | 2 | X | SUN
Solar Photovoltaic.SUN | solar PV | TRUE | 58871 | Citizens Enterprises Corporation | 61598 | Tyngsborough Solar | MA | Middlesex | PV1 | Solar Photovoltaic | PV |  | W | 2.6 |  | 2.6 | 2.6 |  | N |  |  | N | IPP Non-CHP | 2 | X | SUN
Solar Photovoltaic.SUN | solar PV | TRUE | 56990 | NJR Clean Energy Ventures Corporation | 61599 | New Road Solar, LLC | NJ | Monmouth | NEWRD | Solar Photovoltaic | PV |  | W | 10 |  | 10 | 10 |  | N |  |  | N | IPP Non-CHP | 2 | X | SUN
Solar Photovoltaic.SUN | solar PV | TRUE | 56990 | NJR Clean Energy Ventures Corporation | 61600 | Old Bridge Solar Farm | NJ | Monmouth | OLDBR | Solar Photovoltaic | PV |  | W | 8.8 |  | 8.8 | 8.8 |  | N |  |  | N | IPP Non-CHP | 2 | X | SUN
Solar Photovoltaic.SUN | solar PV | TRUE | 56990 | NJR Clean Energy Ventures Corporation | 61601 | Raritan Solar - 53 Highway | NJ | Hunterdon | RARIT | Solar Photovoltaic | PV |  | W | 8.4 |  | 8.4 | 8.4 |  | N |  |  | N | IPP Non-CHP | 2 | X | SUN
Solar Photovoltaic.SUN | solar PV | TRUE | 56769 | Consolidated Edison Development Inc. | 61602 | CED Chicopee Solar | MA | Hampden | CSMA | Solar Photovoltaic | PV |  | S | 3 |  | 3 | 3 |  | N |  |  | N | IPP Non-CHP | 2 | X | SUN
Solar Photovoltaic.SUN | solar PV | TRUE | 56769 | Consolidated Edison Development Inc. | 61603 | UMASS | MA | Hampshire | UMASS | Solar Photovoltaic | PV |  | S | 4 |  | 4 | 4 |  | N |  |  | N | IPP Non-CHP | 2 | X | SUN
Solar Photovoltaic.SUN | solar PV | TRUE | 60571 | AEP Onsite Partners, LLC | 61604 | Camden CSD Solar Array | NY | Oneida | 1 | Solar Photovoltaic | PV |  | S | 1.8 |  | 1.8 | 1.8 |  | N |  |  | N | IPP Non-CHP | 2 | X | SUN
Solar Photovoltaic.SUN | solar PV | TRUE | 60571 | AEP Onsite Partners, LLC | 61605 | San Luis Valley Solar Array | CO | Saguache | 1 | Solar Photovoltaic | PV |  | S | 2.7 |  | 2.7 | 2.7 |  | N |  |  | N | IPP Non-CHP | 2 | X | SUN
Solar Photovoltaic.SUN | solar PV | TRUE | 60571 | AEP Onsite Partners, LLC | 61606 | Vilas Solar Array | CO | Baca | 1 | Solar Photovoltaic | PV |  | S | 4 |  | 4 | 4 |  | N |  |  | N | IPP Non-CHP | 2 | X | SUN
Solar Photovoltaic.SUN | solar PV | FALSE | 61210 | Stenner Creek Solar LLC | 61607 | Stenner Creek Solar | CA | San Luis Obispo | CPOLY | Solar Photovoltaic | PV |  | S | 4.5 |  | 4.5 | 4.5 |  | N |  |  | N | Commercial Non-CHP | 4 | X | SUN
Solar Photovoltaic.SUN | solar PV | FALSE | 61211 | Montgomery County Solar | 61608 | Montgomery County Solar | MD | Montgomery | 1 | Solar Photovoltaic | PV |  | S | 1.9 |  | 1.9 | 1.9 |  | N |  |  | N | Commercial Non-CHP | 4 | X | SUN
Onshore Wind Turbine.WND | onshore wind | TRUE | 61214 | Heartland Divide Wind Project, LLC | 61609 | Heartland Divide Wind Project, LLC | IA | Audubon | 1 | Onshore Wind Turbine | WT |  | S | 103.5 |  | 103.5 | 103.5 | 50 | N |  |  | N | IPP Non-CHP | 2 | X | WND
Solar Photovoltaic.SUN | solar PV | TRUE | 61209 | NC 102 Project LLC | 61610 | NC 102 Project LLC | NC | Cabarrus | NC102 | Solar Photovoltaic | PV |  | S | 74.8 |  | 74.8 | 74.8 |  | N |  |  | N | IPP Non-CHP | 2 | X | SUN
Solar Photovoltaic.SUN | solar PV | TRUE | 61532 | Techren Solar I LLC | 61611 | Techren Solar I LLC | NV | Clark | TECH1 | Solar Photovoltaic | PV |  | S | 100 |  | 100 | 100 |  | N |  |  | N | IPP Non-CHP | 2 | X | SUN
Solar Photovoltaic.SUN | solar PV | TRUE | 61216 | WED Kingstown Solar I, LLC | 61612 | WED Kingstown Solar I, LLC - West | RI | Washington | KTNEA | Solar Photovoltaic | PV |  | S | 1.5 |  | 1.5 | 1.5 |  | N |  |  | N | IPP Non-CHP | 2 | X | SUN
Solar Photovoltaic.SUN | solar PV | TRUE | 61217 | WED Stilson Solar, LLC | 61613 | WED Stilson Solar | RI | Washington | STILS | Solar Photovoltaic | PV |  | S | 2 |  | 2 | 2 |  | N |  |  | N | IPP Non-CHP | 2 | X | SUN
Solar Photovoltaic.SUN | solar PV | TRUE | 20447 | Western Farmers Elec Coop, Inc | 61614 | Cyril | OK | Caddo | 1 | Solar Photovoltaic | PV |  | S | 5 |  | 5 | 5 |  | N |  |  | N | Electric Utility | 1 | X | SUN
Solar Photovoltaic.SUN | solar PV | TRUE | 20447 | Western Farmers Elec Coop, Inc | 61615 | Hinton | OK | Caddo | 1 | Solar Photovoltaic | PV |  | S | 3 |  | 3 | 3 |  | N |  |  | N | Electric Utility | 1 | X | SUN
Solar Photovoltaic.SUN | solar PV | TRUE | 20447 | Western Farmers Elec Coop, Inc | 61616 | Marietta | OK | Love | 1 | Solar Photovoltaic | PV |  | S | 3 |  | 3 | 3 |  | N |  |  | N | Electric Utility | 1 | X | SUN
Solar Photovoltaic.SUN | solar PV | TRUE | 20447 | Western Farmers Elec Coop, Inc | 61617 | Pine Ridge | OK | Caddo | 1 | Solar Photovoltaic | PV |  | S | 3 |  | 3 | 3 |  | N |  |  | N | Electric Utility | 1 | X | SUN
Solar Photovoltaic.SUN | solar PV | TRUE | 20447 | Western Farmers Elec Coop, Inc | 61618 | Tuttle | OK | Grady | 1 | Solar Photovoltaic | PV |  | S | 4 |  | 4 | 4 |  | N |  |  | N | Electric Utility | 1 | X | SUN
Solar Photovoltaic.SUN | solar PV | TRUE | 61224 | SunE Solano SP Owner, LLC | 61619 | CDCR (CA) - Solano State Prison | CA | Solano | SOLSP | Solar Photovoltaic | PV |  | S | 1.1 |  | 1.1 | 1.1 |  | N |  |  | N | IPP Non-CHP | 2 | X | SUN
Solar Photovoltaic.SUN | solar PV | TRUE | 61225 | SunE Corcoran SP Owner, LLC | 61620 | CDCR (CA) - Corcoran State Prison | CA | Kings | CORSP | Solar Photovoltaic | PV |  | S | 5 |  | 5 | 5 |  | N |  |  | N | IPP Non-CHP | 2 | X | SUN
Solar Photovoltaic.SUN | solar PV | TRUE | 61226 | SunE Wasco SP Owner, LLC | 61621 | CDCR (CA) - Wasco State Prison | CA | Kern | WASCO | Solar Photovoltaic | PV |  | S | 1.5 |  | 1.5 | 1.5 |  | N |  |  | N | IPP Non-CHP | 2 | X | SUN
Solar Photovoltaic.SUN | solar PV | TRUE | 61216 | WED Kingstown Solar I, LLC | 61622 | WED Kingstown Solar I - East Array | RI | Washington | KTNWA | Solar Photovoltaic | PV |  | S | 3 |  | 3 | 3 |  | N |  |  | N | IPP Non-CHP | 2 | X | SUN
Solar Photovoltaic.SUN | solar PV | TRUE | 61060 | Cypress Creek Renewables | 61625 | West Moore Solar II | TX | Grayson | GEN1 | Solar Photovoltaic | PV |  | S | 5 |  | 5 | 5 |  | N |  |  | N | IPP Non-CHP | 2 | X | SUN
Solar Photovoltaic.SUN | solar PV | TRUE | 60281 | Altus Power America Management, LLC | 61626 | Dundas Solar Holdings LLC CSG | MN | Rice | DU | Solar Photovoltaic | PV |  | S | 5 |  | 5 | 5 |  | N |  |  | N | IPP Non-CHP | 2 | X | SUN
Solar Photovoltaic.SUN | solar PV | TRUE | 60281 | Altus Power America Management, LLC | 61627 | Waterville CSG Solar Holdings LLC | MN | Le Sueur | WA | Solar Photovoltaic | PV |  | S | 5 | 1 | 5 | 5 |  | N |  |  | N | IPP Non-CHP | 2 | X | SUN
Solar Photovoltaic.SUN | solar PV | TRUE | 61227 | Nautilus Solar Solutions | 61628 | Kilroy Solar | CA | San Diego | KILRO | Solar Photovoltaic | PV |  | S | 1.1 |  | 1.1 | 0.9 |  | N |  |  | N | IPP Non-CHP | 2 | X | SUN
Solar Photovoltaic.SUN | solar PV | TRUE | 61227 | Nautilus Solar Solutions | 61629 | West Brookfield Solar - Gilbertsville Rd (CSG) | MA | Worcester | WB | Solar Photovoltaic | PV |  | S | 4 |  | 4 | 3 |  | N |  |  | N | IPP Non-CHP | 2 | X | SUN
Solar Photovoltaic.SUN | solar PV | TRUE | 58753 | Sunlight General Morris Solar LLC | 61630 | William G Mennen Sports Solar | NJ | Morris | MENN | Solar Photovoltaic | PV |  | W | 1.3 |  | 1.3 | 1 |  | N |  |  | N | IPP Non-CHP | 2 | X | SUN
Solar Photovoltaic.SUN | solar PV | TRUE | 59462 | Heelstone Energy Holdings, LLC | 61631 | Chiloquin Solar, LLC | OR | Klamath | CHILO | Solar Photovoltaic | PV |  | S | 9.9 |  | 9.9 | 9.9 |  | N |  |  | N | IPP Non-CHP | 2 | X | SUN
Solar Photovoltaic.SUN | solar PV | TRUE | 64665 | DG Tufts Science, LLC | 61633 | DG Tufts Science LLC CSG | MA | Worcester | SCIEN | Solar Photovoltaic | PV |  | S | 1 |  | 1 | 1 |  | N |  |  | N | IPP Non-CHP | 2 | X | SUN
Solar Photovoltaic.SUN | solar PV | TRUE | 64630 | DG Dighton, LLC | 61634 | DG Dighton LLC CSG | MA | Bristol | DIGHT | Solar Photovoltaic | PV |  | S | 3.1 |  | 3.1 | 3.1 |  | N |  |  | N | IPP Non-CHP | 2 | X | SUN
Solar Photovoltaic.SUN | solar PV | TRUE | 64664 | DG Tufts Knoll, LLC | 61635 | DG Tufts Knoll LLC CSG | MA | Worcester | KNOLL | Solar Photovoltaic | PV |  | S | 2 |  | 2 | 2 |  | N |  |  | N | IPP Non-CHP | 2 | X | SUN
Solar Photovoltaic.SUN | solar PV | TRUE | 64666 | DG Webster, LLC | 61636 | DG Webster LLC CSG | MA | Worcester | WEBST | Solar Photovoltaic | PV |  | S | 1.3 |  | 1.3 | 1.3 |  | N |  |  | N | IPP Non-CHP | 2 | X | SUN
Solar Photovoltaic.SUN | solar PV | TRUE | 60571 | AEP Onsite Partners, LLC | 61637 | Denison Solar Array | OH | Licking | PV1 | Solar Photovoltaic | PV |  | S | 1.9 |  | 1.9 | 1.9 |  | N |  |  | N | IPP Non-CHP | 2 | X | SUN
Onshore Wind Turbine.WND | onshore wind | TRUE | 61330 | Turtle Creek Wind Farm LLC | 61638 | Turtle Creek Wind Farm LLC | IA | Mitchell | TC1 | Onshore Wind Turbine | WT |  | S | 199.2 |  | 199.2 | 199.2 | 1 | N |  |  | N | IPP Non-CHP | 2 | X | WND
Conventional Hydroelectric.WAT | hydro | TRUE | 61253 | Hitchcock Hydro, LLC | 61640 | Texon Hydroelectric Project | MA | Hampden | 1 | Conventional Hydroelectric | HY |  | S | 1.5 | 0.9 | 1.5 | 1.5 | 0.2 | N |  |  | N | IPP Non-CHP | 2 | X | WAT
Conventional Hydroelectric.WAT | hydro | TRUE | 61252 | C-S Canal Hydro, LLC | 61641 | Seneca Falls Hydroelectric Project | NY | Seneca | 23 | Conventional Hydroelectric | HY |  | S | 1.7 | 0.8 | 1.7 | 1.7 | 0.6 | N |  |  | N | IPP Non-CHP | 2 | X | WAT
Conventional Hydroelectric.WAT | hydro | TRUE | 61252 | C-S Canal Hydro, LLC | 61641 | Seneca Falls Hydroelectric Project | NY | Seneca | 24 | Conventional Hydroelectric | HY |  | S | 1.7 | 0.8 | 1.7 | 1.7 | 0.6 | N |  |  | N | IPP Non-CHP | 2 | X | WAT
Conventional Hydroelectric.WAT | hydro | TRUE | 61252 | C-S Canal Hydro, LLC | 61641 | Seneca Falls Hydroelectric Project | NY | Seneca | 25 | Conventional Hydroelectric | HY |  | S | 1.7 | 0.8 | 1.7 | 1.7 | 0.6 | N |  |  | N | IPP Non-CHP | 2 | X | WAT
Conventional Hydroelectric.WAT | hydro | TRUE | 61252 | C-S Canal Hydro, LLC | 61642 | Waterloo Hydroelectric Project | NY | Seneca | 10 | Conventional Hydroelectric | HY |  | S | 0.5 | 0.9 | 0.5 | 0.5 | 0.2 | N |  |  | N | IPP Non-CHP | 2 | X | WAT
Conventional Hydroelectric.WAT | hydro | TRUE | 61252 | C-S Canal Hydro, LLC | 61642 | Waterloo Hydroelectric Project | NY | Seneca | 11 | Conventional Hydroelectric | HY |  | S | 0.5 | 0.9 | 0.5 | 0.5 | 0.2 | N |  |  | N | IPP Non-CHP | 2 | X | WAT
Conventional Hydroelectric.WAT | hydro | TRUE | 61252 | C-S Canal Hydro, LLC | 61642 | Waterloo Hydroelectric Project | NY | Seneca | 12 | Conventional Hydroelectric | HY |  | S | 0.5 | 0.9 | 0.5 | 0.5 | 0.2 | N |  |  | N | IPP Non-CHP | 2 | X | WAT
Natural Gas Internal Combustion Engine.NG | natural gas peaker | TRUE | 5063 | City of Denton - (TX) | 61643 | Denton Energy Center | TX | Denton | DEC1 | Natural Gas Internal Combustion Engine | IC |  | S | 18.8 | 0.8 | 18.8 | 18.8 | 3.8 | N |  |  | N | Electric Utility | 1 | X | NG
Natural Gas Internal Combustion Engine.NG | natural gas peaker | TRUE | 5063 | City of Denton - (TX) | 61643 | Denton Energy Center | TX | Denton | DEC10 | Natural Gas Internal Combustion Engine | IC |  | S | 18.8 | 0.8 | 18.8 | 18.8 | 3.8 | N |  |  | N | Electric Utility | 1 | X | NG
Natural Gas Internal Combustion Engine.NG | natural gas peaker | TRUE | 5063 | City of Denton - (TX) | 61643 | Denton Energy Center | TX | Denton | DEC11 | Natural Gas Internal Combustion Engine | IC |  | S | 18.8 | 0.8 | 18.8 | 18.8 | 3.8 | N |  |  | N | Electric Utility | 1 | X | NG
Natural Gas Internal Combustion Engine.NG | natural gas peaker | TRUE | 5063 | City of Denton - (TX) | 61643 | Denton Energy Center | TX | Denton | DEC12 | Natural Gas Internal Combustion Engine | IC |  | S | 18.8 | 0.8 | 18.8 | 18.8 | 3.8 | N |  |  | N | Electric Utility | 1 | X | NG
Natural Gas Internal Combustion Engine.NG | natural gas peaker | TRUE | 5063 | City of Denton - (TX) | 61643 | Denton Energy Center | TX | Denton | DEC2 | Natural Gas Internal Combustion Engine | IC |  | S | 18.8 | 0.8 | 18.8 | 18.8 | 3.8 | N |  |  | N | Electric Utility | 1 | X | NG
Natural Gas Internal Combustion Engine.NG | natural gas peaker | TRUE | 5063 | City of Denton - (TX) | 61643 | Denton Energy Center | TX | Denton | DEC3 | Natural Gas Internal Combustion Engine | IC |  | S | 18.8 | 0.8 | 18.8 | 18.8 | 3.8 | N |  |  | N | Electric Utility | 1 | X | NG
Natural Gas Internal Combustion Engine.NG | natural gas peaker | TRUE | 5063 | City of Denton - (TX) | 61643 | Denton Energy Center | TX | Denton | DEC4 | Natural Gas Internal Combustion Engine | IC |  | S | 18.8 | 0.8 | 18.8 | 18.8 | 3.8 | N |  |  | N | Electric Utility | 1 | X | NG
Natural Gas Internal Combustion Engine.NG | natural gas peaker | TRUE | 5063 | City of Denton - (TX) | 61643 | Denton Energy Center | TX | Denton | DEC5 | Natural Gas Internal Combustion Engine | IC |  | S | 18.8 | 0.8 | 18.8 | 18.8 | 3.8 | N |  |  | N | Electric Utility | 1 | X | NG
Natural Gas Internal Combustion Engine.NG | natural gas peaker | TRUE | 5063 | City of Denton - (TX) | 61643 | Denton Energy Center | TX | Denton | DEC6 | Natural Gas Internal Combustion Engine | IC |  | S | 18.8 | 0.8 | 18.8 | 18.8 | 3.8 | N |  |  | N | Electric Utility | 1 | X | NG
Natural Gas Internal Combustion Engine.NG | natural gas peaker | TRUE | 5063 | City of Denton - (TX) | 61643 | Denton Energy Center | TX | Denton | DEC7 | Natural Gas Internal Combustion Engine | IC |  | S | 18.8 | 0.8 | 18.8 | 18.8 | 3.8 | N |  |  | N | Electric Utility | 1 | X | NG
Natural Gas Internal Combustion Engine.NG | natural gas peaker | TRUE | 5063 | City of Denton - (TX) | 61643 | Denton Energy Center | TX | Denton | DEC8 | Natural Gas Internal Combustion Engine | IC |  | S | 18.8 | 0.8 | 18.8 | 18.8 | 3.8 | N |  |  | N | Electric Utility | 1 | X | NG
Natural Gas Internal Combustion Engine.NG | natural gas peaker | TRUE | 5063 | City of Denton - (TX) | 61643 | Denton Energy Center | TX | Denton | DEC9 | Natural Gas Internal Combustion Engine | IC |  | S | 18.8 | 0.8 | 18.8 | 18.8 | 3.8 | N |  |  | N | Electric Utility | 1 | X | NG
Onshore Wind Turbine.WND | onshore wind | TRUE | 61254 | August Wind Energy, LLC | 61644 | August Wind Farm | IA | Taylor | AUG | Onshore Wind Turbine | WT |  | S | 1.8 |  | 1.8 | 1.8 | 0 | N |  |  | N | IPP Non-CHP | 2 | X | WND
Solar Photovoltaic.SUN | solar PV | TRUE | 62759 | National Grid Renewables | 61645 | Altair Community Solar Garden | MN | Waseca | ALTA | Solar Photovoltaic | PV |  | S | 1 |  | 1 | 1 |  | N |  |  | N | IPP Non-CHP | 2 | X | SUN
Solar Photovoltaic.SUN | solar PV | TRUE | 61677 | Sol Systems | 61646 | LA3 West Baton Rouge Solar Facility | LA | West Baton Rouge | LA3WB | Solar Photovoltaic | PV |  | S | 50 |  | 50 | 50 |  | N |  |  | N | IPP Non-CHP | 2 | X | SUN
Batteries.MWH | battery storage | 0 | 13478 | Entergy New Orleans, LLC | 61647 | New Orleans Solar Power Plant | LA | Orleans | NOSPB | Batteries | BA |  | S | 0.5 |  | 0.5 | 0.5 | 0.1 | N |  |  | N | Electric Utility | 1 | X | MWH
Solar Photovoltaic.SUN | solar PV | TRUE | 13478 | Entergy New Orleans, LLC | 61647 | New Orleans Solar Power Plant | LA | Orleans | NOSPS | Solar Photovoltaic | PV |  | S | 1.1 |  | 1.1 | 1.1 |  | N |  |  | N | Electric Utility | 1 | X | SUN
Solar Photovoltaic.SUN | solar PV | TRUE | 7140 | Georgia Power Co | 61648 | Robins Air Force Base Solar | GA | Bibb | 1 | Solar Photovoltaic | PV |  | S | 128 |  | 128 | 128 |  | N |  |  | N | Electric Utility | 1 | X | SUN
Onshore Wind Turbine.WND | onshore wind | TRUE | 13781 | Northern States Power Co - Minnesota | 61650 | Blazing Star 2 Wind Farm | MN | Lincoln | BLZS2 | Onshore Wind Turbine | WT |  | S | 200 |  | 200 | 200 | 1 | N |  |  | N | Electric Utility | 1 | X | WND
Solar Photovoltaic.SUN | solar PV | TRUE | 62759 | National Grid Renewables | 61651 | Capricornus Community Solar Garden | MN | Stearns | CAPR | Solar Photovoltaic | PV |  | S | 1 |  | 1 | 1 |  | N |  |  | N | IPP Non-CHP | 2 | X | SUN
Landfill Gas.LFG | natural gas peaker | TRUE | 61266 | Fiber Recovery, Inc | 61652 | Fiber Recovery, Inc. | WI | Marathon | ENG1 | Landfill Gas | IC |  | S | 0.8 | 0.8 | 0.8 | 0.8 | 0.2 | N |  |  | Y | IPP CHP | 3 | T | LFG
Landfill Gas.LFG | natural gas peaker | TRUE | 61266 | Fiber Recovery, Inc | 61652 | Fiber Recovery, Inc. | WI | Marathon | ENG2 | Landfill Gas | IC |  | S | 0.8 | 0.8 | 0.8 | 0.8 | 0.2 | N |  |  | Y | IPP CHP | 3 | T | LFG
Landfill Gas.LFG | natural gas peaker | TRUE | 61266 | Fiber Recovery, Inc | 61652 | Fiber Recovery, Inc. | WI | Marathon | ENG3 | Landfill Gas | IC |  | S | 0.8 | 0.8 | 0.8 | 0.8 | 0.2 | N |  |  | Y | IPP CHP | 3 | T | LFG
Solar Photovoltaic.SUN | solar PV | TRUE | 18454 | Tampa Electric Co | 61654 | Balm Solar | FL | Hillsborough | PV1 | Solar Photovoltaic | PV |  | S | 74.4 | 0.95 | 74.4 | 74.4 |  | N |  |  | N | Electric Utility | 1 | X | SUN
Solar Photovoltaic.SUN | solar PV | TRUE | 18454 | Tampa Electric Co | 61655 | Bonnie Mine Solar | FL | Polk | PV1 | Solar Photovoltaic | PV |  | S | 37.5 | 0.95 | 37.5 | 37.5 |  | N |  |  | N | Electric Utility | 1 | X | SUN
Solar Photovoltaic.SUN | solar PV | TRUE | 18454 | Tampa Electric Co | 61656 | Grange Hall Solar | FL | Hillsborough | PV1 | Solar Photovoltaic | PV |  | S | 61.1 | 0.95 | 61.1 | 61.1 |  | N |  |  | N | Electric Utility | 1 | X | SUN
Solar Photovoltaic.SUN | solar PV | TRUE | 18454 | Tampa Electric Co | 61657 | Lake Hancock Solar | FL | Polk | PV1 | Solar Photovoltaic | PV |  | S | 49.5 | 0.95 | 49.5 | 49.5 |  | N |  |  | N | Electric Utility | 1 | X | SUN
Solar Photovoltaic.SUN | solar PV | TRUE | 61269 | Cougar Solar, LLC | 61658 | Cougar Solar, LLC | NC | Lee | COUGR | Solar Photovoltaic | PV |  | S | 1.9 |  | 1.9 | 1.9 |  | N |  |  | N | IPP Non-CHP | 2 | X | SUN
Onshore Wind Turbine.WND | onshore wind | TRUE | 61278 | OEE XXVI LLC | 61660 | Whirlpool Corp-Greenville Wind Farm | OH | Darke | WTG1 | Onshore Wind Turbine | WT |  | S | 1.5 |  | 1.5 | 1.5 | 0.1 | N |  |  | N | IPP Non-CHP | 2 | X | WND
Onshore Wind Turbine.WND | onshore wind | TRUE | 61278 | OEE XXVI LLC | 61660 | Whirlpool Corp-Greenville Wind Farm | OH | Darke | WTG2 | Onshore Wind Turbine | WT |  | S | 1.5 |  | 1.5 | 1.5 | 0.1 | N |  |  | N | IPP Non-CHP | 2 | X | WND
Onshore Wind Turbine.WND | onshore wind | TRUE | 61278 | OEE XXVI LLC | 61660 | Whirlpool Corp-Greenville Wind Farm | OH | Darke | WTG3 | Onshore Wind Turbine | WT |  | S | 1.5 |  | 1.5 | 1.5 | 0.1 | N |  |  | N | IPP Non-CHP | 2 | X | WND
Batteries.MWH | battery storage | 0 | 61277 | Vista Energy Storage, LLC | 61661 | Vista Energy Storage System | CA | San Diego | VISTA | Batteries | BA |  | S | 40 |  | 40 | 40 | 0 | N |  |  | N | IPP Non-CHP | 2 | X | MWH
Solar Photovoltaic.SUN | solar PV | TRUE | 60520 | SoCore Energy LLC | 61662 | Carrizozo Solar | NM | Lincoln | PV1 | Solar Photovoltaic | PV |  | W | 3 |  | 3 | 3 |  | N |  |  | N | IPP Non-CHP | 2 | X | SUN
Solar Photovoltaic.SUN | solar PV | TRUE | 18454 | Tampa Electric Co | 61663 | Lithia Solar | FL | Hillsborough | GEN1 | Solar Photovoltaic | PV |  | S | 74.5 | 0.95 | 74.5 | 74.5 |  | N |  |  | N | Electric Utility | 1 | X | SUN
Solar Photovoltaic.SUN | solar PV | TRUE | 18454 | Tampa Electric Co | 61664 | Mountain View Solar (FL) | FL | Pasco | GEN1 | Solar Photovoltaic | PV |  | S | 54.6 |  | 54.6 | 54.6 |  | N |  |  | N | Electric Utility | 1 | X | SUN
Solar Photovoltaic.SUN | solar PV | TRUE | 18454 | Tampa Electric Co | 61665 | Payne Creek Solar | FL | Polk | GEN1 | Solar Photovoltaic | PV |  | S | 70.3 | 0.95 | 70.3 | 70.3 |  | N |  |  | N | Electric Utility | 1 | X | SUN
Solar Photovoltaic.SUN | solar PV | TRUE | 18454 | Tampa Electric Co | 61666 | Peace Creek Solar | FL | Polk | GEN | Solar Photovoltaic | PV |  | S | 55.4 | 0.95 | 55.4 | 55.4 |  | N |  |  | N | Electric Utility | 1 | X | SUN
Solar Photovoltaic.SUN | solar PV | TRUE | 18454 | Tampa Electric Co | 61667 | Wimauma Solar | FL | Hillsborough | 1 | Solar Photovoltaic | PV |  | S | 74.8 | 0.95 | 74.8 | 74.8 |  | N |  |  | N | Electric Utility | 1 | X | SUN
Onshore Wind Turbine.WND | onshore wind | TRUE | 61280 | Creston Ridge II, LLC | 61668 | Creston Ridge II, LLC | NE | Platte | CR2-1 | Onshore Wind Turbine | WT |  | S | 2.3 |  | 2.3 | 2.3 | 0.2 | N |  |  | N | IPP Non-CHP | 2 | X | WND
Onshore Wind Turbine.WND | onshore wind | TRUE | 61280 | Creston Ridge II, LLC | 61668 | Creston Ridge II, LLC | NE | Platte | CR2-2 | Onshore Wind Turbine | WT |  | S | 2.3 |  | 2.3 | 2.3 | 0.2 | N |  |  | N | IPP Non-CHP | 2 | X | WND
Onshore Wind Turbine.WND | onshore wind | TRUE | 61280 | Creston Ridge II, LLC | 61668 | Creston Ridge II, LLC | NE | Platte | CR2-3 | Onshore Wind Turbine | WT |  | S | 2.3 |  | 2.3 | 2.3 | 0.2 | N |  |  | N | IPP Non-CHP | 2 | X | WND
Solar Photovoltaic.SUN | solar PV | TRUE | 61284 | Scandia CSG LLC | 61669 | Scandia Community Solar Garden | MN | Washington | SCAND | Solar Photovoltaic | PV |  | S | 2.5 |  | 2.5 | 2.5 |  | N |  |  | N | IPP Non-CHP | 2 | X | SUN
Solar Photovoltaic.SUN | solar PV | TRUE | 61285 | RJC II CSG LLC | 61670 | RJC II Community Solar Garden | MN | Steele | RJCII | Solar Photovoltaic | PV |  | S | 1 |  | 1 | 1 |  | N |  |  | N | IPP Non-CHP | 2 | X | SUN
Solar Photovoltaic.SUN | solar PV | TRUE | 61256 | Betcher CSG LLC | 61671 | Betcher Community Solar Garden | MN | Goodhue | BETCH | Solar Photovoltaic | PV |  | S | 1 |  | 1 | 1 |  | N |  |  | N | IPP Non-CHP | 2 | X | SUN
Solar Photovoltaic.SUN | solar PV | TRUE | 60571 | AEP Onsite Partners, LLC | 61672 | Sherburne Community Solar | MN | Sherburne | PV1 | Solar Photovoltaic | PV |  | W | 5 |  | 5 | 5 |  | N |  |  | N | IPP Non-CHP | 2 | X | SUN
Onshore Wind Turbine.WND | onshore wind | TRUE | 58261 | Arkwright Summit Wind Farm LLC | 61673 | Arkwright Summit Wind Farm LLC | NY | Chautauqua | WT | Onshore Wind Turbine | WT |  | S | 78.4 |  | 78.4 | 78.4 | 7.1 | N |  |  | N | IPP Non-CHP | 2 | X | WND
Onshore Wind Turbine.WND | onshore wind | TRUE | 61291 | Wildcat Ranch Wind Project, LLC | 61674 | Wildcat Ranch Wind Project | TX | Cochran | WT | Onshore Wind Turbine | WT |  | S | 150 |  | 150 | 150 | 3 | N |  |  | N | IPP Non-CHP | 2 | X | WND
Natural Gas Fired Combustion Turbine.NG | natural gas peaker | FALSE | 61292 | NC State University, Energy Systems | 61675 | NCSU CCUP Cogeneration Plant | NC | Wake | CTG1 | Natural Gas Fired Combustion Turbine | GT |  | S | 5.6 | 0.8 | 5.3 | 5.6 | 3 | N |  |  | Y | Commercial CHP | 5 | T | NG | DFO
Natural Gas Steam Turbine.NG | natural gas steam turbine | FALSE | 61292 | NC State University, Energy Systems | 61675 | NCSU CCUP Cogeneration Plant | NC | Wake | STG | Natural Gas Steam Turbine | ST |  | S | 1 | 0.8 | 1 | 1 | 0.1 | N |  |  | Y | Commercial CHP | 5 | B | NG
Natural Gas Fired Combustion Turbine.NG | natural gas peaker | FALSE | 61292 | NC State University, Energy Systems | 61676 | NCSU Cates Cogeneration Plant | NC | Wake | CTG1 | Natural Gas Fired Combustion Turbine | GT |  | S | 5.6 | 0.8 | 4.7 | 5.3 | 3 | N |  |  | Y | Commercial CHP | 5 | T | NG | DFO
Natural Gas Fired Combustion Turbine.NG | natural gas peaker | FALSE | 61292 | NC State University, Energy Systems | 61676 | NCSU Cates Cogeneration Plant | NC | Wake | CTG2 | Natural Gas Fired Combustion Turbine | GT |  | S | 5.6 | 0.8 | 4.7 | 5.3 | 3 | N |  |  | Y | Commercial CHP | 5 | T | NG | DFO
Onshore Wind Turbine.WND | onshore wind | TRUE | 61288 | Perennial Wind, LLC | 61677 | Perennial Windfarm | NE | Fillmore | T-1 | Onshore Wind Turbine | WT |  | S | 2.3 |  | 2.3 | 2.3 | 0.1 | N |  |  | N | IPP Non-CHP | 2 | X | WND
Onshore Wind Turbine.WND | onshore wind | TRUE | 61288 | Perennial Wind, LLC | 61677 | Perennial Windfarm | NE | Fillmore | T-2 | Onshore Wind Turbine | WT |  | S | 2.3 |  | 2.3 | 2.3 | 0.1 | N |  |  | N | IPP Non-CHP | 2 | X | WND
Onshore Wind Turbine.WND | onshore wind | TRUE | 61288 | Perennial Wind, LLC | 61677 | Perennial Windfarm | NE | Fillmore | T-3 | Onshore Wind Turbine | WT |  | S | 2.3 |  | 2.3 | 2.3 | 0.1 | N |  |  | N | IPP Non-CHP | 2 | X | WND
Batteries.MWH | battery storage | 0 | 61295 | Pinal Central Energy Center, LLC | 61678 | Pinal Central Energy Center Hybrid | AZ | Pinal | BA1 | Batteries | BA |  | S | 10 | 0.95 | 10 | 10 | 0.3 | N |  |  | N | IPP Non-CHP | 2 | X | MWH
Solar Photovoltaic.SUN | solar PV | TRUE | 61295 | Pinal Central Energy Center, LLC | 61678 | Pinal Central Energy Center Hybrid | AZ | Pinal | PCEC | Solar Photovoltaic | PV |  | S | 20 | 0.95 | 20 | 20 |  | N |  |  | N | IPP Non-CHP | 2 | X | SUN
Batteries.MWH | battery storage | 0 | 17833 | City Utilities of Springfield - (MO) | 61679 | Cox Battery Energy Storage | MO | Greene | 1 | Batteries | BA |  | J | 1.2 |  | 1.2 | 1.2 | 1 | N | 12 | 2023 | N | Electric Utility | 1 | X | MWH
Solar Photovoltaic.SUN | solar PV | TRUE | 61299 | HQC Tatanka Wi Solar Power Generation LLC | 61680 | Tatanka Wi | MN | Wright | MMPA | Solar Photovoltaic | PV |  | J | 7.1 |  | 7.1 | 7.1 |  | N |  |  | N | IPP Non-CHP | 2 | X | SUN
Solar Photovoltaic.SUN | solar PV | TRUE | 60584 | Onyx Asset Services Group | 61681 | Middle Daisy | NM | Lea | 10257 | Solar Photovoltaic | PV |  | W | 5 |  | 5 | 5 |  | N |  |  | N | IPP Non-CHP | 2 | X | SUN
Solar Photovoltaic.SUN | solar PV | TRUE | 60059 | ZGlobal Inc | 61682 | USG 1 | CA | Imperial | USG1 | Solar Photovoltaic | PV |  | W | 1 |  | 1 | 1 |  | N |  |  | N | IPP Non-CHP | 2 | X | SUN
Solar Photovoltaic.SUN | solar PV | TRUE | 60059 | ZGlobal Inc | 61683 | USG 2 | CA | Imperial | USG2 | Solar Photovoltaic | PV |  | W | 1 |  | 1 | 1 |  | N |  |  | N | IPP Non-CHP | 2 | X | SUN
Petroleum Liquids.DFO | petroleum | TRUE | 219 | Alaska Power and Telephone Co | 61684 | Klawock Power Generation Station | AK | Prince of Wales Ketchikan | 1 | Petroleum Liquids | IC |  | S | 2.5 | 0.95 | 2.5 | 2.5 | 0.1 | N |  |  | N | Electric Utility | 1 | X | DFO
Petroleum Liquids.DFO | petroleum | TRUE | 219 | Alaska Power and Telephone Co | 61685 | Slana Generating Station | AK | Southeast Fairbanks | 1 | Petroleum Liquids | IC |  | S | 0.4 | 0.95 | 0.4 | 0.4 | 0.1 | N |  |  | N | Electric Utility | 1 | X | DFO
Petroleum Liquids.DFO | petroleum | TRUE | 219 | Alaska Power and Telephone Co | 61685 | Slana Generating Station | AK | Southeast Fairbanks | 2 | Petroleum Liquids | IC |  | S | 0.4 | 0.95 | 0.4 | 0.4 | 0.1 | N |  |  | N | Electric Utility | 1 | X | DFO
Petroleum Liquids.DFO | petroleum | TRUE | 219 | Alaska Power and Telephone Co | 61685 | Slana Generating Station | AK | Southeast Fairbanks | 4 | Petroleum Liquids | IC |  | S | 0.4 | 0.95 | 0.4 | 0.4 | 0.1 | N |  |  | N | Electric Utility | 1 | X | DFO
Solar Photovoltaic.SUN | solar PV | TRUE | 61287 | Johnson I CSG LLC | 61686 | Johnson 1 Community Solar | MN | Chisago | PV1 | Solar Photovoltaic | PV |  | S | 1 |  | 1 | 1 |  | N |  |  | N | IPP Non-CHP | 2 | X | SUN
Conventional Hydroelectric.WAT | hydro | TRUE | 61305 | North Gooding Main Hydro LLC | 61688 | North Gooding Main Hydro | ID | Gooding | NGM1 | Conventional Hydroelectric | HY |  | S | 1.3 | 0.9 | 1.3 | 0.1 | 0.4 | N |  |  | N | IPP Non-CHP | 2 | X | WAT
Solar Photovoltaic.SUN | solar PV | TRUE | 61303 | Grimm CSG LLC | 61689 | Grimm Community Solar | MN | Renville | PV1 | Solar Photovoltaic | PV |  | S | 1 |  | 1 | 1 |  | N |  |  | N | IPP Non-CHP | 2 | X | SUN
Solar Photovoltaic.SUN | solar PV | TRUE | 61304 | Foreman's Hill CSG LLC | 61690 | Foreman's Hill Community Solar | MN | Goodhue | FOREM | Solar Photovoltaic | PV |  | S | 5 |  | 5 | 5 |  | N |  |  | N | IPP Non-CHP | 2 | X | SUN
Solar Photovoltaic.SUN | solar PV | TRUE | 63237 | Emerald Hills Holding I, LLC | 61691 | Depot Solar Center, LLC | VA | Campbell | DEPOT | Solar Photovoltaic | PV |  | S | 15 |  | 15 | 15 |  | N |  |  | N | IPP Non-CHP | 2 | X | SUN
Solar Photovoltaic.SUN | solar PV | TRUE | 60059 | ZGlobal Inc | 61692 | IVC Solar | CA | Imperial | IVCS | Solar Photovoltaic | PV |  | W | 3 |  | 3 | 3 |  | N |  |  | N | IPP Non-CHP | 2 | X | SUN
Solar Photovoltaic.SUN | solar PV | TRUE | 61060 | Cypress Creek Renewables | 61693 | Buckleberry Solar | NC | Lenoir | GEN | Solar Photovoltaic | PV |  | S | 52.1 |  | 52.1 | 52.1 |  | N |  |  | N | IPP Non-CHP | 2 | X | SUN
Petroleum Liquids.DFO | petroleum | FALSE | 61307 | Lockheed Martin RMS | 61694 | Lockheed Martin Solar | FL | Orange | 35540 | Petroleum Liquids | IC |  | S | 0.1 | 0.8 | 0.1 | 0.1 | 0.1 | N |  |  | N | Industrial Non-CHP | 6 | X | DFO
Petroleum Liquids.DFO | petroleum | FALSE | 61307 | Lockheed Martin RMS | 61694 | Lockheed Martin Solar | FL | Orange | 35541 | Petroleum Liquids | IC |  | S | 0.4 | 0.8 | 0.4 | 0.4 | 0.1 | N |  |  | N | Industrial Non-CHP | 6 | X | DFO
Petroleum Liquids.DFO | petroleum | FALSE | 61307 | Lockheed Martin RMS | 61694 | Lockheed Martin Solar | FL | Orange | 35543 | Petroleum Liquids | IC |  | S | 0.1 | 0.8 | 0.1 | 0.1 | 0.1 | N |  |  | N | Industrial Non-CHP | 6 | X | DFO
Petroleum Liquids.DFO | petroleum | FALSE | 61307 | Lockheed Martin RMS | 61694 | Lockheed Martin Solar | FL | Orange | 38471 | Petroleum Liquids | IC |  | S | 0.8 | 0.8 | 0.8 | 0.8 | 0.1 | N |  |  | N | Industrial Non-CHP | 6 | X | DFO
Petroleum Liquids.DFO | petroleum | FALSE | 61307 | Lockheed Martin RMS | 61694 | Lockheed Martin Solar | FL | Orange | 38742 | Petroleum Liquids | IC |  | S | 0.2 | 0.8 | 0.2 | 0.2 | 0.1 | N |  |  | N | Industrial Non-CHP | 6 | X | DFO
Petroleum Liquids.DFO | petroleum | FALSE | 61307 | Lockheed Martin RMS | 61694 | Lockheed Martin Solar | FL | Orange | 38743 | Petroleum Liquids | IC |  | S | 0.2 | 0.8 | 0.2 | 0.2 | 0.1 | N |  |  | N | Industrial Non-CHP | 6 | X | DFO
Petroleum Liquids.DFO | petroleum | FALSE | 61307 | Lockheed Martin RMS | 61694 | Lockheed Martin Solar | FL | Orange | 38746 | Petroleum Liquids | IC |  | S | 0.2 | 0.8 | 0.2 | 0.2 | 0.1 | N |  |  | N | Industrial Non-CHP | 6 | X | DFO
Solar Photovoltaic.SUN | solar PV | FALSE | 61307 | Lockheed Martin RMS | 61694 | Lockheed Martin Solar | FL | Orange | SOLAR | Solar Photovoltaic | PV |  | S | 1.9 |  | 1.9 | 1.9 |  | N |  |  | N | Industrial Non-CHP | 6 | X | SUN
Solar Photovoltaic.SUN | solar PV | TRUE | 61309 | Johnson II CSG LLC | 61695 | Johnson II Community Solar | MN | Chisago | PV1 | Solar Photovoltaic | PV |  | S | 1 |  | 1 | 1 |  | N |  |  | N | IPP Non-CHP | 2 | X | SUN
Solar Photovoltaic.SUN | solar PV | TRUE | 61873 | GA Solar 4 | 61696 | Twiggs Solar | GA | Twiggs | TWIGG | Solar Photovoltaic | PV |  | S | 204 | 0.95 | 204 | 204 |  | N |  |  | N | IPP Non-CHP | 2 | X | SUN
Solar Photovoltaic.SUN | solar PV | TRUE | 62080 | Lamesa Solar II, L.L.C. | 61697 | Lamesa II | TX | Dawson | IVORY | Solar Photovoltaic | PV |  | S | 50 |  | 50 | 50 |  | N |  |  | N | IPP Non-CHP | 2 | X | SUN
Solar Photovoltaic.SUN | solar PV | TRUE | 58970 | Ecoplexus, Inc | 61698 | Folsom SP and CSP Sacramento | CA | Sacramento | FOLSM | Solar Photovoltaic | PV |  | S | 1.3 |  | 1.3 | 1.3 |  | N |  |  | N | IPP Non-CHP | 2 | X | SUN
Solar Photovoltaic.SUN | solar PV | TRUE | 61322 | TIG Sun Energy IV, LLC | 61699 | Otarre Solar Park | SC | Lexington | OTRRE | Solar Photovoltaic | PV |  | S | 1.6 |  | 1.6 | 1 |  | N |  |  | N | IPP Non-CHP | 2 | X | SUN
Solar Photovoltaic.SUN | solar PV | TRUE | 61323 | PowerFin ASL 1, LLC | 61700 | PowerFin Kingsbery | TX | Travis | PFPKB | Solar Photovoltaic | PV |  | S | 2.6 |  | 2.6 | 2.6 |  | N |  |  | N | IPP Non-CHP | 2 | X | SUN
Solar Photovoltaic.SUN | solar PV | TRUE | 5248 | Dominion Energy Inc. | 61701 | Seabrook Solar | SC | Beaufort | GEN1 | Solar Photovoltaic | PV |  | S | 72.5 | 1 | 72.5 | 72.5 |  | N |  |  | N | IPP Non-CHP | 2 | X | SUN
Landfill Gas.LFG | natural gas peaker | TRUE | 61335 | CommonWealth New Bedford Energy LLC | 61702 | Greater New Bedford LFG Utiliz. Facility | MA | Bristol | 11052 | Landfill Gas | IC |  | S | 3.3 | 0.8 | 3.2 | 3.2 | 1.6 | N |  |  | N | IPP Non-CHP | 2 | X | LFG | OBG
Solar Photovoltaic.SUN | solar PV | FALSE | 61332 | Sikorsky Aircraft Corporation | 61703 | Sikorsky Aircraft CHP | CT | Fairfield | PV-1 | Solar Photovoltaic | PV |  | S | 0.1 |  | 0.1 | 0.1 |  | N |  |  | N | Industrial CHP | 7 | X | SUN
Natural Gas Steam Turbine.NG | natural gas steam turbine | FALSE | 61332 | Sikorsky Aircraft Corporation | 61703 | Sikorsky Aircraft CHP | CT | Fairfield | STG-1 | Natural Gas Steam Turbine | ST |  | S | 0.6 | 0.8 | 0.6 | 0.6 | 0.1 | N |  |  | N | Industrial CHP | 7 | X | NG | DFO
Natural Gas Fired Combustion Turbine.NG | natural gas peaker | FALSE | 61332 | Sikorsky Aircraft Corporation | 61703 | Sikorsky Aircraft CHP | CT | Fairfield | TG-1 | Natural Gas Fired Combustion Turbine | GT |  | S | 9.2 | 0.8 | 10.3 | 11.8 | 1 | N |  |  | Y | Industrial CHP | 7 | T | NG | DFO
Solar Photovoltaic.SUN | solar PV | TRUE | 62759 | National Grid Renewables | 61704 | Aquila Community Solar | MN | Pope | AQUI | Solar Photovoltaic | PV |  | S | 1 |  | 1 | 1 |  | N |  |  | N | IPP Non-CHP | 2 | X | SUN
Solar Photovoltaic.SUN | solar PV | TRUE | 62759 | National Grid Renewables | 61705 | Acturus Community Solar | MN | Le Sueur | ARCT | Solar Photovoltaic | PV |  | S | 1 |  | 1 | 1 |  | N |  |  | N | IPP Non-CHP | 2 | X | SUN
Solar Photovoltaic.SUN | solar PV | TRUE | 62759 | National Grid Renewables | 61706 | Auriga Community Solar | MN | Murray | AURI | Solar Photovoltaic | PV |  | S | 1 |  | 1 | 1 |  | N |  |  | N | IPP Non-CHP | 2 | X | SUN
Solar Photovoltaic.SUN | solar PV | TRUE | 62759 | National Grid Renewables | 61707 | Canopus Community Solar | MN | Stearns | CANO | Solar Photovoltaic | PV |  | S | 1 |  | 1 | 1 |  | N |  |  | N | IPP Non-CHP | 2 | X | SUN
Solar Photovoltaic.SUN | solar PV | TRUE | 62759 | National Grid Renewables | 61708 | Sagitta Community Solar | MN | Chippewa | SAGI | Solar Photovoltaic | PV |  | S | 1 |  | 1 | 1 |  | N |  |  | N | IPP Non-CHP | 2 | X | SUN
Solar Photovoltaic.SUN | solar PV | TRUE | 62759 | National Grid Renewables | 61709 | Libra Community Solar | MN | Pope | LIBR | Solar Photovoltaic | PV |  | S | 1 |  | 1 | 1 |  | N |  |  | N | IPP Non-CHP | 2 | X | SUN
Solar Photovoltaic.SUN | solar PV | TRUE | 62759 | National Grid Renewables | 61710 | Aquarius Community Solar | MN | Lyon | AQUA | Solar Photovoltaic | PV |  | S | 1 |  | 1 | 1 |  | N |  |  | N | IPP Non-CHP | 2 | X | SUN
Solar Photovoltaic.SUN | solar PV | TRUE | 62759 | National Grid Renewables | 61711 | Cassiopeia Community Solar | MN | Pope | CASS | Solar Photovoltaic | PV |  | S | 1 |  | 1 | 1 |  | N |  |  | N | IPP Non-CHP | 2 | X | SUN
Solar Photovoltaic.SUN | solar PV | TRUE | 62759 | National Grid Renewables | 61712 | Crux Community Solar | MN | Dodge | CRUX | Solar Photovoltaic | PV |  | S | 1 |  | 1 | 1 |  | N |  |  | N | IPP Non-CHP | 2 | X | SUN
Solar Photovoltaic.SUN | solar PV | TRUE | 62759 | National Grid Renewables | 61713 | Leo Community Solar | MN | Murray | LEO | Solar Photovoltaic | PV |  | S | 1 |  | 1 | 1 |  | N |  |  | N | IPP Non-CHP | 2 | X | SUN
Solar Photovoltaic.SUN | solar PV | TRUE | 62759 | National Grid Renewables | 61715 | Deneb Community Solar | MN | Kandiyohi | DENE | Solar Photovoltaic | PV |  | S | 1 |  | 1 | 1 |  | N |  |  | N | IPP Non-CHP | 2 | X | SUN
Solar Photovoltaic.SUN | solar PV | TRUE | 62759 | National Grid Renewables | 61716 | Kaus Community Solar | MN | Dodge | KAUS | Solar Photovoltaic | PV |  | S | 1 |  | 1 | 1 |  | N |  |  | N | IPP Non-CHP | 2 | X | SUN
Solar Photovoltaic.SUN | solar PV | TRUE | 61347 | Scotch Settlement | 61717 | IRE Solar I, LLC | NY | St Lawrence | SSIRE | Solar Photovoltaic | PV |  | S | 1 |  | 1 | 1 |  | N |  |  | N | IPP Non-CHP | 2 | X | SUN
Solar Photovoltaic.SUN | solar PV | FALSE | 61348 | PCS Energy, LLC | 61718 | Aerolease | CA | Los Angeles | APLEX | Solar Photovoltaic | PV |  | S | 1.3 | 1 | 1.1 | 0.9 |  | N |  |  | N | Industrial Non-CHP | 6 | X | SUN
Solar Photovoltaic.SUN | solar PV | TRUE | 61345 | Lisbon West | 61719 | CJ Solar I, LLC | NY | St Lawrence | LWCJ1 | Solar Photovoltaic | PV |  | S | 2 | 1 | 2 | 2 |  | N |  |  | N | IPP Non-CHP | 2 | X | SUN
Solar Photovoltaic.SUN | solar PV | TRUE | 61346 | Lisbon East | 61720 | COU Solar I, LLC | NY | St Lawrence | LECOU | Solar Photovoltaic | PV |  | S | 1.5 | 1 | 1.5 | 1.5 |  | N |  |  | N | IPP Non-CHP | 2 | X | SUN
Batteries.MWH | battery storage | 0 | 61344 | Electrodes | 61721 | HEBT WLA 1 | CA | Orange | WLA01 | Batteries | BA |  | J | 1 |  | 1 | 1 | 0 | N |  |  | N | Commercial Non-CHP | 4 | X | MWH
Batteries.MWH | battery storage | 0 | 61344 | Electrodes | 61722 | HEBT Irvine 1 | CA | Orange | IRV01 | Batteries | BA |  | W | 1 |  | 1 | 1 | 0 | N |  |  | N | IPP Non-CHP | 2 | X | MWH
Batteries.MWH | battery storage | 0 | 61344 | Electrodes | 61722 | HEBT Irvine 1 | CA | Orange | IRV1W | Batteries | BA |  | W | 4.5 |  | 4.5 | 4.5 | 0 | N |  |  | N | IPP Non-CHP | 2 | X | MWH
Batteries.MWH | battery storage | 0 | 61344 | Electrodes | 61723 | HEBT Irvine 2 | CA | Orange | IRV06 | Batteries | BA |  | W | 2.5 |  | 2.5 | 2.5 |  | N |  |  | N | IPP Non-CHP | 2 | X | MWH
Batteries.MWH | battery storage | 0 | 61344 | Electrodes | 61723 | HEBT Irvine 2 | CA | Orange | IRV2W | Batteries | BA |  | W | 3.3 |  | 3.3 | 3.3 |  | N |  |  | N | IPP Non-CHP | 2 | X | MWH
Solar Photovoltaic.SUN | solar PV | TRUE | 60584 | Onyx Asset Services Group | 61724 | Onyx - Saratoga Springs Landfill Solar CSG | NY | Saratoga | 10254 | Solar Photovoltaic | PV |  | W | 2 |  | 2 | 2 |  | N |  |  | N | IPP Non-CHP | 2 | X | SUN
Solar Photovoltaic.SUN | solar PV | TRUE | 60571 | AEP Onsite Partners, LLC | 61725 | Madison County | NY | Madison | PV1 | Solar Photovoltaic | PV |  | S | 1.8 |  | 1.8 | 1.8 |  | N |  |  | N | IPP Non-CHP | 2 | X | SUN
Solar Photovoltaic.SUN | solar PV | TRUE | 60584 | Onyx Asset Services Group | 61726 | Onyx - Pembroke Landfill Solar | MA | Plymouth | 10244 | Solar Photovoltaic | PV |  | W | 2.4 |  | 2.4 | 2.4 |  | N |  |  | N | IPP Non-CHP | 2 | X | SUN
Solar Photovoltaic.SUN | solar PV | TRUE | 60584 | Onyx Asset Services Group | 61727 | Onyx - Brockton Thatcher Landfill Solar CSG | MA | Plymouth | 10238 | Solar Photovoltaic | PV |  | W | 3.7 |  | 3.7 | 3.7 |  | N |  |  | N | IPP Non-CHP | 2 | X | SUN
Solar Photovoltaic.SUN | solar PV | TRUE | 60584 | Onyx Asset Services Group | 61728 | Barrett Farm Solar - Phase I | CT | Windham | 10263 | Solar Photovoltaic | PV |  | W | 1.7 |  | 1.2 | 1 |  | N |  |  | N | IPP Non-CHP | 2 | X | SUN
Solar Photovoltaic.SUN | solar PV | TRUE | 9234 | Indiana Municipal Power Agency | 61729 | Richmond Solar Site 2 | IN | Wayne | SRIC2 | Solar Photovoltaic | PV |  | W | 7.4 |  | 7.4 | 6 |  | N |  |  | N | Electric Utility | 1 | X | SUN
Batteries.MWH | battery storage | 0 | 58764 | Origis Energy USA, Inc | 61730 | MA Solar Storage 1 Hybrid | MA | Worcester | 61730 | Batteries | BA |  | S | 1 |  | 1 | 1 | 0.2 | N |  |  | N | IPP Non-CHP | 2 | X | MWH
Solar Photovoltaic.SUN | solar PV | TRUE | 58764 | Origis Energy USA, Inc | 61730 | MA Solar Storage 1 Hybrid | MA | Worcester | SCSS1 | Solar Photovoltaic | PV |  | S | 1.1 |  | 1.1 | 1.1 |  | N |  |  | N | IPP Non-CHP | 2 | X | SUN
Solar Photovoltaic.SUN | solar PV | TRUE | 61354 | Solten Plainville 6000, LLC | 61731 | Solten Plainville 6000, LLC | MA | Norfolk | PLAIN | Solar Photovoltaic | PV |  | S | 4.9 |  | 4.9 | 4.9 |  | N |  |  | N | IPP Non-CHP | 2 | X | SUN
Solar Photovoltaic.SUN | solar PV | TRUE | 61356 | Solten Randolph 4500, LLC | 61732 | Randolph | MA | Norfolk | RAND | Solar Photovoltaic | PV |  | S | 3.8 |  | 3.8 | 3.8 |  | N |  |  | N | IPP Non-CHP | 2 | X | SUN
Solar Photovoltaic.SUN | solar PV | FALSE | 61357 | Haywood Solar, SMLLC | 61733 | Haywood Solar | TN | Haywood | HWOOD | Solar Photovoltaic | PV |  | S | 3 |  | 3 | 3 |  | N |  |  | N | Industrial Non-CHP | 6 | X | SUN
Onshore Wind Turbine.WND | onshore wind | FALSE | 61363 | Seneca Nation | 61734 | Seneca Nation Cattaraugus Wind Turbine | NY | Erie | 1 | Onshore Wind Turbine | WT |  | S | 1.5 |  | 1.5 | 1.5 | 0.1 | N |  |  | N | Commercial Non-CHP | 4 | X | WND
Onshore Wind Turbine.WND | onshore wind | TRUE | 61365 | Hilltopper Wind Project, LLC | 61735 | Hilltopper Wind Project | IL | Logan | WT1 | Onshore Wind Turbine | WT |  | S | 185 |  | 185 | 185 | 0 | N |  |  | N | IPP Non-CHP | 2 | X | WND
Solar Photovoltaic.SUN | solar PV | TRUE | 61366 | Woods Hill Solar, LLC | 61736 | Woods Hill Solar | CT | Windham | PV1 | Solar Photovoltaic | PV |  | S | 20 |  | 20 | 20 |  | N |  |  | N | IPP Non-CHP | 2 | X | SUN
Natural Gas Internal Combustion Engine.NG | natural gas peaker | TRUE | 61353 | Philadelphia Authority for Industrial Development | 61737 | Navy Yard Peaker Station | PA | Philadelphia | GEN1 | Natural Gas Internal Combustion Engine | IC |  | S | 2 | 0.8 | 2 | 2 | 1.4 | N |  |  | N | IPP Non-CHP | 2 | X | NG
Natural Gas Internal Combustion Engine.NG | natural gas peaker | TRUE | 61353 | Philadelphia Authority for Industrial Development | 61737 | Navy Yard Peaker Station | PA | Philadelphia | GEN2 | Natural Gas Internal Combustion Engine | IC |  | S | 2 | 0.8 | 2 | 2 | 1.4 | N |  |  | N | IPP Non-CHP | 2 | X | NG
Natural Gas Internal Combustion Engine.NG | natural gas peaker | TRUE | 61353 | Philadelphia Authority for Industrial Development | 61737 | Navy Yard Peaker Station | PA | Philadelphia | GEN3 | Natural Gas Internal Combustion Engine | IC |  | S | 2 | 0.8 | 2 | 2 | 1.4 | N |  |  | N | IPP Non-CHP | 2 | X | NG
Natural Gas Internal Combustion Engine.NG | natural gas peaker | TRUE | 61353 | Philadelphia Authority for Industrial Development | 61737 | Navy Yard Peaker Station | PA | Philadelphia | GEN4 | Natural Gas Internal Combustion Engine | IC |  | S | 2 | 0.8 | 2 | 2 | 1.4 | N |  |  | N | IPP Non-CHP | 2 | X | NG
Batteries.MWH | battery storage | 0 | 61353 | Philadelphia Authority for Industrial Development | 61737 | Navy Yard Peaker Station | PA | Philadelphia | GEN5 | Batteries | BA |  | S | 6.2 |  | 6.2 | 6.2 | 0.1 | N |  |  | N | IPP Non-CHP | 2 | X | MWH
Solar Photovoltaic.SUN | solar PV | TRUE | 61362 | GWCC PV Solar Farm | 61738 | GWCC PV Solar Farm | MD | Prince Georges | SOLAR | Solar Photovoltaic | PV |  | S | 1.6 |  | 1.6 | 1.6 |  | N |  |  | N | IPP Non-CHP | 2 | X | SUN
Batteries.MWH | battery storage | 0 | 61364 | Lockheed Martin RMS Syracuse | 61739 | Lockheed Martin RMS Syracuse | NY | Onondaga | SYR1 | Batteries | BA |  | S | 1 |  | 1 | 1 | 0.1 | N | 8 | 2027 | N | Industrial Non-CHP | 6 | X | MWH
Solar Photovoltaic.SUN | solar PV | TRUE | 61361 | Walton Solar | 61740 | Gratis Road Solar Facility | GA | Walton | GR01 | Solar Photovoltaic | PV |  | S | 3 |  | 3 | 3 |  | N |  |  | N | IPP Non-CHP | 2 | X | SUN
Batteries.MWH | battery storage | 0 | 1015 | Austin Energy | 61741 | Kingsberry Energy Storage System | TX | Travis | KBESS | Batteries | BA |  | S | 1.5 |  | 1.5 | 1.5 | 0 | N |  |  | N | Electric Utility | 1 | X | MWH
Flywheels.MWH | other | TRUE | 1015 | Austin Energy | 61742 | System Control Center | TX | Travis | GEN1 | Flywheels | FW |  | S | 2.5 |  | 2.5 | 2.5 | 2 | N |  |  | N | Electric Utility | 1 | X | MWH
Flywheels.MWH | other | TRUE | 1015 | Austin Energy | 61742 | System Control Center | TX | Travis | GEN2 | Flywheels | FW |  | S | 2.5 |  | 2.5 | 2.5 | 2 | N |  |  | N | Electric Utility | 1 | X | MWH
Other Natural Gas.NG | natural gas peaker | TRUE | 60195 | Groton Station Fuel Cell, LLC | 61743 | Naval Sub Base New London Fuel Cell | CT | New London | MMH2 | Other Natural Gas | FC |  | S | 3.7 | 1 | 3.7 | 3.7 | 0.4 | N |  |  | N | IPP Non-CHP | 2 | X | NG
Other Natural Gas.NG | natural gas peaker | TRUE | 60195 | Groton Station Fuel Cell, LLC | 61743 | Naval Sub Base New London Fuel Cell | CT | New London | MMH3 | Other Natural Gas | FC |  | S | 3.7 | 1 | 3.7 | 3.7 | 0.4 | N |  |  | N | IPP Non-CHP | 2 | X | NG
Solar Photovoltaic.SUN | solar PV | TRUE | 57210 | L'Oreal USA Products Inc | 61744 | L'Oreal Solar - Florence | KY | Boone | 1 | Solar Photovoltaic | PV |  | S | 1.1 |  | 0.9 | 0.6 |  | N |  |  | N | IPP Non-CHP | 2 | X | SUN
Onshore Wind Turbine.WND | onshore wind | TRUE | 56769 | Consolidated Edison Development Inc. | 61745 | Aurora County Wind | SD | Aurora | ACSD | Onshore Wind Turbine | WT |  | S | 20 |  | 20 | 20 | 0.1 | N |  |  | N | IPP Non-CHP | 2 | X | WND
Onshore Wind Turbine.WND | onshore wind | TRUE | 56769 | Consolidated Edison Development Inc. | 61746 | Brule County Wind | SD | Brule | BCSD | Onshore Wind Turbine | WT |  | S | 20 |  | 20 | 20 | 0.1 | N |  |  | N | IPP Non-CHP | 2 | X | WND
Onshore Wind Turbine.WND | onshore wind | TRUE | 61374 | Foxtail Wind, LLC | 61747 | Foxtail Wind, LLC | ND | Dickey | 1 | Onshore Wind Turbine | WT |  | W | 150 |  | 150 | 150 | 1 | N |  |  | N | Electric Utility | 1 | X | WND
Solar Photovoltaic.SUN | solar PV | TRUE | 61375 | Southern Current One, LLC | 61748 | Southern Current One, LLC | SC | Allendale | PRGE1 | Solar Photovoltaic | PV |  | S | 10.2 |  | 10.2 | 10.2 |  | N |  |  | N | IPP Non-CHP | 2 | X | SUN
Solar Photovoltaic.SUN | solar PV | TRUE | 56769 | Consolidated Edison Development Inc. | 61750 | Wistaria Ranch Solar | CA | Imperial | WICA | Solar Photovoltaic | PV |  | S | 106.7 |  | 100 | 100 |  | N |  |  | N | IPP Non-CHP | 2 | X | SUN
Solar Photovoltaic.SUN | solar PV | TRUE | 61373 | MERIT SI | 61751 | Rotor Clip | NJ | Somerset | RCLIP | Solar Photovoltaic | PV |  | W | 2.8 |  | 2.7 | 2.2 |  | N |  |  | N | IPP Non-CHP | 2 | X | SUN
Solar Photovoltaic.SUN | solar PV | TRUE | 60571 | AEP Onsite Partners, LLC | 61752 | Quincy II Solar Garden | CO | Arapahoe | PV1 | Solar Photovoltaic | PV |  | S | 1.5 |  | 1.5 | 1.5 |  | N |  |  | N | IPP Non-CHP | 2 | X | SUN
Solar Photovoltaic.SUN | solar PV | TRUE | 60571 | AEP Onsite Partners, LLC | 61753 | Imboden Solar Garden | CO | Adams | PV1 | Solar Photovoltaic | PV |  | S | 1.5 |  | 1.5 | 1.5 |  | N |  |  | N | IPP Non-CHP | 2 | X | SUN
Solar Photovoltaic.SUN | solar PV | TRUE | 60571 | AEP Onsite Partners, LLC | 61753 | Imboden Solar Garden | CO | Adams | PV2 | Solar Photovoltaic | PV |  | S | 1.5 |  | 1.5 | 1.5 |  | N |  |  | N | IPP Non-CHP | 2 | X | SUN
Natural Gas Internal Combustion Engine.NG | natural gas peaker | FALSE | 63182 | SunSelect Produce (California) Inc | 61754 | SunSelect1 | CA | Kern | 1 | Natural Gas Internal Combustion Engine | IC |  | S | 3.3 | 0.9 | 3.3 | 3.3 | 1.6 | N |  |  | Y | Industrial CHP | 7 | T | NG
Natural Gas Internal Combustion Engine.NG | natural gas peaker | FALSE | 63182 | SunSelect Produce (California) Inc | 61754 | SunSelect1 | CA | Kern | 2 | Natural Gas Internal Combustion Engine | IC |  | S | 3.3 | 0.9 | 3.3 | 3.3 | 1.6 | N |  |  | Y | Industrial CHP | 7 | T | NG
Solar Photovoltaic.SUN | solar PV | TRUE | 59254 | NuGen Capital Management | 61755 | East Acres Solar NG, LLC | MA | Berkshire | EA | Solar Photovoltaic | PV |  | S | 5.8 |  | 5.8 | 2.8 |  | N |  |  | N | IPP Non-CHP | 2 | X | SUN
Onshore Wind Turbine.WND | onshore wind | TRUE | 61381 | Meadow Lake Wind Farm VI LLC | 61756 | Meadow Lake Wind Farm VI LLC | IN | Benton | MWLVI | Onshore Wind Turbine | WT |  | S | 200.4 |  | 200.4 | 200.4 | 4 | N |  |  | N | IPP Non-CHP | 2 | X | WND
Landfill Gas.LFG | natural gas peaker | TRUE | 61382 | Gaston County Solid Waste and Recycling Division | 61758 | Gaston County Renewable Energy Center | NC | Gaston | GEN1 | Landfill Gas | IC |  | S | 1.4 | 0.8 | 1.4 | 1.4 | 0.7 | N |  |  | N | IPP Non-CHP | 2 | X | LFG
Landfill Gas.LFG | natural gas peaker | TRUE | 61382 | Gaston County Solid Waste and Recycling Division | 61758 | Gaston County Renewable Energy Center | NC | Gaston | GEN2 | Landfill Gas | IC |  | S | 1.4 | 0.8 | 1.4 | 1.4 | 0.7 | N |  |  | N | IPP Non-CHP | 2 | X | LFG
Landfill Gas.LFG | natural gas peaker | TRUE | 61382 | Gaston County Solid Waste and Recycling Division | 61758 | Gaston County Renewable Energy Center | NC | Gaston | GEN3 | Landfill Gas | IC |  | S | 1.4 | 0.8 | 1.4 | 1.4 | 0.7 | N |  |  | N | IPP Non-CHP | 2 | X | LFG
Solar Photovoltaic.SUN | solar PV | TRUE | 14063 | Oklahoma Gas & Electric Co | 61759 | Covington Solar Farm | OK | Garfield | CVS1 | Solar Photovoltaic | PV |  | S | 10 |  | 10 | 10 |  | N |  |  | N | Electric Utility | 1 | X | SUN
Wood/Wood Waste Biomass.WDS | biomass | TRUE | 61393 | Douglas County Forest Products | 61761 | Douglas County Forest Products | OR | Douglas | GEN-1 | Wood/Wood Waste Biomass | ST |  | S | 6.3 | 0.95 | 6.3 | 6.3 | 1 | N |  |  | Y | Industrial CHP | 7 | B | WDS
Solar Photovoltaic.SUN | solar PV | TRUE | 61383 | MN Solar Community, LLC | 61762 | Sherburne North Project CSG | MN | Sherburne | SHERB | Solar Photovoltaic | PV |  | S | 5 |  | 5 | 5 |  | N |  |  | N | IPP Non-CHP | 2 | X | SUN
Solar Photovoltaic.SUN | solar PV | TRUE | 6452 | Florida Power & Light Co | 61763 | Sunshine Gateway Solar Energy Center | FL | Columbia | 1 | Solar Photovoltaic | PV |  | S | 74.5 |  | 74.5 | 74.5 |  | N |  |  | N | Electric Utility | 1 | X | SUN
Batteries.MWH | battery storage | 0 | 6452 | Florida Power & Light Co | 61763 | Sunshine Gateway Solar Energy Center | FL | Columbia | 2 | Batteries | BA |  | S | 30 |  | 30 | 30 | 0.7 | N |  |  | N | Electric Utility | 1 | X | MWH
Solar Photovoltaic.SUN | solar PV | TRUE | 61391 | Gore Mountain Solar II, LLC | 61764 | Gore Mountain Solar II | NY | Washington | SNWH2 | Solar Photovoltaic | PV |  | S | 2 |  | 2 | 2 |  | N |  |  | N | IPP Non-CHP | 2 | X | SUN
Solar Photovoltaic.SUN | solar PV | TRUE | 61387 | HGS solar I, LLC | 61765 | HGS Solar I | NY | Washington | SNWH1 | Solar Photovoltaic | PV |  | S | 2 |  | 2 | 2 |  | N |  |  | N | IPP Non-CHP | 2 | X | SUN
Solar Photovoltaic.SUN | solar PV | TRUE | 6452 | Florida Power & Light Co | 61766 | Miami Dade Solar Energy Center | FL | Miami Dade | 1 | Solar Photovoltaic | PV |  | S | 74.5 |  | 74.5 | 74.5 |  | N |  |  | N | Electric Utility | 1 | X | SUN
Solar Photovoltaic.SUN | solar PV | TRUE | 6452 | Florida Power & Light Co | 61767 | Pioneer Trail Solar Energy Center | FL | Volusia | 1 | Solar Photovoltaic | PV |  | S | 74.5 |  | 74.5 | 74.5 |  | N |  |  | N | Electric Utility | 1 | X | SUN
Solar Photovoltaic.SUN | solar PV | TRUE | 6452 | Florida Power & Light Co | 61768 | Interstate Solar Energy Center | FL | St Lucie | 1 | Solar Photovoltaic | PV |  | S | 74.5 |  | 74.5 | 74.5 |  | N |  |  | N | Electric Utility | 1 | X | SUN
Solar Photovoltaic.SUN | solar PV | TRUE | 61388 | Syncarpha Hancock I, LLC | 61769 | Syncarpha Hancock I CSG | MA | Berkshire | SYNH1 | Solar Photovoltaic | PV |  | S | 2 |  | 2 | 2 |  | N |  |  | N | IPP Non-CHP | 2 | X | SUN
Solar Photovoltaic.SUN | solar PV | TRUE | 61389 | Syncarpha Hancock II, LLC | 61770 | Syncarpha Hancock II CSG | MA | Berkshire | SYNH2 | Solar Photovoltaic | PV |  | S | 2 |  | 2 | 2 |  | N |  |  | N | IPP Non-CHP | 2 | X | SUN
Solar Photovoltaic.SUN | solar PV | TRUE | 61390 | Syncarpha Hancock III, LLC | 61771 | Syncarpha Hancock III CSG | MA | Berkshire | SYNH3 | Solar Photovoltaic | PV |  | S | 1 |  | 1 | 1 |  | N |  |  | N | IPP Non-CHP | 2 | X | SUN
Onshore Wind Turbine.WND | onshore wind | TRUE | 57416 | Acciona Energy USA Global, LLC | 61773 | Palmas Wind, LLC | TX | Cameron | PW | Onshore Wind Turbine | WT |  | S | 144.9 |  | 142.6 | 142.6 | 0 | N |  |  | N | IPP Non-CHP | 2 | X | WND
Solar Photovoltaic.SUN | solar PV | TRUE | 61392 | Syncarpha Still River, LLC | 61774 | Syncarpha Still River, LLC CSG | MA | Worcester | SYNBO | Solar Photovoltaic | PV |  | S | 2 |  | 2 | 2 |  | N |  |  | N | IPP Non-CHP | 2 | X | SUN
Onshore Wind Turbine.WND | onshore wind | FALSE | 61397 | Town of Otis | 61775 | Town of Otis Wind Energy Project | MA | Berkshire | OT196 | Onshore Wind Turbine | WT |  | S | 1.5 |  | 1.5 | 1.5 | 0.1 | N |  |  | N | Commercial Non-CHP | 4 | X | WND
Onshore Wind Turbine.WND | onshore wind | TRUE | 61396 | Midway Wind, LLC | 61776 | Midway Wind, LLC | TX | San Patricio | MIDWY | Onshore Wind Turbine | WT |  | S | 162.9 | 0.95 | 162.9 | 162.9 | 0 | N |  |  | N | IPP Non-CHP | 2 | X | WND
Landfill Gas.LFG | natural gas peaker | TRUE | 57249 | EPP Renewable Energy | 61777 | Brevard | FL | Brevard | ENG1 | Landfill Gas | IC |  | S | 1.6 | 0.8 | 1.6 | 1.6 | 0.8 | N |  |  | N | IPP Non-CHP | 2 | X | LFG
Landfill Gas.LFG | natural gas peaker | TRUE | 57249 | EPP Renewable Energy | 61777 | Brevard | FL | Brevard | ENG2 | Landfill Gas | IC |  | S | 1.6 | 0.8 | 1.6 | 1.6 | 0.8 | N |  |  | N | IPP Non-CHP | 2 | X | LFG
Landfill Gas.LFG | natural gas peaker | TRUE | 57249 | EPP Renewable Energy | 61777 | Brevard | FL | Brevard | ENG3 | Landfill Gas | IC |  | S | 1.6 | 0.8 | 1.6 | 1.6 | 0.8 | N |  |  | N | IPP Non-CHP | 2 | X | LFG
Landfill Gas.LFG | natural gas peaker | TRUE | 57249 | EPP Renewable Energy | 61777 | Brevard | FL | Brevard | ENG6 | Landfill Gas | IC |  | S | 1.6 | 0.8 | 1.6 | 1.6 | 0.8 | N |  |  | N | IPP Non-CHP | 2 | X | LFG
Solar Photovoltaic.SUN | solar PV | TRUE | 61401 | North 301 Solar, LLC | 61778 | North 301 Solar | NC | Halifax | N301 | Solar Photovoltaic | PV |  | S | 20 |  | 20 | 20 |  | N |  |  | N | IPP Non-CHP | 2 | X | SUN
Landfill Gas.LFG | natural gas peaker | TRUE | 61402 | Hernando Energy | 61779 | Hernando | FL | Hernando | ENG1 | Landfill Gas | IC |  | S | 1.6 | 0.8 | 1.6 | 1.6 | 0.8 | N |  |  | N | IPP Non-CHP | 2 | X | LFG
Landfill Gas.LFG | natural gas peaker | TRUE | 57249 | EPP Renewable Energy | 61780 | Seminole Energy | FL | Seminole | ENG1 | Landfill Gas | IC |  | S | 1.6 | 0.8 | 1.6 | 1.6 | 0.8 | N |  |  | N | IPP Non-CHP | 2 | X | LFG
Landfill Gas.LFG | natural gas peaker | TRUE | 57249 | EPP Renewable Energy | 61780 | Seminole Energy | FL | Seminole | ENG2 | Landfill Gas | IC |  | S | 1.6 | 0.8 | 1.6 | 1.6 | 0.8 | N |  |  | N | IPP Non-CHP | 2 | X | LFG
Landfill Gas.LFG | natural gas peaker | TRUE | 57249 | EPP Renewable Energy | 61780 | Seminole Energy | FL | Seminole | ENG3 | Landfill Gas | IC |  | S | 1.6 | 0.8 | 1.6 | 1.6 | 0.8 | N |  |  | N | IPP Non-CHP | 2 | X | LFG
Solar Photovoltaic.SUN | solar PV | TRUE | 61404 | Edenton Solar | 61781 | Edenton Solar | NC | Chowan | EDE | Solar Photovoltaic | PV |  | S | 5 |  | 5 | 5 |  | N |  |  | N | IPP Non-CHP | 2 | X | SUN
Onshore Wind Turbine.WND | onshore wind | TRUE | 56201 | Engie North America | 61782 | Live Oak Wind Project | TX | Schleicher | WTGS | Onshore Wind Turbine | WT |  | W | 199.5 | 0.95 | 199.5 | 199.5 | 2.6 | N |  |  | N | IPP Non-CHP | 2 | X | WND
Onshore Wind Turbine.WND | onshore wind | TRUE | 49893 | Invenergy Services LLC | 61784 | Upstream Wind Energy LLC | NE | Antelope | UWE | Onshore Wind Turbine | WT |  | S | 202.5 |  | 202.5 | 202.5 | 2 | N |  |  | N | IPP Non-CHP | 2 | X | WND
Solar Photovoltaic.SUN | solar PV | TRUE | 49893 | Invenergy Services LLC | 61785 | Camilla Solar Energy Project | GA | Mitchell | CAMSR | Solar Photovoltaic | PV |  | S | 171.4 |  | 171.4 | 171.4 |  | N |  |  | N | IPP Non-CHP | 2 | X | SUN
Other Natural Gas.NG | natural gas peaker | TRUE | 60571 | AEP Onsite Partners, LLC | 61786 | Trinity College Fuel Cell | CT | Hartford | MB-22 | Other Natural Gas | FC |  | S | 1.4 | 1 | 1.4 | 1.4 | 1.1 | N |  |  | N | IPP Non-CHP | 2 | X | NG
Onshore Wind Turbine.WND | onshore wind | TRUE | 49893 | Invenergy Services LLC | 61787 | Bishop Hill III | IL | Henry | BHIII | Onshore Wind Turbine | WT |  | S | 119 | 0.9 | 119 | 119 | 2 | N |  |  | N | IPP Non-CHP | 2 | X | WND
Onshore Wind Turbine.WND | onshore wind | TRUE | 61415 | Hilltop Power, LLC | 61788 | Hilltop Power | MN | Pipestone | WT | Onshore Wind Turbine | WT |  | S | 2 |  | 2 | 2 | 0.1 | N |  |  | N | IPP Non-CHP | 2 | X | WND
Onshore Wind Turbine.WND | onshore wind | TRUE | 61413 | Enel Green Power Diamond Vista Wind Project, LLC | 61789 | Diamond Vista Wind Project, LLC | KS | Marion | DV | Onshore Wind Turbine | WT |  | S | 299.3 |  | 299.3 | 299.3 | 0 | N |  |  | N | IPP Non-CHP | 2 | X | WND
Solar Photovoltaic.SUN | solar PV | TRUE | 56622 | Shaw Creek Solar | 61790 | Shaw Creek Solar, LLC | SC | Aiken | SHAWC | Solar Photovoltaic | PV |  | S | 74.9 | 1 | 74.9 | 74.9 | 0.1 | N |  |  | N | IPP Non-CHP | 2 | X | SUN
Solar Photovoltaic.SUN | solar PV | TRUE | 61418 | Stage Gulch Solar, LLC | 61791 | Stage Gulch Solar | CA | Sonoma | 5001 | Solar Photovoltaic | PV |  | S | 1 | 1 | 0.8 | 0.7 |  | N |  |  | N | IPP Non-CHP | 2 | X | SUN
Solar Photovoltaic.SUN | solar PV | TRUE | 61417 | Lavio Solar, LLC | 61792 | Lavio Solar | CA | Sonoma | 5002 | Solar Photovoltaic | PV |  | S | 1 | 1 | 1 | 0.5 |  | N |  |  |  | IPP Non-CHP | 2 |  | SUN
Solar Photovoltaic.SUN | solar PV | TRUE | 61409 | Heyer CSG LLC | 61793 | Heyer CSG | MN | Rice | HEYER | Solar Photovoltaic | PV |  | S | 1 |  | 1 | 1 |  | N |  |  | N | IPP Non-CHP | 2 | X | SUN
Solar Photovoltaic.SUN | solar PV | TRUE | 61419 | Luminace Solar MC, LLC | 61794 | Gateway Solar | MD | Worcester | GTWYN | Solar Photovoltaic | PV |  | S | 5 |  | 5 | 5 |  | N |  |  | N | IPP Non-CHP | 2 | X | SUN
Solar Photovoltaic.SUN | solar PV | TRUE | 61419 | Luminace Solar MC, LLC | 61794 | Gateway Solar | MD | Worcester | GTWYS | Solar Photovoltaic | PV |  | S | 2.6 |  | 2.6 | 2.6 |  | N |  |  | N | IPP Non-CHP | 2 | X | SUN
Batteries.MWH | battery storage | 0 | 61420 | ENGIE Storage Services NA LLC | 61795 | Pacific Union College BESS | CA | Napa | 12649 | Batteries | BA |  | S | 1 |  | 1 | 1 | 0 | N |  |  | N | Commercial Non-CHP | 4 | X | MWH
Solar Photovoltaic.SUN | solar PV | TRUE | 9961 | Kansas Electric Power Coop Inc | 61798 | Prairie Sky Solar Farm | KS | Butler | 1 | Solar Photovoltaic | PV |  | S | 1 |  | 1 | 1 |  | N |  |  | N | Electric Utility | 1 | X | SUN
Solar Photovoltaic.SUN | solar PV | TRUE | 9234 | Indiana Municipal Power Agency | 61799 | Rensselaer Solar Site 2 | IN | Jasper | SREN2 | Solar Photovoltaic | PV |  | W | 3.8 |  | 3.8 | 3.1 |  | N |  |  | N | Electric Utility | 1 | X | SUN
Solar Photovoltaic.SUN | solar PV | TRUE | 60370 | DG AMP Solar, LLC | 61800 | DG AMP Solar Smyrna | DE | Kent | AMPSM | Solar Photovoltaic | PV |  | S | 1.2 |  | 1.2 | 1.2 |  | N |  |  | N | IPP Non-CHP | 2 | X | SUN
Solar Photovoltaic.SUN | solar PV | TRUE | 61012 | AES Distributed Energy | 61804 | City of Rochester Solar | NY | Monroe | ROC01 | Solar Photovoltaic | PV |  | S | 1.8 |  | 1.8 | 1.8 |  | N |  |  | N | IPP Non-CHP | 2 | X | SUN
Solar Photovoltaic.SUN | solar PV | TRUE | 60370 | DG AMP Solar, LLC | 61805 | DG AMP Solar Piqua Staunton | OH | Miami | AMPPS | Solar Photovoltaic | PV |  | S | 1.8 |  | 1.8 | 1.8 |  | N |  |  | N | IPP Non-CHP | 2 | X | SUN
Solar Photovoltaic.SUN | solar PV | TRUE | 6455 | Duke Energy Florida, LLC | 61807 | Hamilton Solar Power Plant | FL | Hamilton | PV1 | Solar Photovoltaic | PV |  | S | 74.9 |  | 74.9 | 74.9 |  | N |  |  | N | Electric Utility | 1 | X | SUN
Solar Photovoltaic.SUN | solar PV | TRUE | 61435 | EGP Stillwater Solar PV II, LLC | 61809 | EGP Stillwater Solar PV II, LLC | NV | Churchill | STWII | Solar Photovoltaic | PV |  | W | 20 |  | 20 | 20 |  | N |  |  | N | IPP Non-CHP | 2 | X | SUN
Solar Photovoltaic.SUN | solar PV | TRUE | 61060 | Cypress Creek Renewables | 61810 | Chisum | TX | Lamar | GEN1 | Solar Photovoltaic | PV |  | S | 10 |  | 10 | 10 |  | N |  |  | N | IPP Non-CHP | 2 | X | SUN
Solar Photovoltaic.SUN | solar PV | TRUE | 61436 | Titan Solar, LLC | 61811 | Titan Solar | CO | Arapahoe | PCEC | Solar Photovoltaic | PV |  | S | 50 |  | 50 | 50 |  | N |  |  | N | IPP Non-CHP | 2 | X | SUN
Solar Photovoltaic.SUN | solar PV | TRUE | 61425 | Ranchland Solar, LLC | 61813 | Ranchland Solar, LLC | NC | Currituck | RCHLD | Solar Photovoltaic | PV |  | S | 60 |  | 60 | 60 |  | N |  |  | N | IPP Non-CHP | 2 | X | SUN
Solar Photovoltaic.SUN | solar PV | TRUE | 61428 | Kearsarge Concord II LLC | 61814 | Kearsarge Concord II | MA | Middlesex | CII | Solar Photovoltaic | PV |  | S | 4.5 |  | 4.5 | 4.5 |  | N |  |  | N | IPP Non-CHP | 2 | X | SUN
Solar Photovoltaic.SUN | solar PV | TRUE | 61426 | Kearsarge Granby LLC | 61815 | Kearsarge Granby | MA | Hampshire | KSG1 | Solar Photovoltaic | PV |  | S | 0.5 |  | 0.5 | 0.5 |  | N |  |  | N | IPP Non-CHP | 2 | X | SUN
Solar Photovoltaic.SUN | solar PV | TRUE | 61426 | Kearsarge Granby LLC | 61815 | Kearsarge Granby | MA | Hampshire | KSG2 | Solar Photovoltaic | PV |  | S | 0.5 |  | 0.5 | 0.5 |  | N |  |  | N | IPP Non-CHP | 2 | X | SUN
Solar Photovoltaic.SUN | solar PV | TRUE | 61426 | Kearsarge Granby LLC | 61815 | Kearsarge Granby | MA | Hampshire | KSG5 | Solar Photovoltaic | PV |  | S | 0.5 |  | 0.5 | 0.5 |  | N |  |  | N | IPP Non-CHP | 2 | X | SUN
Solar Photovoltaic.SUN | solar PV | TRUE | 61426 | Kearsarge Granby LLC | 61815 | Kearsarge Granby | MA | Hampshire | KSG6 | Solar Photovoltaic | PV |  | S | 0.5 |  | 0.5 | 0.5 |  | N |  |  | N | IPP Non-CHP | 2 | X | SUN
Solar Photovoltaic.SUN | solar PV | TRUE | 61426 | Kearsarge Granby LLC | 61815 | Kearsarge Granby | MA | Hampshire | KSG7 | Solar Photovoltaic | PV |  | S | 0.5 |  | 0.5 | 0.5 |  | N |  |  | N | IPP Non-CHP | 2 | X | SUN
Solar Photovoltaic.SUN | solar PV | FALSE | 57389 | IKEA Property Inc | 61816 | IKEA Oak Creek Rooftop PV System | WI | Milwaukee | PV1 | Solar Photovoltaic | PV |  | S | 1.2 |  | 1.2 | 1.2 |  | N |  |  | N | Commercial Non-CHP | 4 | X | SUN
Solar Photovoltaic.SUN | solar PV | TRUE | 61187 | DG Minnesota CSG, LLC | 61817 | Big Lake Project CSG | MN | Sherburne | BIGLA | Solar Photovoltaic | PV |  | S | 5 |  | 5 | 5 |  | N |  |  | N | IPP Non-CHP | 2 | X | SUN
Solar Photovoltaic.SUN | solar PV | TRUE | 60370 | DG AMP Solar, LLC | 61818 | DG AMP Solar Brewster | OH | Stark | AMPBR | Solar Photovoltaic | PV |  | S | 1.9 |  | 1.9 | 1.9 |  | N |  |  | N | IPP Non-CHP | 2 | X | SUN
Solar Photovoltaic.SUN | solar PV | FALSE | 57389 | IKEA Property Inc | 61819 | IKEA Conshohocken Rooftop PV System | PA | Montgomery | 211 | Solar Photovoltaic | PV |  | S | 1 |  | 1 | 1 |  | N |  |  | N | Commercial Non-CHP | 4 | X | SUN
Other Natural Gas.NG | natural gas peaker | FALSE | 57389 | IKEA Property Inc | 61820 | IKEA New Haven Rooftop PV & Fuel Cell | CT | New Haven | 213FC | Other Natural Gas | FC |  | S | 0.3 |  | 0.3 | 0.3 | 0.3 | N |  |  | N | Commercial Non-CHP | 4 | X | NG
Solar Photovoltaic.SUN | solar PV | FALSE | 57389 | IKEA Property Inc | 61820 | IKEA New Haven Rooftop PV & Fuel Cell | CT | New Haven | 213PV | Solar Photovoltaic | PV |  | S | 0.8 |  | 0.8 | 0.8 |  | N |  |  | N | Commercial Non-CHP | 4 | X | SUN
Solar Photovoltaic.SUN | solar PV | FALSE | 57389 | IKEA Property Inc | 61821 | IKEA Jacksonville Rooftop PV System | FL | Duval | PV1 | Solar Photovoltaic | PV |  | S | 1.4 |  | 1.4 | 1.4 |  | N |  |  | N | Commercial Non-CHP | 4 | X | SUN
Petroleum Liquids.DFO | petroleum | FALSE | 61440 | Princeton Energy Center LLC | 61822 | Princeton Energy Center, LLC | NJ | Middlesex | EDG1 | Petroleum Liquids | IC |  | S | 2 | 0.9 | 2 | 2 | 0.7 | N |  |  | N | Commercial CHP | 5 | X | DFO
Petroleum Liquids.DFO | petroleum | FALSE | 61440 | Princeton Energy Center LLC | 61822 | Princeton Energy Center, LLC | NJ | Middlesex | EDG2 | Petroleum Liquids | IC |  | S | 2 | 0.9 | 2 | 2 | 0.7 | N |  |  | N | Commercial CHP | 5 | X | DFO
Petroleum Liquids.DFO | petroleum | FALSE | 61440 | Princeton Energy Center LLC | 61822 | Princeton Energy Center, LLC | NJ | Middlesex | EDG3 | Petroleum Liquids | IC |  | S | 2 | 0.9 | 2 | 2 | 0.7 | N |  |  | N | Commercial CHP | 5 | X | DFO
Natural Gas Fired Combustion Turbine.NG | natural gas peaker | FALSE | 61440 | Princeton Energy Center LLC | 61822 | Princeton Energy Center, LLC | NJ | Middlesex | GT1 | Natural Gas Fired Combustion Turbine | GT |  | S | 4.6 | 0.9 | 4.4 | 4.4 | 2 | N |  |  | Y | Commercial CHP | 5 | T | NG
Solar Photovoltaic.SUN | solar PV | FALSE | 61440 | Princeton Energy Center LLC | 61822 | Princeton Energy Center, LLC | NJ | Middlesex | S1 | Solar Photovoltaic | PV |  | S | 0.2 |  | 0.2 | 0.2 |  | N |  |  | N | Commercial CHP | 5 | X | SUN
Solar Photovoltaic.SUN | solar PV | TRUE | 61944 | MN8 Energy LLC | 61824 | RPUWD Scheuer Well Solar Project | CA | San Bernardino | RPU2 | Solar Photovoltaic | PV |  | W | 3 |  | 3 | 3 |  | N |  |  | N | IPP Non-CHP | 2 | X | SUN
Solar Photovoltaic.SUN | solar PV | TRUE | 61944 | MN8 Energy LLC | 61825 | Dignity - Siena Campus | NV | Clark | PV1 | Solar Photovoltaic | PV |  | S | 1.4 |  | 1.4 | 1.4 |  | N |  |  | N | IPP Non-CHP | 2 | X | SUN
Solar Photovoltaic.SUN | solar PV | TRUE | 19436 | Union Electric Co - (MO) | 61826 | O'Fallon Renewable Energy Center | MO | St Charles | OREC | Solar Photovoltaic | PV |  | S | 4.5 |  | 4.5 | 4.5 |  | N |  |  | N | Electric Utility | 1 | X | SUN
Solar Photovoltaic.SUN | solar PV | TRUE | 61451 | SP Solar 7, LLC | 61827 | Dayton Cutoff Solar | OR | Yamhill | PGRC3 | Solar Photovoltaic | PV |  | S | 2.2 |  | 2.2 | 2.2 |  | N |  |  | N | IPP Non-CHP | 2 | X | SUN
Solar Photovoltaic.SUN | solar PV | TRUE | 61450 | SP Solar 8, LLC | 61828 | Valley Creek Solar | OR | Polk | PGRC6 | Solar Photovoltaic | PV |  | S | 2.2 |  | 2.2 | 2.2 |  | N |  |  | N | IPP Non-CHP | 2 | X | SUN
Solar Photovoltaic.SUN | solar PV | TRUE | 61449 | Silverton Solar, LLC | 61829 | Silverton Solar | OR | Marion | PGRC7 | Solar Photovoltaic | PV |  | S | 2.2 |  | 2.2 | 2.2 |  | N |  |  | N | IPP Non-CHP | 2 | X | SUN
Solar Photovoltaic.SUN | solar PV | TRUE | 61448 | Sheep Solar, LLC | 61830 | Sheep Solar | OR | Marion | PGRC8 | Solar Photovoltaic | PV |  | S | 2.2 |  | 2.2 | 2.2 |  | N |  |  | N | IPP Non-CHP | 2 | X | SUN
Solar Photovoltaic.SUN | solar PV | TRUE | 61445 | SP Solar 6, LLC | 61831 | Colton Solar | OR | Clackamas | PGRC2 | Solar Photovoltaic | PV |  | S | 2.2 |  | 2.2 | 2.2 |  | N |  |  | N | IPP Non-CHP | 2 | X | SUN
Solar Photovoltaic.SUN | solar PV | TRUE | 61447 | SP Solar 1, LLC | 61832 | Interstate Solar | OR | Marion | PGRC5 | Solar Photovoltaic | PV |  | S | 2.2 |  | 2.2 | 2.2 |  | N |  |  | N | IPP Non-CHP | 2 | X | SUN
Solar Photovoltaic.SUN | solar PV | TRUE | 61446 | Freedom Solar, LLC | 61833 | Freedom Solar | SC | Dillon | PGRC9 | Solar Photovoltaic | PV |  | S | 5 |  | 5 | 5 |  | N |  |  | N | IPP Non-CHP | 2 | X | SUN
Solar Photovoltaic.SUN | solar PV | TRUE | 61453 | Soboba Band of Luiseno Indians | 61834 | Soboba Community Solar Project | CA | Riverside | SCSP1 | Solar Photovoltaic | PV |  | S | 1 |  | 0.9 | 0.8 |  | N |  |  | N | Electric Utility | 1 | X | SUN
Solar Photovoltaic.SUN | solar PV | TRUE | 61453 | Soboba Band of Luiseno Indians | 61834 | Soboba Community Solar Project | CA | Riverside | SCSP2 | Solar Photovoltaic | PV |  | S | 1 |  | 0.8 | 0.8 |  | N |  |  | N | Electric Utility | 1 | X | SUN
Solar Photovoltaic.SUN | solar PV | TRUE | 61454 | NorWest Energy 14, LLC | 61835 | Grand Ronde Solar | OR | Polk | PGRC4 | Solar Photovoltaic | PV |  | S | 2.2 |  | 2.2 | 2.2 |  | N |  |  | N | IPP Non-CHP | 2 | X | SUN
Onshore Wind Turbine.WND | onshore wind | TRUE | 61458 | Minco Wind IV, LLC | 61836 | Minco Wind IV, LLC | OK | Canadian | MIV | Onshore Wind Turbine | WT |  | S | 130 |  | 130 | 130 | 130 | N |  |  | N | IPP Non-CHP | 2 | X | WND
Natural Gas Steam Turbine.NG | natural gas steam turbine | FALSE | 61457 | Cleveland Thermal, LLC | 61838 | Cleveland Thermal | OH | Cuyahoga | ST1 | Natural Gas Steam Turbine | ST |  | S | 0.5 | 0.88 | 0.5 | 0.5 | 0.1 | N |  |  | Y | Commercial CHP | 5 | T | NG
Natural Gas Steam Turbine.NG | natural gas steam turbine | FALSE | 61457 | Cleveland Thermal, LLC | 61838 | Cleveland Thermal | OH | Cuyahoga | ST2 | Natural Gas Steam Turbine | ST |  | S | 0.5 | 0.88 | 0.5 | 0.5 | 0.1 | N |  |  | Y | Commercial CHP | 5 | T | NG
Solar Photovoltaic.SUN | solar PV | TRUE | 61204 | Today's Power, Inc. | 61839 | FECC Solar Benton | AR | Saline | FECC1 | Solar Photovoltaic | PV |  | S | 1 |  | 1 | 1 |  | N |  |  | N | Electric Utility | 1 | X | SUN
Solar Photovoltaic.SUN | solar PV | TRUE | 60496 | Adapture Renewables, Inc. | 61840 | Hope Farm Solar, LLC | RI | Providence | HOPE | Solar Photovoltaic | PV |  | S | 10 |  | 10 | 10 |  | N |  |  | N | IPP Non-CHP | 2 | X | SUN
Solar Photovoltaic.SUN | solar PV | TRUE | 60025 | Greenbacker Renewable Energy Corporation | 61842 | Sun Farm VI, LLC | NC | Perquimans | PV1 | Solar Photovoltaic | PV |  | S | 5 |  | 4.8 | 4.8 |  | N |  |  | N | IPP Non-CHP | 2 | X | SUN
Solar Photovoltaic.SUN | solar PV | TRUE | 60584 | Onyx Asset Services Group | 61843 | SeaWorld Aquatica | CA | San Diego | 10276 | Solar Photovoltaic | PV |  | W | 1.1 |  | 1.1 | 1.1 |  | N |  |  | N | IPP Non-CHP | 2 | X | SUN
Solar Photovoltaic.SUN | solar PV | TRUE | 60496 | Adapture Renewables, Inc. | 61844 | Brush Solar Center | OR | Baker | BRUSH | Solar Photovoltaic | PV |  | S | 2.8 |  | 2.8 | 2.8 |  | N |  |  | N | IPP Non-CHP | 2 | X | SUN
Other Waste Biomass.OBG | biomass | TRUE | 61467 | Central CA Fuel Cell 2, LLC | 61846 | Tulare BioMAT Fuel Cell | CA | Tulare | MM27 | Other Waste Biomass | FC |  | S | 2.8 | 1 | 2.8 | 2.8 | 2.2 | N |  |  | Y | IPP CHP | 3 | T | OBG | NG
Solar Photovoltaic.SUN | solar PV | TRUE | 60584 | Onyx Asset Services Group | 61847 | Broadalbin | NY | Fulton | 10046 | Solar Photovoltaic | PV |  | W | 2 |  | 2 | 2 |  | N |  |  | N | IPP Non-CHP | 2 | X | SUN
Onshore Wind Turbine.WND | onshore wind | FALSE | 61470 | PYCO Industries, Inc. | 61848 | PYCO Industries, Inc. Wind Farm | TX | Lubbock | WT1 | Onshore Wind Turbine | WT |  | S | 10 |  | 3 | 4.4 | 0.2 | N |  |  | N | Industrial Non-CHP | 6 | X | WND
Solar Photovoltaic.SUN | solar PV | TRUE | 63249 | Terraform Arcadia | 61849 | Danville | VA | Pittsylvania | SO291 | Solar Photovoltaic | PV |  | S | 6 |  | 6 | 6 |  | N |  |  | N | IPP Non-CHP | 2 | X | SUN
Petroleum Liquids.DFO | petroleum | TRUE | 471 | Amana Society Service Co | 61850 | Amana Society Service Company | IA | Iowa | IC1 | Petroleum Liquids | IC |  | S | 1.8 | 0.8 | 1.8 | 1.8 | 0.5 | N |  |  | N | IPP Non-CHP | 2 | X | DFO
Petroleum Liquids.DFO | petroleum | TRUE | 471 | Amana Society Service Co | 61850 | Amana Society Service Company | IA | Iowa | IC10 | Petroleum Liquids | IC |  | S | 1.8 | 0.8 | 1.8 | 1.8 | 0.5 | N |  |  | N | IPP Non-CHP | 2 | X | DFO
Petroleum Liquids.DFO | petroleum | TRUE | 471 | Amana Society Service Co | 61850 | Amana Society Service Company | IA | Iowa | IC11 | Petroleum Liquids | IC |  | S | 1.8 | 0.8 | 1.8 | 1.8 | 0.5 | N |  |  | N | IPP Non-CHP | 2 | X | DFO
Petroleum Liquids.DFO | petroleum | TRUE | 471 | Amana Society Service Co | 61850 | Amana Society Service Company | IA | Iowa | IC12 | Petroleum Liquids | IC |  | S | 1.8 | 0.8 | 1.8 | 1.8 | 0.5 | N |  |  | N | IPP Non-CHP | 2 | X | DFO
Petroleum Liquids.DFO | petroleum | TRUE | 471 | Amana Society Service Co | 61850 | Amana Society Service Company | IA | Iowa | IC2 | Petroleum Liquids | IC |  | S | 1.8 | 0.8 | 1.8 | 1.8 | 0.5 | N |  |  | N | IPP Non-CHP | 2 | X | DFO
Petroleum Liquids.DFO | petroleum | TRUE | 471 | Amana Society Service Co | 61850 | Amana Society Service Company | IA | Iowa | IC3 | Petroleum Liquids | IC |  | S | 1.8 | 0.8 | 1.8 | 1.8 | 0.5 | N |  |  | N | IPP Non-CHP | 2 | X | DFO
Petroleum Liquids.DFO | petroleum | TRUE | 471 | Amana Society Service Co | 61850 | Amana Society Service Company | IA | Iowa | IC4 | Petroleum Liquids | IC |  | S | 1.8 | 0.8 | 1.8 | 1.8 | 0.5 | N |  |  | N | IPP Non-CHP | 2 | X | DFO
Petroleum Liquids.DFO | petroleum | TRUE | 471 | Amana Society Service Co | 61850 | Amana Society Service Company | IA | Iowa | IC5 | Petroleum Liquids | IC |  | S | 1.8 | 0.8 | 1.8 | 1.8 | 0.5 | N |  |  | N | IPP Non-CHP | 2 | X | DFO
Petroleum Liquids.DFO | petroleum | TRUE | 471 | Amana Society Service Co | 61850 | Amana Society Service Company | IA | Iowa | IC6 | Petroleum Liquids | IC |  | S | 1.8 | 0.8 | 1.8 | 1.8 | 0.5 | N |  |  | N | IPP Non-CHP | 2 | X | DFO
Petroleum Liquids.DFO | petroleum | TRUE | 471 | Amana Society Service Co | 61850 | Amana Society Service Company | IA | Iowa | IC7 | Petroleum Liquids | IC |  | S | 1.8 | 0.8 | 1.8 | 1.8 | 0.5 | N |  |  | N | IPP Non-CHP | 2 | X | DFO
Petroleum Liquids.DFO | petroleum | TRUE | 471 | Amana Society Service Co | 61850 | Amana Society Service Company | IA | Iowa | IC8 | Petroleum Liquids | IC |  | S | 1.8 | 0.8 | 1.8 | 1.8 | 0.5 | N |  |  | N | IPP Non-CHP | 2 | X | DFO
Petroleum Liquids.DFO | petroleum | TRUE | 471 | Amana Society Service Co | 61850 | Amana Society Service Company | IA | Iowa | IC9 | Petroleum Liquids | IC |  | S | 1.8 | 0.8 | 1.8 | 1.8 | 0.5 | N |  |  | N | IPP Non-CHP | 2 | X | DFO
Conventional Hydroelectric.WAT | hydro | FALSE | 61476 | Central Utah Water Conservancy District | 61853 | Jordanelle Dam Hydroelectric Project | UT | Wasatch | GEN 1 | Conventional Hydroelectric | HY |  | S | 6.5 | 0.9 | 6.5 | 6.5 | 2.6 | N |  |  | N | Commercial Non-CHP | 4 | X | WAT
Conventional Hydroelectric.WAT | hydro | FALSE | 61476 | Central Utah Water Conservancy District | 61853 | Jordanelle Dam Hydroelectric Project | UT | Wasatch | GEN 2 | Conventional Hydroelectric | HY |  | S | 6.5 | 0.9 | 6.5 | 6.5 | 2.6 | N |  |  | N | Commercial Non-CHP | 4 | X | WAT
Solar Photovoltaic.SUN | solar PV | TRUE | 60496 | Adapture Renewables, Inc. | 61854 | Baker City Solar | OR | Baker | BAKER | Solar Photovoltaic | PV |  | S | 15 |  | 15 | 15 |  | N |  |  | N | IPP Non-CHP | 2 | X | SUN
Solar Photovoltaic.SUN | solar PV | TRUE | 60496 | Adapture Renewables, Inc. | 61855 | Morgan Solar Center | OR | Malheur | MORGN | Solar Photovoltaic | PV |  | S | 3 |  | 3 | 3 |  | N |  |  | N | IPP Non-CHP | 2 | X | SUN
Solar Photovoltaic.SUN | solar PV | TRUE | 60496 | Adapture Renewables, Inc. | 61856 | Vale Solar Center | OR | Malheur | VALE | Solar Photovoltaic | PV |  | S | 3 |  | 3 | 3 |  | N |  |  | N | IPP Non-CHP | 2 | X | SUN
Natural Gas Fired Combustion Turbine.NG | natural gas peaker | FALSE | 61478 | Toray Plastics America | 61857 | Toray Plastic America's CHP Plant | RI | Washington | CG1 | Natural Gas Fired Combustion Turbine | GT | CG1A | S | 7.5 | 0.8 | 6.8 | 7.5 | 0.5 | N |  |  | Y | Industrial CHP | 7 | T | NG | DFO
Natural Gas Internal Combustion Engine.NG | natural gas peaker | FALSE | 61478 | Toray Plastics America | 61857 | Toray Plastic America's CHP Plant | RI | Washington | KG12 | Natural Gas Internal Combustion Engine | IC | KG12 | S | 5 | 0.8 | 5 | 5 | 1.8 | N |  |  | Y | Industrial CHP | 7 | T | NG
Natural Gas Internal Combustion Engine.NG | natural gas peaker | FALSE | 61478 | Toray Plastics America | 61857 | Toray Plastic America's CHP Plant | RI | Washington | KG18 | Natural Gas Internal Combustion Engine | IC | KG18 | S | 7.5 | 0.8 | 7.5 | 7.5 | 2.6 | N |  |  | Y | Industrial CHP | 7 | T | NG
Onshore Wind Turbine.WND | onshore wind | TRUE | 56545 | Pattern Operators LP | 61858 | Stillwater Wind, LLC | MT | Stillwater | WT | Onshore Wind Turbine | WT |  | S | 79.7 |  | 79.7 | 79.7 | 79.7 | N |  |  | N | IPP Non-CHP | 2 | X | WND
Solar Photovoltaic.SUN | solar PV | TRUE | 60496 | Adapture Renewables, Inc. | 61860 | Ontario Solar Center | OR | Malheur | ONTRO | Solar Photovoltaic | PV |  | S | 3 |  | 3 | 3 |  | N |  |  | N | IPP Non-CHP | 2 | X | SUN
Batteries.MWH | battery storage | 0 | 61482 | AES ES GILBERT, LLC | 61861 | AES ES GILBERT | AZ | Maricopa | SRP | Batteries | BA |  | S | 10 |  | 10 | 10 | 0 | N |  |  | N | IPP Non-CHP | 2 | X | MWH
Solar Photovoltaic.SUN | solar PV | TRUE | 61944 | MN8 Energy LLC | 61862 | Dignity - San Martin | NV | Clark | PV1 | Solar Photovoltaic | PV |  | S | 1.7 |  | 1.7 | 1.7 |  | N |  |  | N | IPP Non-CHP | 2 | X | SUN
Solar Photovoltaic.SUN | solar PV | TRUE | 60584 | Onyx Asset Services Group | 61863 | Duanesburg | NY | Montgomery | 10048 | Solar Photovoltaic | PV |  | W | 2 |  | 2 | 2 |  | N |  |  | N | IPP Non-CHP | 2 | X | SUN
Solar Photovoltaic.SUN | solar PV | TRUE | 61483 | Dix Solar, L.L.C | 61864 | Dix Solar, L.L.C | NJ | Burlington | DIXSL | Solar Photovoltaic | PV |  | S | 13 |  | 13 | 13 |  | N |  |  | N | IPP Non-CHP | 2 | X | SUN
Onshore Wind Turbine.WND | onshore wind | TRUE | 61485 | Rio Bravo Windpower, LLC | 61865 | Rio Bravo Windpower, LLC | TX | Starr | 1 | Onshore Wind Turbine | WT |  | S | 237.6 |  | 237.6 | 237.6 | 3.5 | N |  |  | N | IPP Non-CHP | 2 | X | WND
Onshore Wind Turbine.WND | onshore wind | TRUE | 17650 | Southern Power Co | 61866 | Wildhorse Mountain Wind Facility | OK | Pushmataha | 1 | Onshore Wind Turbine | WT |  | W | 100 |  | 100 | 100 | 3.5 | N |  |  | N | IPP Non-CHP | 2 | X | WND
Solar Photovoltaic.SUN | solar PV | TRUE | 61060 | Cypress Creek Renewables | 61867 | Bovine | TX | Austin | GEN1 | Solar Photovoltaic | PV |  | S | 10 |  | 10 | 10 |  | N |  |  | N | IPP Non-CHP | 2 | X | SUN
Solar Photovoltaic.SUN | solar PV | TRUE | 61060 | Cypress Creek Renewables | 61868 | Bronson | TX | Fort Bend | GEN1 | Solar Photovoltaic | PV |  | S | 10 |  | 10 | 10 |  | N |  |  | N | IPP Non-CHP | 2 | X | SUN
Solar Photovoltaic.SUN | solar PV | TRUE | 61486 | Scenic Hill Solar III LLC | 61869 | Scenic Hill Solar III | AR | Johnson | SHS3 | Solar Photovoltaic | PV |  | S | 5 |  | 5 | 5 |  | N |  |  | N | IPP Non-CHP | 2 | X | SUN
Solar Photovoltaic.SUN | solar PV | TRUE | 61487 | Montevideo Solar LLC | 61870 | Montevideo Solar LLC, CSG | MN | Yellow Medicine | MONTE | Solar Photovoltaic | PV |  | S | 5 |  | 5 | 5 |  | N |  |  | N | IPP Non-CHP | 2 | X | SUN
Solar Photovoltaic.SUN | solar PV | TRUE | 61060 | Cypress Creek Renewables | 61871 | Sterling Solar (TX) | TX | Hunt | GEN1 | Solar Photovoltaic | PV |  | S | 10 |  | 10 | 10 |  | N |  |  | N | IPP Non-CHP | 2 | X | SUN
Solar Photovoltaic.SUN | solar PV | TRUE | 61677 | Sol Systems | 61872 | Lampwick | TX | Menard | GEN1 | Solar Photovoltaic | PV |  | S | 7.5 |  | 7.5 | 7.5 |  | N |  |  | N | IPP Non-CHP | 2 | X | SUN
Solar Photovoltaic.SUN | solar PV | TRUE | 61060 | Cypress Creek Renewables | 61873 | Yellow Jacket | TX | Bosque | GEN1 | Solar Photovoltaic | PV |  | S | 5 |  | 5 | 5 |  | N |  |  | N | IPP Non-CHP | 2 | X | SUN
Solar Photovoltaic.SUN | solar PV | TRUE | 61060 | Cypress Creek Renewables | 61874 | Eddy II | TX | McLennan | GEN1 | Solar Photovoltaic | PV |  | S | 10 |  | 10 | 10 |  | N |  |  | N | IPP Non-CHP | 2 | X | SUN
Solar Photovoltaic.SUN | solar PV | TRUE | 61060 | Cypress Creek Renewables | 61875 | Cascade Solar (TX) | TX | Wharton | GEN1 | Solar Photovoltaic | PV |  | S | 10 |  | 10 | 10 |  | N |  |  | N | IPP Non-CHP | 2 | X | SUN
Onshore Wind Turbine.WND | onshore wind | TRUE | 61495 | Persimmon Creek Wind Farm 1, LLC | 61876 | Persimmon Creek Wind Farm 1, LLC | OK | Woodward | PCWF1 | Onshore Wind Turbine | WT |  | S | 198.6 |  | 198.6 | 198.6 | 198.6 | N |  |  | N | IPP Non-CHP | 2 | X | WND
Solar Photovoltaic.SUN | solar PV | TRUE | 64877 | Rigel | 61877 | Hanover Solar, LLC | NC | Jones | HAN01 | Solar Photovoltaic | PV |  | W | 4.9 |  | 5 | 4.8 |  | N |  |  | N | IPP Non-CHP | 2 | X | SUN
Solar Photovoltaic.SUN | solar PV | TRUE | 63359 | REA Investments, LLC | 61878 | John A Logan College Solar | IL | Williamson | JALC | Solar Photovoltaic | PV |  | W | 1.3 | 1 | 1.3 | 1.3 | 0 | N |  |  | N | IPP Non-CHP | 2 | X | SUN
Solar Photovoltaic.SUN | solar PV | TRUE | 62627 | Alchemy Renewable Energy | 61879 | Bartow Solar Energy LLC | FL | Polk | PV | Solar Photovoltaic | PV |  | W | 7.3 | 1 | 7.3 | 7.3 |  | N |  |  | N | IPP Non-CHP | 2 | X | SUN
Solar Photovoltaic.SUN | solar PV | TRUE | 61060 | Cypress Creek Renewables | 61881 | Morning View | NC | Randolph | GEN1 | Solar Photovoltaic | PV |  | S | 2 |  | 2 | 2 |  | N |  |  | N | IPP Non-CHP | 2 | X | SUN
Solar Photovoltaic.SUN | solar PV | TRUE | 61060 | Cypress Creek Renewables | 61882 | Copperfield | NC | Montgomery | GEN1 | Solar Photovoltaic | PV |  | S | 2 |  | 2 | 2 |  | N |  |  | N | IPP Non-CHP | 2 | X | SUN
Solar Photovoltaic.SUN | solar PV | TRUE | 61060 | Cypress Creek Renewables | 61883 | Hopewell Friends | NC | Randolph | GEN1 | Solar Photovoltaic | PV |  | S | 1.3 |  | 1.3 | 1.3 |  | N |  |  | N | IPP Non-CHP | 2 | X | SUN
Solar Photovoltaic.SUN | solar PV | TRUE | 60520 | SoCore Energy LLC | 61884 | Kearney NPPD Solar Project | NE | Buffalo | PV1 | Solar Photovoltaic | PV |  | W | 5.8 |  | 5.8 | 5.8 |  | N |  |  | N | IPP Non-CHP | 2 | X | SUN
Solar Photovoltaic.SUN | solar PV | TRUE | 61060 | Cypress Creek Renewables | 61885 | Staunton | IN | Clay | GEN1 | Solar Photovoltaic | PV |  | S | 4 |  | 4 | 4 |  | N |  |  | N | IPP Non-CHP | 2 | X | SUN
Solar Photovoltaic.SUN | solar PV | TRUE | 61060 | Cypress Creek Renewables | 61886 | Bar D | CO | Rio Blanco | GEN1 | Solar Photovoltaic | PV |  | S | 4 |  | 4 | 4 |  | N |  |  | N | IPP Non-CHP | 2 | X | SUN
Solar Photovoltaic.SUN | solar PV | TRUE | 60146 | Ameresco Federal Solutions | 61887 | Fort Bliss (DEA EPIC) | TX | El Paso | DEPIC | Solar Photovoltaic | PV |  | S | 2 |  | 2 | 2 |  | N |  |  | N | IPP Non-CHP | 2 | X | SUN
Solar Photovoltaic.SUN | solar PV | TRUE | 60584 | Onyx Asset Services Group | 61888 | Johnstown | NY | Fulton | 10049 | Solar Photovoltaic | PV |  | W | 2 |  | 2 | 2 |  | N |  |  | N | IPP Non-CHP | 2 | X | SUN
Onshore Wind Turbine.WND | onshore wind | TRUE | 61502 | Sholes Wind Energy Center, LLC | 61889 | Sholes Wind Energy Center | NE | Wayne | WSN1 | Onshore Wind Turbine | WT |  | S | 160 |  | 160 | 160 | 0.1 | N |  |  | N | IPP Non-CHP | 2 | X | WND
Petroleum Liquids.DFO | petroleum | TRUE | 61505 | NRG Chalk Point CT | 61890 | NRG Chalk Point CT | MD | Prince Georges | SGT1 | Petroleum Liquids | GT |  | S | 94 | 0.9 | 80.2 | 80.2 | 30 | N |  |  | N | IPP Non-CHP | 2 | X | DFO | NG
Batteries.MWH | battery storage | 0 | 61506 | Stryker 22, L.L.C. | 61891 | Stryker 22, L.L.C. | NJ | Warren | EDGRD | Batteries | BA |  | S | 19.8 |  | 19.8 | 19.8 | 19.8 | N |  |  | N | IPP Non-CHP | 2 | X | MWH
Batteries.MWH | battery storage | 0 | 61507 | Plumsted 537 LLC | 61892 | Plumsted 537 LLC | NJ | Ocean | PLMST | Batteries | BA |  | S | 19.8 |  | 19.8 | 19.8 | 19.8 | N |  |  | N | IPP Non-CHP | 2 | X | MWH
Solar Photovoltaic.SUN | solar PV | TRUE | 61508 | BNB Camden Solar LLC | 61893 | BNB Camden Solar | NJ | Camden | BNBHQ | Solar Photovoltaic | PV |  | S | 2.2 |  | 2.1 | 1.3 |  | N |  |  | N | IPP Non-CHP | 2 | X | SUN
Solar Photovoltaic.SUN | solar PV | TRUE | 61508 | BNB Camden Solar LLC | 61893 | BNB Camden Solar | NJ | Camden | BNBSO | Solar Photovoltaic | PV |  | S | 1.5 |  | 1.4 | 0.9 |  | N |  |  | N | IPP Non-CHP | 2 | X | SUN
Solar Photovoltaic.SUN | solar PV | FALSE | 61510 | National Raisin | 61894 | National Raisin | CA | Fresno | CR1 | Solar Photovoltaic | PV |  | S | 1 |  | 0.9 | 0.6 |  | N |  |  | N | Industrial Non-CHP | 6 | X | SUN
Solar Photovoltaic.SUN | solar PV | FALSE | 61510 | National Raisin | 61894 | National Raisin | CA | Fresno | CR2 | Solar Photovoltaic | PV |  | S | 1 |  | 0.8 | 0.4 |  | N |  |  | N | Industrial Non-CHP | 6 | X | SUN
Solar Photovoltaic.SUN | solar PV | FALSE | 61510 | National Raisin | 61894 | National Raisin | CA | Fresno | CR3 | Solar Photovoltaic | PV |  | S | 0.6 |  | 0.5 | 0.3 |  | N |  |  | N | Industrial Non-CHP | 6 | X | SUN
Solar Photovoltaic.SUN | solar PV | FALSE | 61510 | National Raisin | 61894 | National Raisin | CA | Fresno | CR4 | Solar Photovoltaic | PV |  | S | 0.3 |  | 0.3 | 0.1 |  | N |  |  | N | Industrial Non-CHP | 6 | X | SUN
Solar Photovoltaic.SUN | solar PV | TRUE | 61944 | MN8 Energy LLC | 61895 | Toyota HQ Plan | TX | Collin | TOYHQ | Solar Photovoltaic | PV |  | S | 7.7 |  | 5.9 | 3.5 |  | N |  |  | N | IPP Non-CHP | 2 | X | SUN
Solar Photovoltaic.SUN | solar PV | TRUE | 59474 | BQ Energy LLC | 61898 | Solean Solar Project | NY | Cattaraugus | SOLEA | Solar Photovoltaic | PV |  | S | 4 |  | 4 | 4 | 4 | N |  |  | N | IPP Non-CHP | 2 | X | SUN
Solar Photovoltaic.SUN | solar PV | TRUE | 63970 | CVI Renewables Holdings, LLC. | 61899 | Lincoln Ave Solar Project | NY | Suffolk | LINC | Solar Photovoltaic | PV |  | S | 2 |  | 2 | 2 |  | N |  |  | N | IPP Non-CHP | 2 | X | SUN
Solar Photovoltaic.SUN | solar PV | TRUE | 63970 | CVI Renewables Holdings, LLC. | 61900 | Blydenburgh Solar Project | NY | Suffolk | BLYD | Solar Photovoltaic | PV |  | S | 1.5 |  | 1.5 | 1.5 |  | N |  |  | N | IPP Non-CHP | 2 | X | SUN
Batteries.MWH | battery storage | 0 | 61944 | MN8 Energy LLC | 61901 | Redstone Arsenal Hybrid | AL | Madison | BA | Batteries | BA |  | S | 1 |  | 1 | 1 | 1 | N |  |  | N | IPP Non-CHP | 2 | X | MWH
Solar Photovoltaic.SUN | solar PV | TRUE | 61944 | MN8 Energy LLC | 61901 | Redstone Arsenal Hybrid | AL | Madison | REDST | Solar Photovoltaic | PV |  | S | 10 |  | 7.2 | 4.2 |  | N |  |  | N | IPP Non-CHP | 2 | X | SUN
Solar Photovoltaic.SUN | solar PV | TRUE | 63970 | CVI Renewables Holdings, LLC. | 61902 | Holtsville Solar Project | NY | Suffolk | HOLTS | Solar Photovoltaic | PV |  | S | 1.2 |  | 1.2 | 1.2 |  | N |  |  | N | IPP Non-CHP | 2 | X | SUN
Solar Photovoltaic.SUN | solar PV | TRUE | 60584 | Onyx Asset Services Group | 61903 | Sharon Springs | NY | Schoharie | 10116 | Solar Photovoltaic | PV |  | W | 2 |  | 2 | 2 |  | N |  |  | N | IPP Non-CHP | 2 | X | SUN
Solar Photovoltaic.SUN | solar PV | TRUE | 60584 | Onyx Asset Services Group | 61904 | Amsterdam North | NY | Montgomery | 10044 | Solar Photovoltaic | PV |  | W | 2 |  | 2 | 2 |  | N |  |  | N | IPP Non-CHP | 2 | X | SUN
Solar Photovoltaic.SUN | solar PV | TRUE | 60584 | Onyx Asset Services Group | 61905 | Amsterdam South | NY | Montgomery | 10045 | Solar Photovoltaic | PV |  | W | 2 |  | 2 | 2 |  | N |  |  | N | IPP Non-CHP | 2 | X | SUN
Solar Photovoltaic.SUN | solar PV | TRUE | 61515 | Phoebe Energy Project, LLC | 61906 | Phoebe Solar | TX | Winkler | PHOEB | Solar Photovoltaic | PV |  | S | 250 |  | 250 | 250 |  | N |  |  | N | IPP Non-CHP | 2 | X | SUN
Solar Photovoltaic.SUN | solar PV | TRUE | 56990 | NJR Clean Energy Ventures Corporation | 61907 | Springfield Solar Project | NJ | Burlington | NJLND | Solar Photovoltaic | PV |  | W | 7.5 |  | 7.5 | 7.5 |  | N |  |  | N | IPP Non-CHP | 2 | X | SUN
Solar Photovoltaic.SUN | solar PV | TRUE | 61516 | Stratford Solar Center, LLC | 61908 | Stratford Solar Center, LLC | VA | Suffolk City | STRAT | Solar Photovoltaic | PV |  | S | 15 |  | 15 | 15 |  | N |  |  | N | IPP Non-CHP | 2 | X | SUN
Batteries.MWH | battery storage | 0 | 4254 | Consumers Energy Co | 61909 | Parkview Battery | MI | Kalamazoo | PKVWB | Batteries | BA |  | S | 1.1 |  | 1 | 1 | 0 | N |  |  | N | Electric Utility | 1 | X | MWH
Onshore Wind Turbine.WND | onshore wind | TRUE | 12341 | MidAmerican Energy Co | 61911 | Ivester Wind Farm | IA | Grundy | WT1 | Onshore Wind Turbine | WT |  | S | 90.8 |  | 90 | 90 | 0.1 | N |  |  | N | Electric Utility | 1 | X | WND
Geothermal.GEO | geothermal | FALSE | 34691 | Ormat Nevada Inc | 61912 | McGinness Hills 3 | NV | Lander | G1A | Geothermal | BT |  | S | 24.8 | 0.8 | 24.8 | 24.8 | 12 | N |  |  | N | Commercial Non-CHP | 4 | X | GEO
Geothermal.GEO | geothermal | FALSE | 34691 | Ormat Nevada Inc | 61912 | McGinness Hills 3 | NV | Lander | OEC31 | Geothermal | BT |  | S | 37 | 0.8 | 24.7 | 37 | 20 | N |  |  | N | Commercial Non-CHP | 4 | X | GEO
Geothermal.GEO | geothermal | FALSE | 34691 | Ormat Nevada Inc | 61912 | McGinness Hills 3 | NV | Lander | OEC32 | Geothermal | BT |  | S | 37 | 0.8 | 24.7 | 37 | 20 | N |  |  | N | Commercial Non-CHP | 4 | X | GEO
Batteries.MWH | battery storage | 0 | 803 | Arizona Public Service Co | 61913 | Punkin Center Battery Storage | AZ | Gila | B1 | Batteries | BA |  | S | 2 |  | 2 | 2 | 1 | N |  |  | N | Electric Utility | 1 | X | MWH
Solar Photovoltaic.SUN | solar PV | TRUE | 63249 | Terraform Arcadia | 61914 | Susquehanna University Solar | PA | Snyder | SO829 | Solar Photovoltaic | PV |  | S | 3 |  | 3 | 3 |  | N |  |  | N | IPP Non-CHP | 2 | X | SUN
Solar Photovoltaic.SUN | solar PV | TRUE | 63249 | Terraform Arcadia | 61915 | Bowie State Solar | MD | Prince Georges | SO285 | Solar Photovoltaic | PV |  | S | 1.3 |  | 1.3 | 1.3 |  | N |  |  | N | IPP Non-CHP | 2 | X | SUN
Onshore Wind Turbine.WND | onshore wind | TRUE | 61521 | Pegasus Wind, LLC | 61916 | Pegasus Wind | MI | Tuscola | PWEC | Onshore Wind Turbine | WT |  | S | 48 |  | 48 | 48 | 0 | N |  |  | N | IPP Non-CHP | 2 | X | WND
Onshore Wind Turbine.WND | onshore wind | TRUE | 61521 | Pegasus Wind, LLC | 61916 | Pegasus Wind | MI | Tuscola | PWEC2 | Onshore Wind Turbine | WT |  | S | 130 |  | 130 | 130 | 0 | N |  |  | N | IPP Non-CHP | 2 | X | WND
Solar Photovoltaic.SUN | solar PV | TRUE | 61520 | Kearsarge Oppenheim LLC | 61917 | Kearsarge Oppenheim CSG | NY | Fulton | OPPEN | Solar Photovoltaic | PV |  | S | 1.4 |  | 1.4 | 1.4 |  | N |  |  | N | IPP Non-CHP | 2 | X | SUN
Solar Photovoltaic.SUN | solar PV | TRUE | 5248 | Dominion Energy Inc. | 61918 | Blackville Solar Farm, LLC | SC | Barnwell | 1 | Solar Photovoltaic | PV |  | S | 7.2 | 1 | 7.2 | 7.2 |  | N |  |  | N | IPP Non-CHP | 2 | X | SUN
Solar Photovoltaic.SUN | solar PV | TRUE | 61518 | Frontenac Holdco LLC | 61919 | Frontenac Holdco LLC, CSG | MN | Goodhue | FRONT | Solar Photovoltaic | PV |  | S | 5 |  | 5 | 5 |  | N |  |  | N | IPP Non-CHP | 2 | X | SUN
Solar Photovoltaic.SUN | solar PV | TRUE | 61523 | 225DD 8me LLC | 61920 | Galloway 1 Solar Farm | TX | Concho | GSM01 | Solar Photovoltaic | PV |  | S | 250 |  | 250 | 250 |  | N |  |  | N | IPP Non-CHP | 2 | X | SUN
Onshore Wind Turbine.WND | onshore wind | TRUE | 61527 | Tahoka Wind, LLC | 61921 | Tahoka Wind | TX | Lynn | TAH | Onshore Wind Turbine | WT |  | S | 300 |  | 300 | 300 | 0 | N |  |  | N | IPP Non-CHP | 2 | X | WND
Solar Photovoltaic.SUN | solar PV | TRUE | 59474 | BQ Energy LLC | 61922 | Sunlight Beacon | NY | Dutchess | BEACO | Solar Photovoltaic | PV |  | S | 2 |  | 2 | 2 |  | N |  |  | N | IPP Non-CHP | 2 | X | SUN
Batteries.MWH | battery storage | 0 | 61522 | Viridity Energy Solutions, Inc. | 61923 | ACUA | NJ | Atlantic | VACUA | Batteries | BA |  | S | 1 |  | 1 | 1 | 0.1 | N |  |  | N | IPP Non-CHP | 2 | X | MWH
Solar Photovoltaic.SUN | solar PV | TRUE | 61528 | Cumberland Land Holdings, LLC | 61924 | Cumblerland Land Holdings, LLC | AL | Limestone | CUMB | Solar Photovoltaic | PV |  | S | 14.7 |  | 14.7 | 14.7 |  | N |  |  | N | IPP Non-CHP | 2 | X | SUN
Onshore Wind Turbine.WND | onshore wind | TRUE | 61531 | Casa Mesa Wind, LLC | 61925 | Casa Mesa Wind Energy Center Hybrid | NM | Quay | CMNM | Onshore Wind Turbine | WT |  | S | 50.9 |  | 50.9 | 50.9 | 10 | N |  |  | N | IPP Non-CHP | 2 | X | WND
Batteries.MWH | battery storage | 0 | 61531 | Casa Mesa Wind, LLC | 61925 | Casa Mesa Wind Energy Center Hybrid | NM | Quay | CMNMB | Batteries | BA |  | S | 1 |  | 1 | 1 | 0 | N |  |  | N | IPP Non-CHP | 2 | X | MWH
Onshore Wind Turbine.WND | onshore wind | TRUE | 61530 | Armadillo Flats Wind Project, LLC | 61926 | Armadillo Flats Wind Project, LLC | OK | Garfield | ARM | Onshore Wind Turbine | WT |  | S | 247.3 |  | 247.3 | 247.3 | 247.3 | N |  |  | N | IPP Non-CHP | 2 | X | WND
Natural Gas Fired Combustion Turbine.NG | natural gas peaker | FALSE | 61499 | Georgia-Pacific Wood Products LLC | 61927 | Georgia-Pacific Taylorsville Plywood | MS | Smith | CTG1 | Natural Gas Fired Combustion Turbine | GT |  | S | 7.2 | 0.8 | 6.2 | 8.2 | 2.8 | N |  |  | Y | Industrial CHP | 7 | T | NG
Solar Photovoltaic.SUN | solar PV | TRUE | 61060 | Cypress Creek Renewables | 61928 | Saint Albans Solar | VT | Franklin | GEN1 | Solar Photovoltaic | PV |  | S | 4.9 |  | 4.9 | 4.9 |  | N |  |  | N | IPP Non-CHP | 2 | X | SUN
Solar Photovoltaic.SUN | solar PV | TRUE | 61533 | Techren Solar II LLC | 61930 | Techren Solar II LLC | NV | Clark | TECH2 | Solar Photovoltaic | PV |  | S | 200 |  | 200 | 200 |  | N |  |  | N | IPP Non-CHP | 2 | X | SUN
Solar Photovoltaic.SUN | solar PV | TRUE | 61534 | Techren Solar III LLC | 61931 | Techren Solar III LLC | NV | Clark | TECH3 | Solar Photovoltaic | PV |  | S | 25 |  | 25 | 25 |  | N |  |  | N | IPP Non-CHP | 2 | X | SUN
Solar Photovoltaic.SUN | solar PV | TRUE | 61535 | Techren Solar IV LLC | 61932 | Techren Solar IV LLC | NV | Clark | TECH4 | Solar Photovoltaic | PV |  | S | 25 |  | 25 | 25 |  | N |  |  | N | IPP Non-CHP | 2 | X | SUN
Solar Photovoltaic.SUN | solar PV | TRUE | 64778 | Strata Manager, LLC | 61933 | Adams Nielson Solar | WA | Adams | ADAMS | Solar Photovoltaic | PV |  | W | 19.2 |  | 19.2 | 19.2 |  | N |  |  | N | IPP Non-CHP | 2 | X | SUN
Solar Photovoltaic.SUN | solar PV | TRUE | 61538 | Ecogy Delaware II LLC. | 61934 | WHA Southbridge Solar Park CSG | DE | New Castle | 2 | Solar Photovoltaic | PV |  | S | 1.4 |  | 1.4 | 1.4 |  | N |  |  | N | IPP Non-CHP | 2 | X | SUN
Solar Photovoltaic.SUN | solar PV | TRUE | 61541 | 1634 Solar, LLC | 61935 | 1634 Solar | SC | Darlington | 3 | Solar Photovoltaic | PV |  | W | 2 | 1 | 2 | 2 |  | N |  |  | N | IPP Non-CHP | 2 | X | SUN
Solar Photovoltaic.SUN | solar PV | TRUE | 61542 | Abbot Solar, LLC | 61936 | Abbot Solar | SC | Clarendon | 2 | Solar Photovoltaic | PV |  | S | 2 |  | 2 | 2 |  | N |  |  | N | IPP Non-CHP | 2 | X | SUN
Solar Photovoltaic.SUN | solar PV | TRUE | 61543 | ACE Solar, LLC | 61937 | Ace Solar | SC | Anderson | 18 | Solar Photovoltaic | PV |  | S | 1 |  | 1 | 1 |  | N |  |  | N | IPP Non-CHP | 2 | X | SUN
Solar Photovoltaic.SUN | solar PV | TRUE | 61544 | Bani Solar, LLC | 61938 | Bani Solar | SC | Florence | 4 | Solar Photovoltaic | PV |  | S | 2 | 1 | 2 | 2 |  | N |  |  | N | IPP Non-CHP | 2 | X | SUN
Solar Photovoltaic.SUN | solar PV | TRUE | 61545 | Blacktip Solar, LLC | 61939 | Blacktip Solar | SC | Florence | 5 | Solar Photovoltaic | PV |  | S | 2 |  | 2 | 2 |  | N |  |  | N | IPP Non-CHP | 2 | X | SUN
Solar Photovoltaic.SUN | solar PV | TRUE | 61546 | Bloom Solar, LLC | 61940 | Bloom Solar | SC | Clarendon | 6 | Solar Photovoltaic | PV |  | S | 2 |  | 2 | 2 |  | N |  |  | N | IPP Non-CHP | 2 | X | SUN
Solar Photovoltaic.SUN | solar PV | TRUE | 61547 | Bond Solar, LLC | 61941 | Bond Solar | SC | Clarendon | 7 | Solar Photovoltaic | PV |  | S | 2 | 1 | 2 | 2 |  | N |  |  | N | IPP Non-CHP | 2 | X | SUN
Solar Photovoltaic.SUN | solar PV | TRUE | 61548 | Gary Solar, LLC | 61942 | Gary Solar | SC | Lee | 8 | Solar Photovoltaic | PV |  | S | 2 | 1 | 2 | 2 |  | N |  |  | N | IPP Non-CHP | 2 | X | SUN
Solar Photovoltaic.SUN | solar PV | TRUE | 61549 | Goldenrod Solar, LLC | 61943 | Goldenrod Solar | SC | Florence | 9 | Solar Photovoltaic | PV |  | S | 2 | 1 | 2 | 2 |  | N |  |  | N | IPP Non-CHP | 2 | X | SUN
Solar Photovoltaic.SUN | solar PV | TRUE | 61550 | Jessamine Solar, LLC | 61944 | Jessamine Solar | SC | Marion | 10 | Solar Photovoltaic | PV |  | S | 1.9 | 1 | 1.9 | 1.9 |  | N |  |  | N | IPP Non-CHP | 2 | X | SUN
Solar Photovoltaic.SUN | solar PV | TRUE | 61552 | Pelzer Solar I, LLC | 61945 | Pelzer Solar I | SC | Anderson | 19 | Solar Photovoltaic | PV |  | S | 1 |  | 1 | 1 |  | N |  |  | N | IPP Non-CHP | 2 | X | SUN
Solar Photovoltaic.SUN | solar PV | FALSE | 61553 | Redwing Solar, LLC | 61946 | Redwing Solar | SC | Darlington | 11 | Solar Photovoltaic | PV |  | S | 2 |  | 2 | 2 |  | N |  |  | N | Industrial Non-CHP | 6 | X | SUN
Solar Photovoltaic.SUN | solar PV | TRUE | 61554 | River Solar, LLC | 61947 | River Solar | SC | Lee | 12 | Solar Photovoltaic | PV |  | S | 2 |  | 2 | 2 |  | N |  |  | N | IPP Non-CHP | 2 | X | SUN
Solar Photovoltaic.SUN | solar PV | TRUE | 61555 | Sapphire Solar, LLC | 61948 | Sapphire Solar | SC | Florence | 17 | Solar Photovoltaic | PV |  | S | 2 |  | 2 | 2 |  | N |  |  | N | IPP Non-CHP | 2 | X | SUN
Solar Photovoltaic.SUN | solar PV | TRUE | 61556 | South Solar, LLC | 61949 | South Solar | SC | Florence | 13 | Solar Photovoltaic | PV |  | S | 2 |  | 2 | 2 |  | N |  |  | N | IPP Non-CHP | 2 | X | SUN
Solar Photovoltaic.SUN | solar PV | TRUE | 61557 | Vincent Solar, LLC | 61950 | Vincent Solar | SC | Lee | 14 | Solar Photovoltaic | PV |  | S | 2 |  | 2 | 2 |  | N |  |  | N | IPP Non-CHP | 2 | X | SUN
Solar Photovoltaic.SUN | solar PV | TRUE | 61558 | Watauga Solar, LLC | 61951 | Watauga Solar | SC | Darlington | 15 | Solar Photovoltaic | PV |  | S | 2 |  | 2 | 2 |  | N |  |  | N | IPP Non-CHP | 2 | X | SUN
Solar Photovoltaic.SUN | solar PV | TRUE | 61559 | Whitt Solar, LLC | 61952 | Whitt Solar | SC | Anderson | 20 | Solar Photovoltaic | PV |  | S | 2 |  | 2 | 2 |  | N |  |  | N | IPP Non-CHP | 2 | X | SUN
Solar Photovoltaic.SUN | solar PV | TRUE | 61560 | Willis Solar, LLC | 61953 | Willis Solar | SC | Florence | 16 | Solar Photovoltaic | PV |  | S | 2 |  | 2 | 2 |  | N |  |  | N | IPP Non-CHP | 2 | X | SUN
Solar Photovoltaic.SUN | solar PV | TRUE | 61406 | Delta Solar Power I, LLC | 61954 | Delta Solar Power I | MI | Eaton | DSPI | Solar Photovoltaic | PV |  | S | 8.1 | 0.95 | 7.7 | 7.3 |  | N |  |  | N | IPP Non-CHP | 2 | X | SUN
Solar Photovoltaic.SUN | solar PV | TRUE | 61407 | Delta Solar Power II, LLC | 61955 | Delta Solar Power II | MI | Eaton | DSPII | Solar Photovoltaic | PV |  | S | 15.9 | 0.95 | 15.2 | 14.4 |  | N |  |  | N | IPP Non-CHP | 2 | X | SUN
Petroleum Liquids.DFO | petroleum | TRUE | 60146 | Ameresco Federal Solutions | 61956 | MCRD Parris Island PV Hybrid | SC | Beaufort | BAKUP | Petroleum Liquids | IC |  | W | 2.5 | 0.8 | 2.5 | 2.5 | 0.7 | N |  |  | N | IPP Non-CHP | 2 | X | DFO
Petroleum Liquids.DFO | petroleum | TRUE | 60146 | Ameresco Federal Solutions | 61956 | MCRD Parris Island PV Hybrid | SC | Beaufort | BLKST | Petroleum Liquids | IC |  | W | 1 | 0.8 | 1 | 1 | 0.1 | N |  |  | N | IPP Non-CHP | 2 | X | DFO
Solar Photovoltaic.SUN | solar PV | TRUE | 60146 | Ameresco Federal Solutions | 61956 | MCRD Parris Island PV Hybrid | SC | Beaufort | CARPT | Solar Photovoltaic | PV |  | W | 1.6 |  | 1.6 | 1.6 |  | N |  |  | N | IPP Non-CHP | 2 | X | SUN
Natural Gas Fired Combustion Turbine.NG | natural gas peaker | TRUE | 60146 | Ameresco Federal Solutions | 61956 | MCRD Parris Island PV Hybrid | SC | Beaufort | CHPP | Natural Gas Fired Combustion Turbine | GT |  | W | 3.5 | 1 | 3.5 | 3.5 | 2.8 | N |  |  | N | IPP Non-CHP | 2 | X | NG
Solar Photovoltaic.SUN | solar PV | TRUE | 60146 | Ameresco Federal Solutions | 61956 | MCRD Parris Island PV Hybrid | SC | Beaufort | GRDMT | Solar Photovoltaic | PV |  | W | 4.4 |  | 4.4 | 4.4 |  | N |  |  | N | IPP Non-CHP | 2 | X | SUN
Batteries.MWH | battery storage | 0 | 60146 | Ameresco Federal Solutions | 61956 | MCRD Parris Island PV Hybrid | SC | Beaufort | TBESS | Batteries | BA |  | W | 4 |  | 4 | 4 | 4 | N |  |  | N | IPP Non-CHP | 2 | X | MWH
Onshore Wind Turbine.WND | onshore wind | TRUE | 61537 | Pratt Wind, LLC | 61957 | Pratt Wind, LLC | KS | Pratt | PW | Onshore Wind Turbine | WT |  | S | 243.5 |  | 243.5 | 243.5 | 3 | N |  |  | N | IPP Non-CHP | 2 | X | WND
Solar Photovoltaic.SUN | solar PV | TRUE | 61012 | AES Distributed Energy | 61958 | Broadalbin-Perth Solar | NY | Montgomery | BAP1 | Solar Photovoltaic | PV |  | S | 1.5 |  | 1.5 | 1.5 |  | N |  |  | N | IPP Non-CHP | 2 | X | SUN
Solar Photovoltaic.SUN | solar PV | TRUE | 61540 | Coolidge Solar I, LLC | 61959 | Coolidge Solar 1, LLC | VT | Windsor | COLS | Solar Photovoltaic | PV |  | S | 19.6 |  | 19.6 | 19.6 |  | N |  |  | N | IPP Non-CHP | 2 | X | SUN
Solar Photovoltaic.SUN | solar PV | TRUE | 61060 | Cypress Creek Renewables | 61960 | Atood II | SC | Spartanburg | GEN1 | Solar Photovoltaic | PV |  | S | 2 |  | 2 | 2 |  | N |  |  | N | IPP Non-CHP | 2 | X | SUN
Solar Photovoltaic.SUN | solar PV | TRUE | 61060 | Cypress Creek Renewables | 61961 | Gaston II | SC | Lexington | GEN1 | Solar Photovoltaic | PV |  | S | 7.5 |  | 7.5 | 7.5 |  | N |  |  | N | IPP Non-CHP | 2 | X | SUN
Solar Photovoltaic.SUN | solar PV | TRUE | 65411 | Duke Energy Renewables Services | 61962 | Holstein 1 Solar Farm | TX | Nolan | HSF01 | Solar Photovoltaic | PV |  | W | 200 |  | 200 | 200 |  | N |  |  | N | IPP Non-CHP | 2 | X | SUN
Solar Photovoltaic.SUN | solar PV | TRUE | 56990 | NJR Clean Energy Ventures Corporation | 61965 | Quakertown Solar Farm, LLC | NJ | Hunterdon | QKRTN | Solar Photovoltaic | PV |  | W | 8.8 |  | 8.8 | 8.8 |  | N |  |  | N | IPP Non-CHP | 2 | X | SUN
Natural Gas Fired Combustion Turbine.NG | natural gas peaker | TRUE | 64719 | Victoria Port Power II | 61966 | Victoria Port Power II LLC | TX | Victoria | VP2-1 | Natural Gas Fired Combustion Turbine | GT |  | S | 50 | 0.85 | 43 | 48 | 32 | N |  |  | N | IPP Non-CHP | 2 | X | NG
Natural Gas Fired Combustion Turbine.NG | natural gas peaker | TRUE | 64719 | Victoria Port Power II | 61966 | Victoria Port Power II LLC | TX | Victoria | VP2-2 | Natural Gas Fired Combustion Turbine | GT |  | S | 50 | 0.85 | 43 | 48 | 32 | N |  |  | N | IPP Non-CHP | 2 | X | NG
Solar Photovoltaic.SUN | solar PV | TRUE | 61568 | Chisago Holdco LLC | 61968 | Chisago Holdco LLC, CSG | MN | Chisago | CHIS | Solar Photovoltaic | PV |  | S | 3 |  | 3 | 3 |  | N |  |  | N | IPP Non-CHP | 2 | X | SUN
Onshore Wind Turbine.WND | onshore wind | TRUE | 61562 | Torrecillas Wind Energy, LLC | 61969 | Torrecillas Wind Energy, LLC | TX | Webb | TWE | Onshore Wind Turbine | WT |  | S | 300 |  | 300 | 300 | 1 | N |  |  | N | IPP Non-CHP | 2 | X | WND
Onshore Wind Turbine.WND | onshore wind | TRUE | 61563 | Blue Summit II Wind, LLC | 61970 | Blue Summit II Wind, LLC | TX | Wilbarger | BSII | Onshore Wind Turbine | WT |  | S | 99.4 |  | 99.4 | 99.4 | 1 | N |  |  | N | IPP Non-CHP | 2 | X | WND
Solar Photovoltaic.SUN | solar PV | TRUE | 60281 | Altus Power America Management, LLC | 61971 | Corcoran CSG | MN | Hennepin | 201 | Solar Photovoltaic | PV |  | S | 1 |  | 1 | 1 |  | N |  |  | N | IPP Non-CHP | 2 | X | SUN
Solar Photovoltaic.SUN | solar PV | TRUE | 60281 | Altus Power America Management, LLC | 61971 | Corcoran CSG | MN | Hennepin | 202 | Solar Photovoltaic | PV |  | S | 1 |  | 1 | 1 |  | N |  |  | N | IPP Non-CHP | 2 | X | SUN
Solar Photovoltaic.SUN | solar PV | TRUE | 60281 | Altus Power America Management, LLC | 61971 | Corcoran CSG | MN | Hennepin | 203 | Solar Photovoltaic | PV |  | S | 1 |  | 1 | 1 |  | N |  |  | N | IPP Non-CHP | 2 | X | SUN
Solar Photovoltaic.SUN | solar PV | TRUE | 60281 | Altus Power America Management, LLC | 61971 | Corcoran CSG | MN | Hennepin | 204 | Solar Photovoltaic | PV |  | S | 1 |  | 1 | 1 |  | N |  |  | N | IPP Non-CHP | 2 | X | SUN
Solar Photovoltaic.SUN | solar PV | TRUE | 60281 | Altus Power America Management, LLC | 61971 | Corcoran CSG | MN | Hennepin | 205 | Solar Photovoltaic | PV |  | S | 1 |  | 1 | 1 |  | N |  |  | N | IPP Non-CHP | 2 | X | SUN
Solar Photovoltaic.SUN | solar PV | TRUE | 61567 | DP-C2 Episode 1 LLC | 61972 | Richardson Solar | SC | Barnwell | C2BV | Solar Photovoltaic | PV |  | S | 3.6 |  | 3.6 | 3.6 |  | N |  |  | N | IPP Non-CHP | 2 | X | SUN
Solar Photovoltaic.SUN | solar PV | TRUE | 61567 | DP-C2 Episode 1 LLC | 61973 | Blackville Solar II | SC | Barnwell | C2BV | Solar Photovoltaic | PV |  | S | 20 |  | 20 | 20 |  | N |  |  | N | IPP Non-CHP | 2 | X | SUN
Solar Photovoltaic.SUN | solar PV | TRUE | 61567 | DP-C2 Episode 1 LLC | 61974 | Diamond Solar | SC | Lexington | C2BV | Solar Photovoltaic | PV |  | S | 8.2 |  | 8.2 | 8.2 |  | N |  |  | N | IPP Non-CHP | 2 | X | SUN
Solar Photovoltaic.SUN | solar PV | TRUE | 61567 | DP-C2 Episode 1 LLC | 61975 | Edison Solar | SC | Barnwell | C2BV | Solar Photovoltaic | PV |  | S | 4.8 |  | 4.8 | 4.8 |  | N |  |  | N | IPP Non-CHP | 2 | X | SUN
Solar Photovoltaic.SUN | solar PV | TRUE | 61566 | Peony Solar, LLC | 61976 | Peony Solar | SC | Orangeburg | PGRG1 | Solar Photovoltaic | PV |  | S | 39 |  | 39 | 39 |  | N |  |  | N | IPP Non-CHP | 2 | X | SUN
Solar Photovoltaic.SUN | solar PV | TRUE | 63249 | Terraform Arcadia | 61977 | Cornillie | MN | Chisago | SO334 | Solar Photovoltaic | PV |  | S | 1 |  | 1 | 1 |  | N |  |  | N | IPP Non-CHP | 2 | X | SUN
Solar Photovoltaic.SUN | solar PV | TRUE | 61060 | Cypress Creek Renewables | 61978 | Pinesage | NC | Moore | GEN1 | Solar Photovoltaic | PV |  | S | 5 |  | 5 | 5 |  | N |  |  | N | IPP Non-CHP | 2 | X | SUN
Solar Photovoltaic.SUN | solar PV | TRUE | 61573 | Prinsburg CSG I, LLC | 61979 | Syncarpha Prinsburg CSG (Ledeboer) | MN | Kandiyohi | SYPRN | Solar Photovoltaic | PV |  | S | 1 |  | 1 | 1 |  | N |  |  | N | IPP Non-CHP | 2 | X | SUN
Solar Photovoltaic.SUN | solar PV | TRUE | 61571 | Clara City CSG I, LLC | 61980 | Syncarpha Clara City CSG I (Stamer) | MN | Chippewa | SCSG1 | Solar Photovoltaic | PV |  | S | 1 |  | 1 | 1 |  | N |  |  | N | IPP Non-CHP | 2 | X | SUN
Solar Photovoltaic.SUN | solar PV | TRUE | 6455 | Duke Energy Florida, LLC | 61982 | Columbia Solar Power Plant | FL | Columbia | PV1 | Solar Photovoltaic | PV |  | S | 74.9 |  | 74.9 | 74.9 |  | N |  |  | N | Electric Utility | 1 | X | SUN
Solar Photovoltaic.SUN | solar PV | TRUE | 61187 | DG Minnesota CSG, LLC | 61983 | Cottage Grove Project CSG | MN | Washington | COTG | Solar Photovoltaic | PV |  | S | 4.9 |  | 4.9 | 4.9 |  | N |  |  | N | IPP Non-CHP | 2 | X | SUN
Onshore Wind Turbine.WND | onshore wind | TRUE | 56201 | Engie North America | 61984 | Solomon Forks Wind Project, LLC | KS | Thomas | WTGS | Onshore Wind Turbine | WT |  | W | 275.6 |  | 275.6 | 275.6 | 2.6 | N |  |  | N | IPP Non-CHP | 2 | X | WND
Solar Photovoltaic.SUN | solar PV | TRUE | 5248 | Dominion Energy Inc. | 61985 | Colonial Trail West | VA | Surry | CTWS | Solar Photovoltaic | PV |  | S | 142.4 |  | 142.4 | 142.4 |  | N |  |  | N | Electric Utility | 1 | X | SUN
Solar Photovoltaic.SUN | solar PV | TRUE | 5248 | Dominion Energy Inc. | 61986 | Spring Grove I | VA | Surry | SGIS | Solar Photovoltaic | PV |  | S | 97.9 |  | 97.9 | 97.9 |  | N |  |  | N | Electric Utility | 1 | X | SUN
Solar Photovoltaic.SUN | solar PV | TRUE | 19547 | Hawaiian Electric Co Inc | 61987 | West Loch Solar One | HI | Honolulu | WLS1 | Solar Photovoltaic | PV |  | S | 20 |  | 20 | 20 |  | N |  |  | N | Electric Utility | 1 | X | SUN
Solar Photovoltaic.SUN | solar PV | TRUE | 61579 | FL Solar 5, LLC | 61988 | Citrus Ridge Solar | FL | Orange | FL501 | Solar Photovoltaic | PV |  | S | 52 |  | 52 | 52 |  | N |  |  | N | IPP Non-CHP | 2 | X | SUN
Solar Photovoltaic.SUN | solar PV | TRUE | 64702 | Seaboard Energy California, LLC | 61989 | Pacific Ethanol Madera Solar Array | CA | Madera | PV | Solar Photovoltaic | PV |  | S | 4.3 |  | 3.9 | 2.4 |  | N |  |  | N | IPP Non-CHP | 2 | X | SUN
Batteries.MWH | battery storage | 0 | 61576 | Ameren Illinois | 61990 | TAC-Distributed Energy Resource Hybrid | IL | Champaign | BA | Batteries | BA |  | W | 0.3 |  | 0.3 | 0.3 | 0 | N |  |  | N | Electric Utility | 1 | X | MWH
Natural Gas Internal Combustion Engine.NG | natural gas peaker | TRUE | 61576 | Ameren Illinois | 61990 | TAC-Distributed Energy Resource Hybrid | IL | Champaign | NG | Natural Gas Internal Combustion Engine | IC |  | W | 1 | 1 | 1 | 1 | 0.6 | N |  |  | N | Electric Utility | 1 | X | NG
Solar Photovoltaic.SUN | solar PV | TRUE | 61576 | Ameren Illinois | 61990 | TAC-Distributed Energy Resource Hybrid | IL | Champaign | SOLAR | Solar Photovoltaic | PV |  | W | 0.1 |  | 0.1 | 0.1 |  | N |  |  | N | Electric Utility | 1 | X | SUN
Onshore Wind Turbine.WND | onshore wind | TRUE | 61576 | Ameren Illinois | 61990 | TAC-Distributed Energy Resource Hybrid | IL | Champaign | WIND | Onshore Wind Turbine | WT |  | W | 0.1 |  | 0.1 | 0.1 | 0 | N |  |  | N | Electric Utility | 1 | X | WND
Solar Photovoltaic.SUN | solar PV | TRUE | 63810 | Pioneer Solar (CO), LLC | 61991 | Pioneer Solar (CO), LLC | CO | Adams | PI-QF | Solar Photovoltaic | PV |  | S | 80 |  | 80 | 80 |  | N |  |  | N | IPP Non-CHP | 2 | X | SUN
Batteries.MWH | battery storage | 0 | 61872 | Gavilan District College Solar Project | 61993 | Gavilan Community College Solar Project | CA | Santa Clara | GDCBA | Batteries | BA |  | W | 0.5 |  | 0.5 | 0.5 | 0.5 | N |  |  | N | IPP Non-CHP | 2 | X | MWH
Solar Photovoltaic.SUN | solar PV | TRUE | 61872 | Gavilan District College Solar Project | 61993 | Gavilan Community College Solar Project | CA | Santa Clara | GDCPV | Solar Photovoltaic | PV |  | S | 1.4 |  | 1.2 | 0.4 |  | N |  |  | N | IPP Non-CHP | 2 | X | SUN
Batteries.MWH | battery storage | 0 | 61944 | MN8 Energy LLC | 61995 | UC Merced Solar Hybrid | CA | Merced | UCMBA | Batteries | BA |  | S | 0.5 |  | 0.5 | 0.5 | 0.5 | N |  |  | N | IPP Non-CHP | 2 | X | MWH
Solar Photovoltaic.SUN | solar PV | TRUE | 61944 | MN8 Energy LLC | 61995 | UC Merced Solar Hybrid | CA | Merced | UCMPV | Solar Photovoltaic | PV |  | S | 4.5 |  | 4.3 | 1.8 |  | N |  |  | N | IPP Non-CHP | 2 | X | SUN
Solar Photovoltaic.SUN | solar PV | TRUE | 61586 | Rankin Solar Center, LLC | 61996 | Rankin Solar Center, LLC | SC | Florence | RANKI | Solar Photovoltaic | PV |  | S | 10 |  | 10 | 10 |  | N |  |  | N | IPP Non-CHP | 2 | X | SUN
Solar Photovoltaic.SUN | solar PV | TRUE | 65173 | United States Solar Corporation | 61997 | USS Big Lake 1 Solar CSG | MN | Sherburne | USSBL | Solar Photovoltaic | PV |  | W | 1 |  | 1 | 1 | 1 | N |  |  | N | IPP Non-CHP | 2 | X | SUN
Solar Photovoltaic.SUN | solar PV | TRUE | 65173 | United States Solar Corporation | 61998 | USS Good Solar CSG | MN | Chisago | USSGO | Solar Photovoltaic | PV |  | W | 1 |  | 1 | 1 |  | N |  |  | N | IPP Non-CHP | 2 | X | SUN
Solar Photovoltaic.SUN | solar PV | TRUE | 65173 | United States Solar Corporation | 61999 | USS Kasch Solar CSG | MN | Benton | USSKA | Solar Photovoltaic | PV |  | W | 1 |  | 1 | 1 |  | N |  |  | N | IPP Non-CHP | 2 | X | SUN
Solar Photovoltaic.SUN | solar PV | TRUE | 65173 | United States Solar Corporation | 62000 | USS Rockpoint Solar CSG | MN | Chisago | USSRP | Solar Photovoltaic | PV |  | W | 1 |  | 1 | 1 |  | N |  |  | N | IPP Non-CHP | 2 | X | SUN
Petroleum Liquids.DFO | petroleum | FALSE | 61578 | The Bank of New York | 62001 | The Bank of New York | NY | Kings | 6087K | Petroleum Liquids | IC |  | S | 1.2 | 0.8 | 1.2 | 1.2 | 0.1 | N |  |  | N | Commercial Non-CHP | 4 | X | DFO
Petroleum Liquids.DFO | petroleum | FALSE | 61578 | The Bank of New York | 62001 | The Bank of New York | NY | Kings | 6187H | Petroleum Liquids | IC |  | S | 1.2 | 0.8 | 1.2 | 1.2 | 0.1 | N |  |  | N | Commercial Non-CHP | 4 | X | DFO
Petroleum Liquids.DFO | petroleum | FALSE | 61578 | The Bank of New York | 62001 | The Bank of New York | NY | Kings | 6287P | Petroleum Liquids | IC |  | S | 1.2 | 0.8 | 1.2 | 1.2 | 0.1 | N |  |  | N | Commercial Non-CHP | 4 | X | DFO
Petroleum Liquids.DFO | petroleum | FALSE | 61578 | The Bank of New York | 62001 | The Bank of New York | NY | Kings | 8587X | Petroleum Liquids | IC |  | S | 1.2 | 0.8 | 1.2 | 1.2 | 0.1 | N |  |  | N | Commercial Non-CHP | 4 | X | DFO
Petroleum Liquids.DFO | petroleum | FALSE | 61578 | The Bank of New York | 62001 | The Bank of New York | NY | Kings | 8687N | Petroleum Liquids | IC |  | S | 1.2 | 0.8 | 1.2 | 1.2 | 0.1 | N |  |  | N | Commercial Non-CHP | 4 | X | DFO
Petroleum Liquids.DFO | petroleum | FALSE | 61578 | The Bank of New York | 62001 | The Bank of New York | NY | Kings | 8887H | Petroleum Liquids | IC |  | S | 1.2 | 0.8 | 1.2 | 1.2 | 0.1 | N |  |  | N | Commercial Non-CHP | 4 | X | DFO
Petroleum Liquids.DFO | petroleum | FALSE | 61584 | Brooklyn Hospital Center | 62002 | Brooklyn Hospital Center | NY | Kings | 400DF | Petroleum Liquids | IC |  | S | 0.4 | 0.8 | 0.4 | 0.4 | 0 | N |  |  | N | Commercial Non-CHP | 4 | X | DFO
Petroleum Liquids.DFO | petroleum | FALSE | 61584 | Brooklyn Hospital Center | 62002 | Brooklyn Hospital Center | NY | Kings | 500RE | Petroleum Liquids | IC |  | S | 0.5 | 0.8 | 0.5 | 0.5 | 0 | N |  |  | N | Commercial Non-CHP | 4 | X | DFO
Petroleum Liquids.DFO | petroleum | FALSE | 61584 | Brooklyn Hospital Center | 62002 | Brooklyn Hospital Center | NY | Kings | C18 | Petroleum Liquids | IC |  | S | 0.6 | 0.8 | 0.6 | 0.6 | 0.1 | N |  |  | N | Commercial Non-CHP | 4 | X | DFO
Petroleum Liquids.DFO | petroleum | FALSE | 61577 | Saint Catherine of Siena Medical Center | 62003 | Saint Catherine of Siena Medical Center | NY | Suffolk | 5FPX4 | Petroleum Liquids | IC |  | S | 0.8 | 0.8 | 0.4 | 0.4 | 0.1 | N |  |  | N | Commercial Non-CHP | 4 | X | DFO
Petroleum Liquids.DFO | petroleum | FALSE | 61577 | Saint Catherine of Siena Medical Center | 62003 | Saint Catherine of Siena Medical Center | NY | Suffolk | 855G3 | Petroleum Liquids | IC |  | S | 0.4 | 0.8 | 0.4 | 0.4 | 0 | N |  |  | N | Commercial Non-CHP | 4 | X | DFO
Petroleum Liquids.DFO | petroleum | FALSE | 61577 | Saint Catherine of Siena Medical Center | 62003 | Saint Catherine of Siena Medical Center | NY | Suffolk | D400F | Petroleum Liquids | IC |  | S | 0.4 | 0.8 | 0.4 | 0.4 | 0 | N |  |  | N | Commercial Non-CHP | 4 | X | DFO
Petroleum Liquids.DFO | petroleum | FALSE | 61577 | Saint Catherine of Siena Medical Center | 62003 | Saint Catherine of Siena Medical Center | NY | Suffolk | DFG65 | Petroleum Liquids | IC |  | S | 0.2 | 0.8 | 0.2 | 0.2 | 0 | N |  |  | N | Commercial Non-CHP | 4 | X | DFO
Petroleum Liquids.DFO | petroleum | FALSE | 61577 | Saint Catherine of Siena Medical Center | 62003 | Saint Catherine of Siena Medical Center | NY | Suffolk | E4486 | Petroleum Liquids | IC |  | S | 0.4 | 0.8 | 0.4 | 0.4 | 0 | N |  |  | N | Commercial Non-CHP | 4 | X | DFO
Solar Photovoltaic.SUN | solar PV | TRUE | 61012 | AES Distributed Energy | 62004 | San Pablo Raceway | CA | Los Angeles | SPRWY | Solar Photovoltaic | PV |  | S | 100 |  | 100 | 100 |  | N |  |  | N | IPP Non-CHP | 2 | X | SUN
Solar Photovoltaic.SUN | solar PV | TRUE | 62719 | Green Street Power Partners | 62010 | Gibbon Solar | MN | Sibley | PGRK1 | Solar Photovoltaic | PV |  | S | 3.3 |  | 3.3 | 3.3 |  | N |  |  | N | IPP Non-CHP | 2 | X | SUN
Solar Photovoltaic.SUN | solar PV | TRUE | 61012 | AES Distributed Energy | 62011 | Richmond Spider Solar | VA | Spotsylvania | RMDSS | Solar Photovoltaic | PV |  | S | 20 |  | 20 | 20 |  | N |  |  | N | IPP Non-CHP | 2 | X | SUN
Solar Photovoltaic.SUN | solar PV | TRUE | 61012 | AES Distributed Energy | 62012 | Pleinmont Solar 1 | VA | Spotsylvania | PLNM1 | Solar Photovoltaic | PV |  | S | 75 |  | 75 | 75 |  | N |  |  | N | IPP Non-CHP | 2 | X | SUN
Solar Photovoltaic.SUN | solar PV | TRUE | 61012 | AES Distributed Energy | 62013 | Pleinmont Solar 2 | VA | Spotsylvania | PLNM2 | Solar Photovoltaic | PV |  | S | 240 |  | 240 | 240 |  | N |  |  | N | IPP Non-CHP | 2 | X | SUN
Solar Photovoltaic.SUN | solar PV | TRUE | 61012 | AES Distributed Energy | 62014 | Highlander Solar Energy Station 1 | VA | Spotsylvania | HLND1 | Solar Photovoltaic | PV |  | S | 165 |  | 165 | 165 |  | N |  |  | N | IPP Non-CHP | 2 | X | SUN
Solar Photovoltaic.SUN | solar PV | TRUE | 61589 | RE Mustang Two LLC | 62015 | Mustang Two | CA | Kings | M2BAR | Solar Photovoltaic | PV |  | W | 50 |  | 50 | 50 |  | N |  |  | N | IPP Non-CHP | 2 | X | SUN
Solar Photovoltaic.SUN | solar PV | TRUE | 61589 | RE Mustang Two LLC | 62015 | Mustang Two | CA | Kings | M2WHI | Solar Photovoltaic | PV |  | W | 100 |  | 100 | 100 |  | N |  |  | N | IPP Non-CHP | 2 | X | SUN
Solar Photovoltaic.SUN | solar PV | TRUE | 61944 | MN8 Energy LLC | 62016 | UC Riverside Lots 30 & 32 | CA | Riverside | UCRIV | Solar Photovoltaic | PV |  | S | 4 |  | 3.5 | 2 |  | N |  |  | N | IPP Non-CHP | 2 | X | SUN
Solar Photovoltaic.SUN | solar PV | TRUE | 61012 | AES Distributed Energy | 62017 | Riverhead Solar Farm | NY | Suffolk | RIV1 | Solar Photovoltaic | PV |  | S | 20 |  | 20 | 20 |  | N |  |  | N | IPP Non-CHP | 2 | X | SUN
Solar Photovoltaic.SUN | solar PV | TRUE | 61603 | Page Solar Farm, LLC | 62018 | Page Solar | NC | Johnston | PGRI1 | Solar Photovoltaic | PV |  | S | 1.6 |  | 1.6 | 1.6 |  | N |  |  | N | IPP Non-CHP | 2 | X | SUN
Solar Photovoltaic.SUN | solar PV | TRUE | 61944 | MN8 Energy LLC | 62020 | Stanford Campus Solar | CA | Santa Clara | STANF | Solar Photovoltaic | PV |  | S | 3.4 |  | 3.3 | 1.6 |  | N |  |  | N | IPP Non-CHP | 2 | X | SUN
Solar Photovoltaic.SUN | solar PV | TRUE | 58135 | Ecos Energy LLC | 62021 | Franklin Solar | CT | New London | FRANK | Solar Photovoltaic | PV |  | S | 1 |  | 1 | 1 |  | N |  |  | N | IPP Non-CHP | 2 | X | SUN
Solar Photovoltaic.SUN | solar PV | TRUE | 58135 | Ecos Energy LLC | 62023 | Wilson Solar | CT | New London | WILSN | Solar Photovoltaic | PV |  | S | 1 |  | 1 | 1 |  | N |  |  | N | IPP Non-CHP | 2 | X | SUN
Solar Photovoltaic.SUN | solar PV | TRUE | 58135 | Ecos Energy LLC | 62024 | Jefferson Solar | CT | New London | JEFRS | Solar Photovoltaic | PV |  | S | 1 |  | 1 | 1 |  | N |  |  | N | IPP Non-CHP | 2 | X | SUN
Solar Photovoltaic.SUN | solar PV | TRUE | 58135 | Ecos Energy LLC | 62025 | Hamilton Solar | CT | New London | HAMLT | Solar Photovoltaic | PV |  | S | 1 |  | 1 | 1 |  | N |  |  | N | IPP Non-CHP | 2 | X | SUN
Solar Photovoltaic.SUN | solar PV | TRUE | 58135 | Ecos Energy LLC | 62026 | Adams Solar | CT | New London | ADAMS | Solar Photovoltaic | PV |  | S | 1 |  | 1 | 1 |  | N |  |  | N | IPP Non-CHP | 2 | X | SUN
Batteries.MWH | battery storage | 0 | 61597 | Caldwell Wastewater Treatment Plant | 62027 | Caldwell Wastewater Treatment Plant Hybrid | NJ | Essex | BAT1 | Batteries | BA |  | S | 1 |  | 0.5 | 0.5 |  | N |  |  | N | IPP Non-CHP | 2 | X | MWH
Solar Photovoltaic.SUN | solar PV | TRUE | 61597 | Caldwell Wastewater Treatment Plant | 62027 | Caldwell Wastewater Treatment Plant Hybrid | NJ | Essex | PV1 | Solar Photovoltaic | PV |  | S | 0.7 |  | 0.7 | 0.7 |  | N |  |  | N | IPP Non-CHP | 2 | X | SUN
Solar Photovoltaic.SUN | solar PV | TRUE | 61944 | MN8 Energy LLC | 62028 | CSU Long Beach Lots 7 & 14 | CA | Los Angeles | CSULB | Solar Photovoltaic | PV |  | S | 4.5 |  | 3.3 | 1.8 |  | N |  |  | N | IPP Non-CHP | 2 | X | SUN
Solar Photovoltaic.SUN | solar PV | TRUE | 61599 | Enfield Community Solar | 62029 | Enfield Community Solar | NY | Tompkins | 5515 | Solar Photovoltaic | PV |  | S | 1.8 |  | 1.8 | 1.8 |  | N |  |  | N | IPP Non-CHP | 2 | X | SUN
Solar Photovoltaic.SUN | solar PV | TRUE | 61227 | Nautilus Solar Solutions | 62030 | Nautilus Lindstrom Solar (CSG) | MN | Chisago | LI | Solar Photovoltaic | PV |  | S | 2 |  | 2 | 2 |  | N |  |  | N | IPP Non-CHP | 2 | X | SUN
Solar Photovoltaic.SUN | solar PV | TRUE | 61227 | Nautilus Solar Solutions | 62031 | Nautilus Saint Cloud Solar (CSG) | MN | Sherburne | SC | Solar Photovoltaic | PV |  | S | 5 |  | 5 | 5 |  | N |  |  | N | IPP Non-CHP | 2 | X | SUN
Solar Photovoltaic.SUN | solar PV | TRUE | 61227 | Nautilus Solar Solutions | 62032 | Nautilus Winsted Solar (CSG) | MN | McLeod | WS | Solar Photovoltaic | PV |  | S | 3 |  | 3 | 3 |  | N |  |  | N | IPP Non-CHP | 2 | X | SUN
Solar Photovoltaic.SUN | solar PV | TRUE | 61610 | Delaware River Solar, LLC | 62034 | Baer Road CSG | NY | Sullivan | 7 | Solar Photovoltaic | PV |  | S | 2 |  | 2 | 2 |  | N |  |  | N | IPP Non-CHP | 2 | X | SUN
Onshore Wind Turbine.WND | onshore wind | TRUE | 57170 | EDF Renewable Asset Holdings, Inc. | 62035 | Glaciers Edge Wind Project | IA | Cherokee | GEW | Onshore Wind Turbine | WT |  | S | 211.7 |  | 200 | 200 | 0 | N |  |  | N | IPP Non-CHP | 2 | X | WND
Solar Photovoltaic.SUN | solar PV | TRUE | 61613 | Sartell Holdco LLC | 62036 | Sartell Holdco CSG | MN | Stearns | SARTE | Solar Photovoltaic | PV |  | S | 5 |  | 5 | 5 |  | N |  |  | N | IPP Non-CHP | 2 | X | SUN
Solar Photovoltaic.SUN | solar PV | TRUE | 61614 | Rollingstone Holdco LLC | 62037 | Rollingstone Holdco CSG | MN | Winona | ROLLI | Solar Photovoltaic | PV |  | S | 4.8 |  | 4.8 | 4.8 |  | N |  |  | N | IPP Non-CHP | 2 | X | SUN
Onshore Wind Turbine.WND | onshore wind | TRUE | 49893 | Invenergy Services LLC | 62038 | Santa Rita East | TX | Irion | STRAE | Onshore Wind Turbine | WT |  | S | 302.4 |  | 302.4 | 302.4 | 13 | N |  |  | N | IPP Non-CHP | 2 | X | WND
Solar Photovoltaic.SUN | solar PV | TRUE | 61987 | Sonoma County Junior College District | 62039 | Santa Rosa Junior College Petaluma Solar | CA | Sonoma | SRJCP | Solar Photovoltaic | PV |  | S | 1.2 |  | 1.1 | 0.6 |  | N |  |  | N | IPP Non-CHP | 2 | X | SUN
Solar Photovoltaic.SUN | solar PV | TRUE | 60970 | SunShare Management | 62040 | Becker Solar CSG | MN | Wright | BCKR1 | Solar Photovoltaic | PV |  | S | 1 |  | 1 | 1 |  | N |  |  | N | IPP Non-CHP | 2 | X | SUN
Solar Photovoltaic.SUN | solar PV | TRUE | 61620 | IOS II LLC | 62041 | Cuyahoga County Landfill | OH | Cuyahoga | CCBO1 | Solar Photovoltaic | PV |  | S | 3.7 |  | 3.7 | 2.9 |  | N |  |  | N | IPP Non-CHP | 2 | X | SUN
Solar Photovoltaic.SUN | solar PV | TRUE | 65173 | United States Solar Corporation | 62042 | USS Solar Rapids CSG | MN | Benton | USSSR | Solar Photovoltaic | PV |  | W | 1 |  | 1 | 1 | 1 | N |  |  | N | IPP Non-CHP | 2 | X | SUN
Solar Photovoltaic.SUN | solar PV | TRUE | 61620 | IOS II LLC | 62043 | First Baptist Church of Glenarden | MD | Prince Georges | FBCG1 | Solar Photovoltaic | PV |  | S | 1.5 |  | 1.6 | 1.5 |  | N |  |  | N | IPP Non-CHP | 2 | X | SUN
Solar Photovoltaic.SUN | solar PV | TRUE | 65173 | United States Solar Corporation | 62044 | USS Solar Dawn CSG | MN | Chisago | USSSD | Solar Photovoltaic | PV |  | W | 1 |  | 1 | 1 |  | N |  |  | N | IPP Non-CHP | 2 | X | SUN
Solar Photovoltaic.SUN | solar PV | TRUE | 65173 | United States Solar Corporation | 62045 | USS Norelius Solar CSG | MN | Chisago | USSNO | Solar Photovoltaic | PV |  | W | 1 |  | 1 | 1 |  | N |  |  | N | IPP Non-CHP | 2 | X | SUN
Solar Photovoltaic.SUN | solar PV | TRUE | 65173 | United States Solar Corporation | 62046 | USS Nillie Corn Solar CSG | MN | Chisago | USSNC | Solar Photovoltaic | PV |  | W | 1 |  | 1 | 1 |  | N |  |  | N | IPP Non-CHP | 2 | X | SUN
Solar Photovoltaic.SUN | solar PV | TRUE | 65173 | United States Solar Corporation | 62047 | USS JJ Solar CSG | MN | Benton | USSJJ | Solar Photovoltaic | PV |  | W | 1 |  | 1 | 1 | 1 | N |  |  | N | IPP Non-CHP | 2 | X | SUN
Solar Photovoltaic.SUN | solar PV | TRUE | 65173 | United States Solar Corporation | 62048 | USS Dubhe Solar CSG | MN | Chisago | USSDB | Solar Photovoltaic | PV |  | W | 1 |  | 1 | 1 | 1 | N |  |  | N | IPP Non-CHP | 2 | X | SUN
Solar Photovoltaic.SUN | solar PV | TRUE | 65173 | United States Solar Corporation | 62049 | USS Brockway Solar CSG | MN | Stearns | USSBR | Solar Photovoltaic | PV |  | W | 1 |  | 1 | 1 |  | N |  |  | N | IPP Non-CHP | 2 | X | SUN
Petroleum Liquids.DFO | petroleum | FALSE | 61618 | Kingsbrook Jewish Medical Center | 62050 | Kingsbrook Jewish Medical Center | NY | Kings | SR4 | Petroleum Liquids | IC |  | S | 0.6 | 0.8 | 0.6 | 0.6 | 0 | N |  |  | N | Commercial Non-CHP | 4 | X | DFO
Petroleum Liquids.DFO | petroleum | FALSE | 61618 | Kingsbrook Jewish Medical Center | 62050 | Kingsbrook Jewish Medical Center | NY | Kings | TPSDM | Petroleum Liquids | IC |  | S | 1 | 0.8 | 1 | 1 | 0 | N |  |  | N | Commercial Non-CHP | 4 | X | DFO
Petroleum Liquids.DFO | petroleum | FALSE | 61618 | Kingsbrook Jewish Medical Center | 62050 | Kingsbrook Jewish Medical Center | NY | Kings | VHP59 | Petroleum Liquids | IC |  | S | 1 | 0.8 | 1 | 1 | 0 | N |  |  | N | Commercial Non-CHP | 4 | X | DFO
Petroleum Liquids.DFO | petroleum | FALSE | 61619 | St Johns Riverside Hospital | 62051 | St Johns Riverside Hospital | NY | Westchester | EG650 | Petroleum Liquids | IC |  | S | 0.7 | 0.8 | 0.7 | 0.7 | 0 | N |  |  | N | Commercial Non-CHP | 4 | X | DFO
Petroleum Liquids.DFO | petroleum | FALSE | 61619 | St Johns Riverside Hospital | 62051 | St Johns Riverside Hospital | NY | Westchester | EG750 | Petroleum Liquids | IC |  | S | 0.8 | 0.8 | 0.8 | 0.8 | 0 | N |  |  | N | Commercial Non-CHP | 4 | X | DFO
Solar Photovoltaic.SUN | solar PV | TRUE | 58871 | Citizens Enterprises Corporation | 62052 | Citizens Imperial Solar | CA | Imperial | CIS1 | Solar Photovoltaic | PV |  | W | 30 |  | 30 | 30 |  | N |  |  | N | IPP Non-CHP | 2 | X | SUN
Solar Photovoltaic.SUN | solar PV | TRUE | 61616 | Solar Provider Group MN I LLC | 62053 | Syncarpha Dodge 1 CSG | MN | Dodge | SPGD1 | Solar Photovoltaic | PV |  | S | 1 |  | 1 | 1 |  | N |  |  | N | IPP Non-CHP | 2 | X | SUN
Solar Photovoltaic.SUN | solar PV | TRUE | 61617 | Alpha Value Solar, LLC | 62054 | Alpha Value Solar | NC | Perquimans | AVS01 | Solar Photovoltaic | PV |  | S | 5 |  | 5 | 5 |  | N |  |  | N | IPP Non-CHP | 2 | X | SUN
Solar Photovoltaic.SUN | solar PV | TRUE | 54913 | NSTAR Electric Company | 62055 | Wareham Solar PV | MA | Plymouth | LG395 | Solar Photovoltaic | PV |  | S | 3.3 |  | 3.3 | 3.3 |  | N |  |  | N | Electric Utility | 1 | X | SUN
Solar Photovoltaic.SUN | solar PV | TRUE | 65305 | Clean Focus Yield, LLC | 62056 | Lancaster | CA | Los Angeles | LANC | Solar Photovoltaic | PV |  | S | 3 |  | 3 | 3 |  | N |  |  | N | IPP Non-CHP | 2 | X | SUN
Solar Photovoltaic.SUN | solar PV | TRUE | 61635 | SR Hazlehurst III, LLC | 62057 | Hazlehurst III | GA | Jeff Davis | HZIII | Solar Photovoltaic | PV |  | S | 40 | 0.95 | 40 | 40 | 40 | N |  |  | N | IPP Non-CHP | 2 | X | SUN
Solar Photovoltaic.SUN | solar PV | TRUE | 61634 | SR Terrell, LLC | 62058 | SR Terrell | GA | Terrell | TERRL | Solar Photovoltaic | PV |  | S | 74 |  | 74 | 74 |  | N |  |  | N | IPP Non-CHP | 2 | X | SUN
Solar Photovoltaic.SUN | solar PV | TRUE | 54913 | NSTAR Electric Company | 62059 | East Longmeadow Solar PV | MA | Hampden | LG400 | Solar Photovoltaic | PV |  | S | 5 |  | 5 | 5 |  | N |  |  | N | Electric Utility | 1 | X | SUN
Solar Photovoltaic.SUN | solar PV | TRUE | 60520 | SoCore Energy LLC | 62060 | Hampton MN GRE | MN | Dakota | PV1 | Solar Photovoltaic | PV |  | S | 2 |  | 2 | 2 |  | N |  |  | N | IPP Non-CHP | 2 | X | SUN
Solar Photovoltaic.SUN | solar PV | TRUE | 60520 | SoCore Energy LLC | 62061 | Anoka County MN CONX | MN | Anoka | PV1 | Solar Photovoltaic | PV |  | W | 3.4 |  | 3.4 | 3.4 |  | N |  |  | N | IPP Non-CHP | 2 | X | SUN
Solar Photovoltaic.SUN | solar PV | TRUE | 60520 | SoCore Energy LLC | 62062 | Athens MN CONX | MN | Isanti | PV1 | Solar Photovoltaic | PV |  | W | 6.6 |  | 6.6 | 6.6 |  | N |  |  | N | IPP Non-CHP | 2 | X | SUN
Solar Photovoltaic.SUN | solar PV | TRUE | 54913 | NSTAR Electric Company | 62063 | Greenfield Solar PV | MA | Franklin | LG400 | Solar Photovoltaic | PV |  | S | 2 |  | 2 | 2 |  | N |  |  | N | Electric Utility | 1 | X | SUN
Solar Photovoltaic.SUN | solar PV | TRUE | 54913 | NSTAR Electric Company | 62064 | Hinsdale Solar PV | MA | Berkshire | LG400 | Solar Photovoltaic | PV |  | S | 2 |  | 2 | 2 |  | N |  |  | N | Electric Utility | 1 | X | SUN
Solar Photovoltaic.SUN | solar PV | TRUE | 54913 | NSTAR Electric Company | 62065 | Savoy Solar PV | MA | Hampshire | LG400 | Solar Photovoltaic | PV |  | S | 2 |  | 2 | 2 |  | N |  |  | N | Electric Utility | 1 | X | SUN
Solar Photovoltaic.SUN | solar PV | TRUE | 54913 | NSTAR Electric Company | 62066 | Southampton Solar PV | MA | Hampshire | LG400 | Solar Photovoltaic | PV |  | S | 2 |  | 2 | 2 |  | N |  |  | N | Electric Utility | 1 | X | SUN
Solar Photovoltaic.SUN | solar PV | TRUE | 60025 | Greenbacker Renewable Energy Corporation | 62067 | Urtica Solar Project | WA | Kittitas | URTIC | Solar Photovoltaic | PV |  | S | 5 |  | 5 | 5 |  | N |  |  | N | IPP Non-CHP | 2 | X | SUN
Solar Photovoltaic.SUN | solar PV | TRUE | 60025 | Greenbacker Renewable Energy Corporation | 62069 | Penstemon Solar Project | WA | Kittitas | PENST | Solar Photovoltaic | PV |  | S | 5 |  | 5 | 5 |  | N |  |  | N | IPP Non-CHP | 2 | X | SUN
Solar Photovoltaic.SUN | solar PV | TRUE | 60025 | Greenbacker Renewable Energy Corporation | 62071 | Camas Solar Project | WA | Kittitas | CAMAS | Solar Photovoltaic | PV |  | S | 5 |  | 5 | 5 |  | N |  |  | N | IPP Non-CHP | 2 | X | SUN
Solar Photovoltaic.SUN | solar PV | TRUE | 54913 | NSTAR Electric Company | 62072 | Springfield Solar PV | MA | Hampden | LG395 | Solar Photovoltaic | PV |  | S | 4 |  | 4 | 4 |  | N |  |  | N | Electric Utility | 1 | X | SUN
Solar Photovoltaic.SUN | solar PV | TRUE | 54913 | NSTAR Electric Company | 62073 | Hampden Solar PV | MA | Hampden | LG390 | Solar Photovoltaic | PV |  | S | 3.5 |  | 3.5 | 3.5 |  | N |  |  | N | Electric Utility | 1 | X | SUN
Solar Photovoltaic.SUN | solar PV | TRUE | 60947 | Tesla Inc. | 62074 | Bd of Educ of Queen Anne's Cnty, Cnty HS | MD | Queen Annes | PV1 | Solar Photovoltaic | PV |  | W | 1.7 |  | 1.7 | 1.7 |  | N |  |  | N | IPP Non-CHP | 2 | X | SUN
Solar Photovoltaic.SUN | solar PV | TRUE | 60947 | Tesla Inc. | 62075 | Pima Community College | AZ | Pima | PV1 | Solar Photovoltaic | PV |  | W | 1.1 |  | 1.1 | 1.1 |  | N |  |  | N | IPP Non-CHP | 2 | X | SUN
Solar Photovoltaic.SUN | solar PV | TRUE | 60947 | Tesla Inc. | 62076 | Town of Branford | CT | New Haven | PV1 | Solar Photovoltaic | PV |  | W | 1.1 |  | 1.1 | 1.1 |  | N |  |  | N | IPP Non-CHP | 2 | X | SUN
Solar Photovoltaic.SUN | solar PV | TRUE | 60947 | Tesla Inc. | 62077 | Blue Shld Of Cal- El Dorado Hlls Mtr B | CA | El Dorado | PV1 | Solar Photovoltaic | PV |  | W | 1.5 |  | 2.1 | 2.1 |  | N |  |  | N | IPP Non-CHP | 2 | X | SUN
Onshore Wind Turbine.WND | onshore wind | TRUE | 9417 | Interstate Power and Light Co | 62079 | Whispering Willow North | IA | Franklin | 1 | Onshore Wind Turbine | WT |  | S | 201.3 | 0.95 | 201.3 | 201.3 | 0.1 | N |  |  | N | Electric Utility | 1 | X | WND
Onshore Wind Turbine.WND | onshore wind | TRUE | 9417 | Interstate Power and Light Co | 62080 | Richland | IA | Sac | 1 | Onshore Wind Turbine | WT |  | S | 130.9 | 0.95 | 130.9 | 130.9 | 0.1 | N |  |  | N | Electric Utility | 1 | X | WND
Onshore Wind Turbine.WND | onshore wind | TRUE | 9417 | Interstate Power and Light Co | 62081 | Golden Plains | IA | Winnebago | 1 | Onshore Wind Turbine | WT |  | S | 199.8 | 0.95 | 199.8 | 199.8 | 0.1 | N |  |  | N | Electric Utility | 1 | X | WND
Solar Photovoltaic.SUN | solar PV | TRUE | 54913 | NSTAR Electric Company | 62082 | Southwick Solar PV | MA | Hampden | REC34 | Solar Photovoltaic | PV |  | S | 5 |  | 5 | 5 |  | N |  |  | N | Electric Utility | 1 | X | SUN
Solar Photovoltaic.SUN | solar PV | TRUE | 60970 | SunShare Management | 62084 | Becker Solar 2 CSG | MN | Wright | BCKR2 | Solar Photovoltaic | PV |  | S | 1 |  | 1 | 1 |  | N |  |  | N | IPP Non-CHP | 2 | X | SUN
Solar Photovoltaic.SUN | solar PV | TRUE | 60970 | SunShare Management | 62085 | Becker Solar 3 CSG | MN | Wright | BCKR3 | Solar Photovoltaic | PV |  | S | 1 |  | 1 | 1 |  | N |  |  | N | IPP Non-CHP | 2 | X | SUN
Solar Photovoltaic.SUN | solar PV | TRUE | 60970 | SunShare Management | 62086 | Becker Solar 4 CSG | MN | Wright | BCKR4 | Solar Photovoltaic | PV |  | S | 1 |  | 1 | 1 |  | N |  |  | N | IPP Non-CHP | 2 | X | SUN
Solar Photovoltaic.SUN | solar PV | TRUE | 60970 | SunShare Management | 62087 | Becker Solar 5 CSG | MN | Wright | BCKR5 | Solar Photovoltaic | PV |  | S | 1 |  | 1 | 1 |  | N |  |  | N | IPP Non-CHP | 2 | X | SUN
Solar Photovoltaic.SUN | solar PV | TRUE | 61187 | DG Minnesota CSG, LLC | 62088 | Schultz CSG | MN | Scott | SCHUL | Solar Photovoltaic | PV |  | S | 1.8 |  | 1.8 | 1.8 |  | N |  |  | N | IPP Non-CHP | 2 | X | SUN
Solar Photovoltaic.SUN | solar PV | TRUE | 61612 | Panda Solar NC 1, LLC | 62089 | Panda Solar NC 1, LLC | NC | Robeson | 20002 | Solar Photovoltaic | PV |  | S | 1 |  | 1 | 1 | 1 | N | 4 | 2049 | N | IPP Non-CHP | 2 | X | SUN
Solar Photovoltaic.SUN | solar PV | TRUE | 54913 | NSTAR Electric Company | 62090 | Sunderland Solar PV | MA | Franklin | REC34 | Solar Photovoltaic | PV |  | S | 1.1 |  | 1.1 | 1.1 |  | N |  |  | N | Electric Utility | 1 | X | SUN
Solar Photovoltaic.SUN | solar PV | TRUE | 54913 | NSTAR Electric Company | 62091 | Hatfield Solar PV | MA | Hampshire | LG395 | Solar Photovoltaic | PV |  | S | 3.6 |  | 3.6 | 3.6 |  | N |  |  | N | Electric Utility | 1 | X | SUN
Solar Photovoltaic.SUN | solar PV | TRUE | 54913 | NSTAR Electric Company | 62092 | Montague Site 36-Grosolar | MA | Franklin | REC34 | Solar Photovoltaic | PV |  | S | 4.1 |  | 4.1 | 4.1 |  | N |  |  | N | Electric Utility | 1 | X | SUN
Solar Photovoltaic.SUN | solar PV | TRUE | 54913 | NSTAR Electric Company | 62093 | East Springfield Solar PV | MA | Hampden | REC34 | Solar Photovoltaic | PV |  | S | 1.4 |  | 1.4 | 1.4 |  | N |  |  | N | Electric Utility | 1 | X | SUN
Solar Photovoltaic.SUN | solar PV | TRUE | 61640 | Quarter Horse Farm LLC | 62095 | Quarter Horse Solar | NC | Pender | PGRF5 | Solar Photovoltaic | PV |  | S | 4.5 |  | 4.5 | 4.5 |  | N |  |  | N | IPP Non-CHP | 2 | X | SUN
Solar Photovoltaic.SUN | solar PV | TRUE | 61639 | Atkinson Solar II LLC | 62096 | Atkinson Solar II | NC | Duplin | PGRF3 | Solar Photovoltaic | PV |  | S | 1.9 |  | 1.9 | 1.9 |  | N |  |  | N | IPP Non-CHP | 2 | X | SUN
Solar Photovoltaic.SUN | solar PV | TRUE | 54913 | NSTAR Electric Company | 62097 | Ludlow Site 72 - Conti | MA | Hampden | LG390 | Solar Photovoltaic | PV |  | S | 1.9 |  | 1.9 | 1.9 |  | N |  |  | N | Electric Utility | 1 | X | SUN
Solar Photovoltaic.SUN | solar PV | TRUE | 61187 | DG Minnesota CSG, LLC | 62098 | Tiller CSG | MN | Sherburne | TILLE | Solar Photovoltaic | PV |  | S | 5 |  | 5 | 5 |  | N |  |  | N | IPP Non-CHP | 2 | X | SUN
Solar Photovoltaic.SUN | solar PV | TRUE | 61187 | DG Minnesota CSG, LLC | 62099 | Hammer CSG | MN | Sherburne | HAMME | Solar Photovoltaic | PV |  | S | 4.8 |  | 4.8 | 4.8 |  | N |  |  | N | IPP Non-CHP | 2 | X | SUN
Solar Photovoltaic.SUN | solar PV | TRUE | 61645 | Warrenton Solar I LLC | 62100 | Warrenton I Solar | NC | Warren | PGRI4 | Solar Photovoltaic | PV |  | S | 4.9 |  | 4.9 | 4.9 |  | N |  |  | N | IPP Non-CHP | 2 | X | SUN
Solar Photovoltaic.SUN | solar PV | TRUE | 61644 | Bladenboro Farm 2 LLC | 62101 | Bladenboro Solar 2 | NC | Bladen | PGRF6 | Solar Photovoltaic | PV |  | S | 4.5 |  | 4.5 | 4.5 |  | N |  |  | N | IPP Non-CHP | 2 | X | SUN
Solar Photovoltaic.SUN | solar PV | TRUE | 61641 | Sadiebrook Solar LLC | 62102 | Sadiebrook NC Solar | NC | Bladen | PGRF1 | Solar Photovoltaic | PV |  | S | 5 |  | 5 | 5 |  | N |  |  | N | IPP Non-CHP | 2 | X | SUN
Onshore Wind Turbine.WND | onshore wind | TRUE | 20856 | Wisconsin Power & Light Co | 62103 | Kossuth | IA | Kossuth | 1 | Onshore Wind Turbine | WT |  | S | 152.2 | 0.95 | 152.2 | 152.2 | 0.1 | N |  |  | N | Electric Utility | 1 | X | WND
Solar Photovoltaic.SUN | solar PV | TRUE | 61642 | Lane Solar Farm LLC | 62104 | Lane Solar | NC | Wayne | PGRF2 | Solar Photovoltaic | PV |  | S | 5 |  | 5 | 5 |  | N |  |  | N | IPP Non-CHP | 2 | X | SUN
Solar Photovoltaic.SUN | solar PV | TRUE | 61187 | DG Minnesota CSG, LLC | 62105 | Monticello Project CSG | MN | Wright | MONTI | Solar Photovoltaic | PV |  | S | 5 |  | 5 | 5 |  | N |  |  | N | IPP Non-CHP | 2 | X | SUN
Onshore Wind Turbine.WND | onshore wind | TRUE | 61648 | WED Green Hill, LLC | 62106 | WED Green Hill, LLC | RI | Providence | GHILL | Onshore Wind Turbine | WT |  | S | 3 |  | 3 | 3 | 0.1 | N |  |  | N | IPP Non-CHP | 2 | X | WND
Onshore Wind Turbine.WND | onshore wind | TRUE | 61649 | WED Plainfield II, LLC | 62107 | WED Plainfield II, LLC | RI | Providence | PLAI2 | Onshore Wind Turbine | WT |  | S | 3 |  | 3 | 3 | 0.1 | N |  |  | N | IPP Non-CHP | 2 | X | WND
Onshore Wind Turbine.WND | onshore wind | TRUE | 61650 | WED Plainfield III, LLC | 62108 | WED Plainfield III, LLC | RI | Providence | PLAI3 | Onshore Wind Turbine | WT |  | S | 3 |  | 3 | 3 | 0.2 | N |  |  | N | IPP Non-CHP | 2 | X | WND
Onshore Wind Turbine.WND | onshore wind | TRUE | 61651 | WED Plainfield, LLC | 62109 | WED Plainfield, LLC | RI | Providence | PLAI1 | Onshore Wind Turbine | WT |  | S | 3 |  | 3 | 3 | 0.1 | N |  |  | N | IPP Non-CHP | 2 | X | WND
Onshore Wind Turbine.WND | onshore wind | TRUE | 61652 | WED Shun I, LLC | 62110 | WED Shun I, LLC | RI | Providence | SHUN1 | Onshore Wind Turbine | WT |  | S | 3 |  | 3 | 3 | 0.1 | N |  |  | N | IPP Non-CHP | 2 | X | WND
Onshore Wind Turbine.WND | onshore wind | TRUE | 61653 | WED Shun II, LLC | 62111 | WED Shun II, LLC | RI | Providence | SHUN2 | Onshore Wind Turbine | WT |  | S | 3 |  | 3 | 3 | 0.1 | N |  |  | N | IPP Non-CHP | 2 | X | WND
Onshore Wind Turbine.WND | onshore wind | TRUE | 61654 | WED Shun III, LLC | 62112 | WED Shun III, LLC | RI | Providence | SHUN3 | Onshore Wind Turbine | WT |  | S | 3 |  | 3 | 3 | 0.1 | N |  |  | N | IPP Non-CHP | 2 | X | WND
Natural Gas Fired Combined Cycle.NG | natural gas combined cycle | TRUE | 61669 | AES Alamitos Energy, LLC | 62115 | AES Alamitos Energy Center | CA | Los Angeles | 1A | Natural Gas Fired Combined Cycle | CT | CCT1 | J | 231 | 0.85 | 194 | 231 |  | N |  |  | N | IPP Non-CHP | 2 | X | NG
Natural Gas Fired Combined Cycle.NG | natural gas combined cycle | TRUE | 61669 | AES Alamitos Energy, LLC | 62115 | AES Alamitos Energy Center | CA | Los Angeles | 1B | Natural Gas Fired Combined Cycle | CT | CCT1 | J | 231 | 0.85 | 194 | 231 |  | N |  |  | N | IPP Non-CHP | 2 | X | NG
Natural Gas Fired Combined Cycle.NG | natural gas combined cycle | TRUE | 61669 | AES Alamitos Energy, LLC | 62115 | AES Alamitos Energy Center | CA | Los Angeles | 1S | Natural Gas Fired Combined Cycle | CA | CCT1 | J | 216 | 0.85 | 215 | 216 |  | N |  |  | N | IPP Non-CHP | 2 | X | NG
Natural Gas Fired Combined Cycle.NG | natural gas combined cycle | TRUE | 61670 | AES Huntington Beach Energy, LLC | 62116 | AES Huntington Beach Energy Project | CA | Orange | 1A | Natural Gas Fired Combined Cycle | CT | CCT1 | J | 231 | 0.85 | 205 | 227 | 80 | N |  |  | N | IPP Non-CHP | 2 | X | NG
Natural Gas Fired Combined Cycle.NG | natural gas combined cycle | TRUE | 61670 | AES Huntington Beach Energy, LLC | 62116 | AES Huntington Beach Energy Project | CA | Orange | 1B | Natural Gas Fired Combined Cycle | CT | CCT1 | J | 231 | 0.85 | 205 | 227 | 80 | N |  |  | N | IPP Non-CHP | 2 | X | NG
Natural Gas Fired Combined Cycle.NG | natural gas combined cycle | TRUE | 61670 | AES Huntington Beach Energy, LLC | 62116 | AES Huntington Beach Energy Project | CA | Orange | 1S | Natural Gas Fired Combined Cycle | CA | CCT1 | J | 237.2 | 0.85 | 220 | 236 | 60 | N |  |  | N | IPP Non-CHP | 2 | X | NG
Natural Gas Internal Combustion Engine.NG | natural gas peaker | FALSE | 61967 | Beloit Memorial Hospital | 62117 | Beloit Memorial Hospital Power Plant | WI | Rock | GEN-1 | Natural Gas Internal Combustion Engine | IC |  | S | 1.5 | 0.8 | 1.5 | 1.5 | 0.8 | N |  |  | Y | Commercial CHP | 5 | T | NG | DFO
Natural Gas Internal Combustion Engine.NG | natural gas peaker | FALSE | 61967 | Beloit Memorial Hospital | 62117 | Beloit Memorial Hospital Power Plant | WI | Rock | GEN-2 | Natural Gas Internal Combustion Engine | IC |  | S | 1.5 | 0.8 | 1.5 | 1.5 | 0.8 | N |  |  | Y | Commercial CHP | 5 | T | NG | DFO
Solar Photovoltaic.SUN | solar PV | TRUE | 61666 | WED GW Solar, LLC CSG | 62118 | WED GW Solar, LLC | RI | Providence | GWSOL | Solar Photovoltaic | PV |  | S | 3 |  | 3 | 3 |  | N |  |  | N | IPP Non-CHP | 2 | X | SUN
Solar Photovoltaic.SUN | solar PV | TRUE | 61675 | SS PA II PSU LLC | 62119 | University Park Solar | PA | Centre | PSUPV | Solar Photovoltaic | PV |  | S | 1.5 | 1 | 1.5 | 1.5 |  | N |  |  | N | IPP Non-CHP | 2 | X | SUN
Solar Photovoltaic.SUN | solar PV | TRUE | 61655 | Panda Solar NC 2, LLC | 62120 | Panda Solar NC 2, LLC | NC | Robeson | 20003 | Solar Photovoltaic | PV |  | S | 2 |  | 2 | 2 | 2 | N | 4 | 2049 | N | IPP Non-CHP | 2 | X | SUN
Solar Photovoltaic.SUN | solar PV | TRUE | 61656 | Panda Solar NC 3, LLC | 62121 | Panda Solar NC 3, LLC | NC | Robeson | 20011 | Solar Photovoltaic | PV |  | S | 2 |  | 2 | 2 | 2 | N | 6 | 2049 | N | IPP Non-CHP | 2 | X | SUN
Solar Photovoltaic.SUN | solar PV | TRUE | 61657 | Panda Solar NC 4, LLC | 62122 | Panda Solar NC 4, LLC | NC | Bladen | 20009 | Solar Photovoltaic | PV |  | S | 2 |  | 2 | 2 | 2 | N |  |  | N | IPP Non-CHP | 2 | X | SUN
Solar Photovoltaic.SUN | solar PV | TRUE | 61658 | Panda Solar NC 5, LLC | 62123 | Panda Solar NC 5, LLC | NC | Cumberland | 20007 | Solar Photovoltaic | PV |  | S | 1 |  | 1 | 1 | 1 | N | 6 | 2049 | N | IPP Non-CHP | 2 | X | SUN
Solar Photovoltaic.SUN | solar PV | TRUE | 61660 | Panda Solar NC 6, LLC | 62124 | Panda Solar NC 6, LLC | NC | Columbus | 20028 | Solar Photovoltaic | PV |  | S | 1 |  | 1 | 1 | 1 | N | 6 | 2049 | N | IPP Non-CHP | 2 | X | SUN
Solar Photovoltaic.SUN | solar PV | TRUE | 61659 | Panda Solar NC 7 , LLC | 62125 | Panda Solar NC 7, LLC | NC | Sampson | 20038 | Solar Photovoltaic | PV |  | S | 1.5 |  | 1.5 | 1.5 | 1.5 | N |  |  | N | IPP Non-CHP | 2 | X | SUN
Solar Photovoltaic.SUN | solar PV | TRUE | 61661 | Panda Solar NC 8, LLC | 62126 | Panda Solar NC 8, LLC | NC | Moore | 20052 | Solar Photovoltaic | PV |  | S | 2 |  | 2 | 2 | 2 | N | 9 | 2049 | N | IPP Non-CHP | 2 | X | SUN
Solar Photovoltaic.SUN | solar PV | TRUE | 61662 | Panda Solar NC 9, LLC | 62127 | Panda Solar NC 9, LLC | NC | Cumberland | 20022 | Solar Photovoltaic | PV |  | S | 2 |  | 2 | 2 | 2 | N | 6 | 2049 | N | IPP Non-CHP | 2 | X | SUN
Solar Photovoltaic.SUN | solar PV | TRUE | 61663 | Panda Solar NC 10, LLC | 62128 | Panda Solar NC 10, LLC | NC | Cumberland | 20031 | Solar Photovoltaic | PV |  | S | 2 |  | 2 | 2 | 2 | N | 6 | 2049 | N | IPP Non-CHP | 2 | X | SUN
Solar Photovoltaic.SUN | solar PV | TRUE | 61664 | Panda Solar NC 11, LLC | 62129 | Panda Solar NC 11, LLC | NC | Cumberland | 20032 | Solar Photovoltaic | PV |  | S | 2 |  | 2 | 2 | 2 | N | 6 | 2049 | N | IPP Non-CHP | 2 | X | SUN
Onshore Wind Turbine.WND | onshore wind | TRUE | 61676 | Roseman Energy, LLC | 62130 | Roseman | IA | Cass | ROS | Onshore Wind Turbine | WT |  | S | 1.8 |  | 1.8 | 1.8 | 0 | N |  |  | N | IPP Non-CHP | 2 | X | WND
Solar Photovoltaic.SUN | solar PV | TRUE | 61677 | Sol Systems | 62131 | Red Toad 4451 Buffalo Road, LLC | NC | Johnston | G4451 | Solar Photovoltaic | PV |  | S | 2 |  | 2 | 2 |  | N |  |  | N | IPP Non-CHP | 2 | X | SUN
Onshore Wind Turbine.WND | onshore wind | TRUE | 12341 | MidAmerican Energy Co | 62132 | Arbor Hill Wind Farm | IA | Adair | 1 | Onshore Wind Turbine | WT |  | S | 60 |  | 60 | 60 | 0.1 | N |  |  | N | Electric Utility | 1 | X | WND
Onshore Wind Turbine.WND | onshore wind | TRUE | 12341 | MidAmerican Energy Co | 62132 | Arbor Hill Wind Farm | IA | Adair | WT1 | Onshore Wind Turbine | WT |  | S | 250 |  | 250 | 250 | 0.1 | N |  |  | N | Electric Utility | 1 | X | WND
Onshore Wind Turbine.WND | onshore wind | TRUE | 12341 | MidAmerican Energy Co | 62133 | North English | IA | Poweshiek | 1 | Onshore Wind Turbine | WT |  | S | 140 |  | 140 | 140 | 0.1 | N |  |  | N | Electric Utility | 1 | X | WND
Onshore Wind Turbine.WND | onshore wind | TRUE | 12341 | MidAmerican Energy Co | 62133 | North English | IA | Poweshiek | GT1 | Onshore Wind Turbine | WT |  | S | 200 |  | 200 | 200 | 0.1 | N |  |  | N | Electric Utility | 1 | X | WND
Solar Photovoltaic.SUN | solar PV | TRUE | 61012 | AES Distributed Energy | 62135 | Palmer | MA | Hampden | PAL01 | Solar Photovoltaic | PV |  | S | 3.5 |  | 3.5 | 3.5 |  | N |  |  | N | IPP Non-CHP | 2 | X | SUN
Solar Photovoltaic.SUN | solar PV | TRUE | 64877 | Rigel | 62136 | Arthur Solar, LLC | NC | Columbus | ART01 | Solar Photovoltaic | PV |  | W | 5 |  | 5 | 5 |  | N |  |  | N | IPP Non-CHP | 2 | X | SUN
Solar Photovoltaic.SUN | solar PV | TRUE | 63249 | Terraform Arcadia | 62137 | Eichtens II CSG | MN | Chisago | SO340 | Solar Photovoltaic | PV |  | S | 1 |  | 1 | 1 |  | N |  |  | N | IPP Non-CHP | 2 | X | SUN
Solar Photovoltaic.SUN | solar PV | TRUE | 63249 | Terraform Arcadia | 62138 | Barone CSG | MN | McLeod | SO328 | Solar Photovoltaic | PV |  | S | 1 |  | 1 | 1 |  | N |  |  | N | IPP Non-CHP | 2 | X | SUN
Solar Photovoltaic.SUN | solar PV | TRUE | 63249 | Terraform Arcadia | 62139 | Huneke II CSG | MN | Goodhue | SO346 | Solar Photovoltaic | PV |  | S | 1.1 |  | 1.1 | 1.1 |  | N |  |  | N | IPP Non-CHP | 2 | X | SUN
Solar Photovoltaic.SUN | solar PV | TRUE | 5248 | Dominion Energy Inc. | 62140 | Puller Solar | VA | Middlesex | PULL | Solar Photovoltaic | PV |  | S | 15 |  | 15 | 15 |  | N |  |  | N | Electric Utility | 1 | X | SUN
Solar Photovoltaic.SUN | solar PV | TRUE | 65411 | Duke Energy Renewables Services | 62141 | Rambler | TX | Tom Green | RMBLR | Solar Photovoltaic | PV |  | W | 200 |  | 200 | 200 |  | N |  |  | N | IPP Non-CHP | 2 | X | SUN
Onshore Wind Turbine.WND | onshore wind | TRUE | 61683 | Amadeus Wind LLC | 62142 | Amadeus Wind Farm | TX | Fisher | AM-TX | Onshore Wind Turbine | WT |  | S | 250 |  | 250 | 250 | 1 | N |  |  | N | IPP Non-CHP | 2 | X | WND
Solar Photovoltaic.SUN | solar PV | TRUE | 61679 | MSC-GreyCloud01 LLC | 62143 | MSC-GreyCloud01 Community Solar | MN | Washington | 52785 | Solar Photovoltaic | PV |  | S | 1 |  | 1 | 1 | 0 | N |  |  | N | IPP Non-CHP | 2 | X | SUN
Solar Photovoltaic.SUN | solar PV | TRUE | 61680 | MSC-Scandia01 LLC | 62144 | MSC-Scandia01 CSG | MN | Washington | 52741 | Solar Photovoltaic | PV |  | S | 1 |  | 1 | 1 |  | N |  |  | N | IPP Non-CHP | 2 | X | SUN
Solar Photovoltaic.SUN | solar PV | TRUE | 61681 | Minisink Solar 1 LLC | 62145 | Minisink Solar 1 LLC | NY | Orange | MINI1 | Solar Photovoltaic | PV |  | S | 1.8 |  | 1.8 | 1.8 |  | N |  |  | N | IPP Non-CHP | 2 | X | SUN
Solar Photovoltaic.SUN | solar PV | TRUE | 61682 | Minisink Solar 2 LLC | 62146 | Minisink Community Solar 2 LLC | NY | Orange | MINI2 | Solar Photovoltaic | PV |  | S | 2 |  | 2 | 2 |  | N |  |  | N | IPP Non-CHP | 2 | X | SUN
Batteries.MWH | battery storage | 0 | 61687 | KCE NY 1, LLC | 62147 | KCE NY 1 | NY | Saratoga | KNY1 | Batteries | BA |  | S | 20 |  | 20 | 20 | 0 | N |  |  | N | IPP Non-CHP | 2 | X | MWH
Solar Photovoltaic.SUN | solar PV | TRUE | 61688 | ENGIE Generation North America LLC | 62148 | Goose Lake MN DPC-GM | MN | Freeborn | PV1 | Solar Photovoltaic | PV |  | W | 1.5 |  | 1.5 | 1.5 |  | N |  |  | N | IPP Non-CHP | 2 | X | SUN
Solar Photovoltaic.SUN | solar PV | TRUE | 61685 | Syncarpha Eagle Nest I, LLC | 62149 | Syncarpha Eagle Nest | NM | Colfax | SYEN1 | Solar Photovoltaic | PV |  | S | 1 |  | 1 | 1 |  | N |  |  | N | IPP Non-CHP | 2 | X | SUN
Solar Photovoltaic.SUN | solar PV | FALSE | 61686 | Chaffey Community College District | 62150 | Chaffey College Rancho Cucamonga Campus | CA | San Bernardino | SOLAR | Solar Photovoltaic | PV |  | S | 4 |  | 4 | 4 |  | N |  |  | N | Commercial Non-CHP | 4 | X | SUN
Solar Photovoltaic.SUN | solar PV | FALSE | 61695 | Clif Bar Bakery of Twin Falls, LLC | 62151 | Clif Bar Bakery of Twin Falls | ID | Twin Falls | PV1 | Solar Photovoltaic | PV |  | S | 2 | 1 | 2 | 2 |  | N |  |  | N | Industrial Non-CHP | 6 | X | SUN
Solar Photovoltaic.SUN | solar PV | FALSE | 57389 | IKEA Property Inc | 62152 | IKEA Live Oak Rooftop PV System | TX | Bexar | 570 | Solar Photovoltaic | PV |  | S | 1.7 |  | 1.7 | 1.7 |  | N |  |  | N | Commercial Non-CHP | 4 | X | SUN
Solar Photovoltaic.SUN | solar PV | TRUE | 61194 | Generate Capital | 62154 | Kelly Bridge Road Community Solar Farm | NY | Sullivan | 12 | Solar Photovoltaic | PV |  | W | 2 |  | 2 | 2 |  | N |  |  | N | IPP Non-CHP | 2 | X | SUN
Solar Photovoltaic.SUN | solar PV | TRUE | 61610 | Delaware River Solar, LLC | 62155 | Hospital Rd Community Solar Farm CSG | NY | Sullivan | 9 | Solar Photovoltaic | PV |  | S | 1.4 |  | 1.4 | 1.4 |  | N |  |  | N | IPP Non-CHP | 2 | X | SUN
Solar Photovoltaic.SUN | solar PV | TRUE | 61194 | Generate Capital | 62156 | Pool Brook Rd Community Solar Farm | NY | Otsego | 15 | Solar Photovoltaic | PV |  | W | 2 |  | 2 | 2 |  | N |  |  | N | IPP Non-CHP | 2 | X | SUN
Solar Photovoltaic.SUN | solar PV | TRUE | 62706 | NY Baldwin I, LLC | 62157 | Breesport Road Community Solar Farm | NY | Chemung | 235 | Solar Photovoltaic | PV |  | S | 2 |  | 2 | 2 |  | N |  |  | N | IPP Non-CHP | 2 | X | SUN
Solar Photovoltaic.SUN | solar PV | TRUE | 61194 | Generate Capital | 62158 | Sacket Lake Rd #1 Community Solar Farm | NY | Sullivan | 11 | Solar Photovoltaic | PV |  | W | 2 |  | 2 | 2 |  | N |  |  | N | IPP Non-CHP | 2 | X | SUN
Solar Photovoltaic.SUN | solar PV | TRUE | 61610 | Delaware River Solar, LLC | 62159 | Sacket Lake Rd #2 Community Solar Farm | NY | Sullivan | 20 | Solar Photovoltaic | PV |  | S | 1.7 |  | 1.7 | 1.7 | 1.7 | N |  |  | N | IPP Non-CHP | 2 | X | SUN
Solar Photovoltaic.SUN | solar PV | TRUE | 61610 | Delaware River Solar, LLC | 62160 | Turner Rd Community Solar Project | NY | Chemung | 300 | Solar Photovoltaic | PV |  | S | 2 |  | 2 | 2 | 2 | N |  |  | N | IPP Non-CHP | 2 | X | SUN
Onshore Wind Turbine.WND | onshore wind | FALSE | 61667 | Galactic Wind | 62161 | Galactic Wind | WI | Dane | GWT | Onshore Wind Turbine | WT |  | S | 9.9 | 0.8 | 9.9 | 9.9 | 0.1 | N |  |  | N | Commercial Non-CHP | 4 | X | WND
Petroleum Liquids.DFO | petroleum | FALSE | 61702 | Epic Hosting, LLC | 62162 | 4710 Hosting | MN | Olmsted | 4710 | Petroleum Liquids | IC |  | S | 7.5 | 0.8 | 5 | 5 | 1 | N |  |  | N | Commercial Non-CHP | 4 | X | DFO
Solar Photovoltaic.SUN | solar PV | TRUE | 61701 | SR Meridian III, LLC | 62163 | Meridian III | MS | Lauderdale | MRDII | Solar Photovoltaic | PV |  | S | 52.5 |  | 52.5 | 52.5 |  | N |  |  | N | IPP Non-CHP | 2 | X | SUN
Solar Photovoltaic.SUN | solar PV | TRUE | 61699 | SR Meridian II, LLC | 62164 | Meridian II | MS | Lauderdale | MRDII | Solar Photovoltaic | PV |  | S | 5 |  | 5 | 5 |  | N |  |  | N | IPP Non-CHP | 2 | X | SUN
Solar Photovoltaic.SUN | solar PV | TRUE | 61624 | SR Snipesville, LLC | 62165 | Snipesville | GA | Jeff Davis | SNIPE | Solar Photovoltaic | PV |  | S | 86 |  | 86 | 86 |  | N |  |  | N | IPP Non-CHP | 2 | X | SUN
Solar Photovoltaic.SUN | solar PV | TRUE | 64877 | Rigel | 62167 | County Home Solar LLC | NC | Richmond | COU01 | Solar Photovoltaic | PV |  | W | 4.9 |  | 4.9 | 4.9 |  | N |  |  | N | IPP Non-CHP | 2 | X | SUN
Solar Photovoltaic.SUN | solar PV | TRUE | 64877 | Rigel | 62168 | Church Road Solar LLC | NC | Harnett | CHU01 | Solar Photovoltaic | PV |  | W | 5 |  | 5 | 5 |  | N |  |  | N | IPP Non-CHP | 2 | X | SUN
Solar Photovoltaic.SUN | solar PV | TRUE | 61705 | Boring Solar LLC | 62169 | Boring Solar LLC | OR | Clackamas | BSPV2 | Solar Photovoltaic | PV |  | S | 2.2 |  | 2.2 | 2.2 |  | N |  |  | N | IPP Non-CHP | 2 | X | SUN
Solar Photovoltaic.SUN | solar PV | TRUE | 61703 | Ballston Solar LLC | 62170 | Ballston Solar LLC | OR | Yamhill | BSPV1 | Solar Photovoltaic | PV |  | S | 2.2 | 1 | 2.2 | 2.2 |  | N |  |  | N | IPP Non-CHP | 2 | X | SUN
Solar Photovoltaic.SUN | solar PV | TRUE | 61704 | Labish Solar LLC | 62171 | Labish Solar LLC | OR | Marion | LSPV2 | Solar Photovoltaic | PV |  | S | 2.2 |  | 2.2 | 2.2 |  | N |  |  | N | IPP Non-CHP | 2 | X | SUN
Onshore Wind Turbine.WND | onshore wind | TRUE | 61706 | Birch Power LLC | 62172 | Birch | IA | Taylor | BIR | Onshore Wind Turbine | WT |  | S | 1.8 |  | 1.8 | 1.8 | 0 | N |  |  | N | IPP Non-CHP | 2 | X | WND
Solar Photovoltaic.SUN | solar PV | TRUE | 61691 | SR Jonesborough II, LLC | 62173 | SR Jonesborough | TN | Washington | JONES | Solar Photovoltaic | PV |  | S | 4.4 |  | 4.4 | 4.4 |  | N |  |  | N | IPP Non-CHP | 2 | X | SUN
Petroleum Liquids.DFO | petroleum | FALSE | 61690 | Maimonides Medical Center | 62174 | Maimonides Medical Center | NY | Kings | 625DI | Petroleum Liquids | IC |  | S | 0.5 | 0.8 | 0.5 | 0.5 | 0.1 | N |  |  | N | Commercial Non-CHP | 4 | X | DFO
Petroleum Liquids.DFO | petroleum | FALSE | 61690 | Maimonides Medical Center | 62174 | Maimonides Medical Center | NY | Kings | CM500 | Petroleum Liquids | IC |  | S | 0.5 | 0.8 | 0.5 | 0.5 | 0.1 | N |  |  | N | Commercial Non-CHP | 4 | X | DFO
Petroleum Liquids.DFO | petroleum | FALSE | 61690 | Maimonides Medical Center | 62174 | Maimonides Medical Center | NY | Kings | CM800 | Petroleum Liquids | IC |  | S | 0.8 | 0.8 | 0.8 | 0.8 | 0.1 | N |  |  | N | Commercial Non-CHP | 4 | X | DFO
Petroleum Liquids.DFO | petroleum | FALSE | 61690 | Maimonides Medical Center | 62174 | Maimonides Medical Center | NY | Kings | CM900 | Petroleum Liquids | IC |  | S | 0.9 | 0.8 | 0.9 | 0.9 | 0.1 | N |  |  | N | Commercial Non-CHP | 4 | X | DFO
Petroleum Liquids.DFO | petroleum | FALSE | 61690 | Maimonides Medical Center | 62174 | Maimonides Medical Center | NY | Kings | CN900 | Petroleum Liquids | IC |  | S | 0.9 | 0.8 | 0.9 | 0.9 | 0.1 | N |  |  | N | Commercial Non-CHP | 4 | X | DFO
Petroleum Liquids.DFO | petroleum | FALSE | 61690 | Maimonides Medical Center | 62174 | Maimonides Medical Center | NY | Kings | ON300 | Petroleum Liquids | IC |  | S | 0.3 | 0.8 | 0.3 | 0.3 | 0 | N |  |  | N | Commercial Non-CHP | 4 | X | DFO
Batteries.MWH | battery storage | 0 | 61684 | Diablo Energy Storage, LLC | 62175 | Diablo Energy Storage | CA | Contra Costa | DIBLO | Batteries | BA |  | S | 200 |  | 200 | 200 | 0 | N |  |  | N | IPP Non-CHP | 2 | X | MWH
Natural Gas Fired Combustion Turbine.NG | natural gas peaker | FALSE | 1569 | Berry Petroleum Co | 62176 | Berry NMW Cogens | CA | Kern | 21Z | Natural Gas Fired Combustion Turbine | GT |  | S | 4.8 | 0.8 | 5.7 | 5 | 2.5 | N |  |  | Y | Industrial CHP | 7 | T | NG
Natural Gas Fired Combustion Turbine.NG | natural gas peaker | FALSE | 1569 | Berry Petroleum Co | 62176 | Berry NMW Cogens | CA | Kern | PF | Natural Gas Fired Combustion Turbine | GT |  | S | 4.8 | 0.8 | 5.7 | 5 | 2.5 | N |  |  | Y | Industrial CHP | 7 | T | NG
Solar Photovoltaic.SUN | solar PV | TRUE | 61709 | Desert Harvest, LLC | 62177 | Desert Harvest, LLC | CA | Riverside | DH001 | Solar Photovoltaic | PV |  | S | 80 |  | 80 | 80 |  | N |  |  | N | IPP Non-CHP | 2 | X | SUN
Solar Photovoltaic.SUN | solar PV | TRUE | 61710 | Maverick Solar, LLC | 62178 | Maverick Solar, LLC | CA | Riverside | MAV01 | Solar Photovoltaic | PV |  | S | 125 |  | 125 | 125 |  | N |  |  | N | IPP Non-CHP | 2 | X | SUN
Solar Photovoltaic.SUN | solar PV | TRUE | 61724 | New Mexico Renewable Development LLC | 62191 | CNMEC Solar Energy Center | NM | Torrance | CNMEC | Solar Photovoltaic | PV |  | S | 2 | 1 | 2 | 2 |  | N |  |  | N | IPP Non-CHP | 2 | X | SUN
Natural Gas Fired Combined Cycle.NG | natural gas combined cycle | TRUE | 5109 | DTE Electric Company | 62192 | Blue Water Energy Center | MI | St Clair | 11 | Natural Gas Fired Combined Cycle | CT | BWEC | S | 394.4 | 0.85 | 359 | 375.6 | 150 | N |  |  | N | Electric Utility | 1 | X | NG
Natural Gas Fired Combined Cycle.NG | natural gas combined cycle | TRUE | 5109 | DTE Electric Company | 62192 | Blue Water Energy Center | MI | St Clair | 12 | Natural Gas Fired Combined Cycle | CT | BWEC | S | 394.4 | 0.85 | 359 | 375.6 | 150 | N |  |  | N | Electric Utility | 1 | X | NG
Natural Gas Fired Combined Cycle.NG | natural gas combined cycle | TRUE | 5109 | DTE Electric Company | 62192 | Blue Water Energy Center | MI | St Clair | 1S | Natural Gas Fired Combined Cycle | CA | BWEC | S | 478.6 | 0.85 | 428 | 417.8 | 80 | N |  |  | N | Electric Utility | 1 | X | NG
Solar Photovoltaic.SUN | solar PV | TRUE | 63249 | Terraform Arcadia | 62193 | Winegar CSG | MN | Waseca | SO377 | Solar Photovoltaic | PV |  | S | 1 |  | 1 | 1 |  | N |  |  | N | IPP Non-CHP | 2 | X | SUN
Solar Photovoltaic.SUN | solar PV | TRUE | 63249 | Terraform Arcadia | 62194 | Bolduan CSG | MN | Waseca | SO360 | Solar Photovoltaic | PV |  | S | 1 |  | 1 | 1 |  | N |  |  | N | IPP Non-CHP | 2 | X | SUN
Solar Photovoltaic.SUN | solar PV | TRUE | 63249 | Terraform Arcadia | 62195 | Guse CSG | MN | Waseca | SO371 | Solar Photovoltaic | PV |  | S | 1 |  | 1 | 1 |  | N |  |  | N | IPP Non-CHP | 2 | X | SUN
Solar Photovoltaic.SUN | solar PV | TRUE | 61700 | Hadley 2 Solar, LLC | 62196 | Hadley 2 Solar, LLC CSG | MA | Hampshire | 2368 | Solar Photovoltaic | PV |  | S | 1.9 |  | 1.9 | 1.3 |  | N |  |  | N | IPP Non-CHP | 2 | X | SUN
Solar Photovoltaic.SUN | solar PV | TRUE | 61696 | Solten East Bridgewater 6000, LLC | 62197 | East Bridgewater Solar | MA | Plymouth | EBRID | Solar Photovoltaic | PV |  | S | 2.3 |  | 2.3 | 2.3 |  | N |  |  | N | IPP Non-CHP | 2 | X | SUN
Solar Photovoltaic.SUN | solar PV | TRUE | 61693 | Griffin Road Solar, LLC | 62198 | Griffin Road Solar, LLC CSG | MA | Worcester | 2639 | Solar Photovoltaic | PV |  | S | 2 |  | 2 | 1.6 |  | N |  |  | N | IPP Non-CHP | 2 | X | SUN
Solar Photovoltaic.SUN | solar PV | TRUE | 61692 | Ashby Solar, LLC | 62199 | Ashby Solar, LLC CSG | MA | Worcester | 4472 | Solar Photovoltaic | PV |  | S | 1.8 |  | 1.8 | 1.4 |  | N |  |  | N | IPP Non-CHP | 2 | X | SUN
Solar Photovoltaic.SUN | solar PV | TRUE | 61697 | Hillcrest Solar I, LLC | 62200 | Hillcrest Solar | OH | Brown | HILLC | Solar Photovoltaic | PV |  | S | 200 |  | 200 | 200 |  | N |  |  | N | IPP Non-CHP | 2 | X | SUN
Solar Photovoltaic.SUN | solar PV | TRUE | 61698 | Dudley Solar, LLC | 62201 | Dudley Solar CSG | MA | Worcester | 02419 | Solar Photovoltaic | PV |  | S | 1.9 |  | 1.9 | 1.5 |  | N |  |  | N | IPP Non-CHP | 2 | X | SUN
Solar Photovoltaic.SUN | solar PV | TRUE | 61012 | AES Distributed Energy | 62202 | Williamsburg | MA | Hampshire | WIL01 | Solar Photovoltaic | PV |  | S | 4 |  | 4 | 4 |  | N |  |  | N | IPP Non-CHP | 2 | X | SUN
Solar Photovoltaic.SUN | solar PV | TRUE | 61725 | Monson Solar, LLC | 62203 | Monson Solar, LLC | MA | Hampden | 2701 | Solar Photovoltaic | PV |  | S | 2 |  | 2 | 1.6 |  | N |  |  | N | IPP Non-CHP | 2 | X | SUN
Solar Photovoltaic.SUN | solar PV | TRUE | 61677 | Sol Systems | 62204 | Red Toad 5840 Buffalo Road, LLC | NC | Johnston | G5840 | Solar Photovoltaic | PV |  | S | 2 |  | 2 | 2 |  | N |  |  | N | IPP Non-CHP | 2 | X | SUN
Solar Photovoltaic.SUN | solar PV | TRUE | 61677 | Sol Systems | 62205 | Nickelson Solar, LLC | NC | Duplin | GNICK | Solar Photovoltaic | PV |  | S | 5.3 |  | 5.3 | 5.3 |  | N |  |  | N | IPP Non-CHP | 2 | X | SUN
Solar Photovoltaic.SUN | solar PV | TRUE | 6452 | Florida Power & Light Co | 62206 | Hibiscus Solar Energy Center | FL | Palm Beach | 1 | Solar Photovoltaic | PV |  | S | 74.5 |  | 74.5 | 74.5 |  | N |  |  | N | Electric Utility | 1 | X | SUN
Onshore Wind Turbine.WND | onshore wind | TRUE | 61727 | Reloj del Sol Wind Farm LLC | 62207 | Reloj del Sol Wind Farm | TX | Zapata | RELOJ | Onshore Wind Turbine | WT |  | S | 209.4 |  | 209.4 | 209.4 | 20 | N |  |  | N | IPP Non-CHP | 2 | X | WND
Solar Photovoltaic.SUN | solar PV | TRUE | 60396 | Constellation New Energy Inc. | 62208 | NIST Solar | MD | Montgomery | PV1 | Solar Photovoltaic | PV |  | S | 4 |  | 4 | 4 |  | N |  |  | N | IPP Non-CHP | 2 | X | SUN
Solar Photovoltaic.SUN | solar PV | TRUE | 58970 | Ecoplexus, Inc | 62209 | Randolph CSG PV1-5 | MN | Dakota | RAND1 | Solar Photovoltaic | PV |  | W | 1 |  | 1 | 1 |  | N |  |  | N | IPP Non-CHP | 2 | X | SUN
Solar Photovoltaic.SUN | solar PV | TRUE | 58970 | Ecoplexus, Inc | 62209 | Randolph CSG PV1-5 | MN | Dakota | RAND2 | Solar Photovoltaic | PV |  | W | 1 |  | 1 | 1 |  | N |  |  | N | IPP Non-CHP | 2 | X | SUN
Solar Photovoltaic.SUN | solar PV | TRUE | 58970 | Ecoplexus, Inc | 62209 | Randolph CSG PV1-5 | MN | Dakota | RAND3 | Solar Photovoltaic | PV |  | W | 1 |  | 1 | 1 |  | N |  |  | N | IPP Non-CHP | 2 | X | SUN
Solar Photovoltaic.SUN | solar PV | TRUE | 58970 | Ecoplexus, Inc | 62209 | Randolph CSG PV1-5 | MN | Dakota | RAND4 | Solar Photovoltaic | PV |  | W | 1 |  | 1 | 1 |  | N |  |  | N | IPP Non-CHP | 2 | X | SUN
Solar Photovoltaic.SUN | solar PV | TRUE | 58970 | Ecoplexus, Inc | 62209 | Randolph CSG PV1-5 | MN | Dakota | RAND5 | Solar Photovoltaic | PV |  | W | 1 |  | 1 | 1 |  | N |  |  | N | IPP Non-CHP | 2 | X | SUN
Solar Photovoltaic.SUN | solar PV | TRUE | 58970 | Ecoplexus, Inc | 62210 | Felton CSG PV1-5 | MN | Dakota | FELT1 | Solar Photovoltaic | PV |  | W | 1 |  | 1 | 1 |  | N |  |  | N | IPP Non-CHP | 2 | X | SUN
Solar Photovoltaic.SUN | solar PV | TRUE | 58970 | Ecoplexus, Inc | 62210 | Felton CSG PV1-5 | MN | Dakota | FELT2 | Solar Photovoltaic | PV |  | W | 1 |  | 1 | 1 |  | N |  |  | N | IPP Non-CHP | 2 | X | SUN
Solar Photovoltaic.SUN | solar PV | TRUE | 58970 | Ecoplexus, Inc | 62210 | Felton CSG PV1-5 | MN | Dakota | FELT3 | Solar Photovoltaic | PV |  | W | 1 |  | 1 | 1 |  | N |  |  | N | IPP Non-CHP | 2 | X | SUN
Solar Photovoltaic.SUN | solar PV | TRUE | 58970 | Ecoplexus, Inc | 62210 | Felton CSG PV1-5 | MN | Dakota | FELT4 | Solar Photovoltaic | PV |  | W | 1 |  | 1 | 1 |  | N |  |  | N | IPP Non-CHP | 2 | X | SUN
Solar Photovoltaic.SUN | solar PV | TRUE | 58970 | Ecoplexus, Inc | 62210 | Felton CSG PV1-5 | MN | Dakota | FELT5 | Solar Photovoltaic | PV |  | W | 1 |  | 1 | 1 |  | N |  |  | N | IPP Non-CHP | 2 | X | SUN
Solar Photovoltaic.SUN | solar PV | TRUE | 58468 | Dominion Renewable Energy | 62211 | Denmark Solar | SC | Bamberg | 35 | Solar Photovoltaic | PV |  | W | 6 |  | 6 | 6 |  | N |  |  | N | IPP Non-CHP | 2 | X | SUN
Solar Photovoltaic.SUN | solar PV | TRUE | 61736 | Gaines Solar | 62216 | Gaines Solar | SC | Lee | 41 | Solar Photovoltaic | PV |  | W | 2 |  | 2 | 2 |  | N |  |  | N | IPP Non-CHP | 2 | X | SUN
Batteries.MWH | battery storage | 0 | 11806 | Massachusetts Mun Wholes Electric Co | 62219 | Ashburnham Energy Storage Project | MA | Worcester | AMLPB | Batteries | BA |  | S | 3 |  | 3 | 3 | 0.1 | N |  |  | N | Electric Utility | 1 | X | MWH
Onshore Wind Turbine.WND | onshore wind | TRUE | 56201 | Engie North America | 62220 | East Fork Wind Project, LLC | KS | Thomas | WTGS | Onshore Wind Turbine | WT |  | W | 195.8 |  | 195.8 | 195.8 | 2.7 | N |  |  | N | IPP Non-CHP | 2 | X | WND
Solar Photovoltaic.SUN | solar PV | TRUE | 61677 | Sol Systems | 62223 | Warren Solar Farm LLC | NC | Sampson | 10423 | Solar Photovoltaic | PV |  | S | 5 |  | 5 | 5 |  | N |  |  | N | IPP Non-CHP | 2 | X | SUN
Solar Photovoltaic.SUN | solar PV | TRUE | 60025 | Greenbacker Renewable Energy Corporation | 62224 | Oak Leaf Solar XXVII LLC | CO | Weld | 53971 | Solar Photovoltaic | PV |  | S | 1.5 |  | 1.5 | 1.5 |  | N |  |  | N | IPP Non-CHP | 2 | X | SUN
Solar Photovoltaic.SUN | solar PV | TRUE | 61740 | NJ Solar 1, LLC | 62225 | Hunterdon Health System Solar Project | NJ | Hunterdon | PV1 | Solar Photovoltaic | PV |  | S | 1.5 |  | 1.5 | 1.5 |  | N |  |  | N | IPP Non-CHP | 2 | X | SUN
Solar Photovoltaic.SUN | solar PV | TRUE | 61744 | Westminster Renewables, LLC | 62226 | Westminster Renewables, LLC CSG | MA | Worcester | 2479 | Solar Photovoltaic | PV |  | S | 1.5 |  | 1.5 | 1.1 |  | N |  |  | N | IPP Non-CHP | 2 | X | SUN
Onshore Wind Turbine.WND | onshore wind | TRUE | 56201 | Engie North America | 62227 | Seymour Hills Wind Project, LLC | TX | Baylor | WTGS | Onshore Wind Turbine | WT |  | W | 30.2 | 0.95 | 30.2 | 30.2 | 2.5 | N |  |  | N | IPP Non-CHP | 2 | X | WND
Solar Photovoltaic.SUN | solar PV | TRUE | 61756 | Otis Elevator Company | 62228 | Otis Elevator Company Solar | SC | Florence | O1614 | Solar Photovoltaic | PV |  | S | 1 |  | 1 | 1 |  | N |  |  | N | IPP Non-CHP | 2 | X | SUN
Solar Photovoltaic.SUN | solar PV | TRUE | 61750 | Jefferson Solar | 62233 | Jefferson Solar | SC | Darlington | 47 | Solar Photovoltaic | PV |  | S | 8.2 |  | 8.2 | 8.2 |  | N |  |  | N | IPP Non-CHP | 2 | X | SUN
Solar Photovoltaic.SUN | solar PV | TRUE | 61755 | Marshall Solar | 62238 | Marshall Solar | SC | Darlington | 52 | Solar Photovoltaic | PV |  | S | 2 |  | 2 | 2 |  | N |  |  | N | IPP Non-CHP | 2 | X | SUN
Solar Photovoltaic.SUN | solar PV | TRUE | 60025 | Greenbacker Renewable Energy Corporation | 62239 | Oak Leaf Solar XXX LLC (CSG) | CO | Alamosa | 53963 | Solar Photovoltaic | PV |  | S | 1.5 |  | 1.5 | 1.5 |  | N |  |  | N | IPP Non-CHP | 2 | X | SUN
Solar Photovoltaic.SUN | solar PV | TRUE | 63184 | CI-II Mitchell Holding LLC | 62240 | Burgaw Solar, LLC | NC | Pender | 1072 | Solar Photovoltaic | PV |  | S | 5 |  | 5 | 5 |  | N |  |  | N | IPP Non-CHP | 2 | X | SUN
Solar Photovoltaic.SUN | solar PV | TRUE | 64877 | Rigel | 62241 | NorWest Energy 9 LLC | OR | Umatilla | NWE9 | Solar Photovoltaic | PV |  | W | 6 |  | 6 | 6 |  | N |  |  | N | IPP Non-CHP | 2 | X | SUN
Solar Photovoltaic.SUN | solar PV | TRUE | 61944 | MN8 Energy LLC | 62242 | County of San Diego SBRC | CA | San Diego | SBRC | Solar Photovoltaic | PV |  | S | 1.3 |  | 1.3 | 1.3 |  | N |  |  | N | IPP Non-CHP | 2 | X | SUN
Solar Photovoltaic.SUN | solar PV | TRUE | 60025 | Greenbacker Renewable Energy Corporation | 62243 | Oak Leaf Solar XXI (CSG) | CO | Arapahoe | 53964 | Solar Photovoltaic | PV |  | S | 1.5 |  | 1.5 | 1.5 |  | N |  |  | N | IPP Non-CHP | 2 | X | SUN
Solar Photovoltaic.SUN | solar PV | TRUE | 60025 | Greenbacker Renewable Energy Corporation | 62244 | Oak Leaf Solar XXXI LLC (CSG) | CO | Mesa | 53977 | Solar Photovoltaic | PV |  | S | 1.5 |  | 1.5 | 1.5 |  | N |  |  | N | IPP Non-CHP | 2 | X | SUN
Solar Photovoltaic.SUN | solar PV | TRUE | 60025 | Greenbacker Renewable Energy Corporation | 62245 | Oak Leaf Solar XXV LLC (CSG) | CO | Arapahoe | 53968 | Solar Photovoltaic | PV |  | S | 1.5 |  | 1.5 | 1.5 |  | N |  |  | N | IPP Non-CHP | 2 | X | SUN
Solar Photovoltaic.SUN | solar PV | TRUE | 61944 | MN8 Energy LLC | 62246 | Target Woodland Solar Project | CA | Yolo | TWSP | Solar Photovoltaic | PV |  | W | 2.3 |  | 1.8 | 2 |  | N |  |  | N | IPP Non-CHP | 2 | X | SUN
Onshore Wind Turbine.WND | onshore wind | TRUE | 61012 | AES Distributed Energy | 62247 | Prevailing Wind Park | SD | Yankton | PWPSD | Onshore Wind Turbine | WT |  | S | 220 |  | 220 | 220 | 0.8 | N |  |  | N | IPP Non-CHP | 2 | X | WND
Solar Photovoltaic.SUN | solar PV | TRUE | 63048 | Misae Lessee LLC | 62249 | Misae Solar | TX | Childress | 77777 | Solar Photovoltaic | PV |  | W | 240 |  | 240 | 240 |  | N |  |  | N | IPP Non-CHP | 2 | X | SUN
Petroleum Liquids.DFO | petroleum | FALSE | 61774 | NYC-HH-New Bellevue Hospital | 62250 | NYC-HH-New Bellevue Hospital | NY | New York | CAT15 | Petroleum Liquids | IC |  | S | 1.5 | 0.8 | 1.5 | 1.5 | 0.1 | N |  |  | N | Commercial Non-CHP | 4 | X | DFO
Petroleum Liquids.DFO | petroleum | FALSE | 61774 | NYC-HH-New Bellevue Hospital | 62250 | NYC-HH-New Bellevue Hospital | NY | New York | CAT2H | Petroleum Liquids | IC |  | S | 0.8 | 0.8 | 0.8 | 0.8 | 0.1 | N |  |  | N | Commercial Non-CHP | 4 | X | DFO
Petroleum Liquids.DFO | petroleum | FALSE | 61774 | NYC-HH-New Bellevue Hospital | 62250 | NYC-HH-New Bellevue Hospital | NY | New York | CAT2M | Petroleum Liquids | IC |  | S | 0.8 | 0.8 | 0.8 | 0.8 | 0.1 | N |  |  | N | Commercial Non-CHP | 4 | X | DFO
Petroleum Liquids.DFO | petroleum | FALSE | 61774 | NYC-HH-New Bellevue Hospital | 62250 | NYC-HH-New Bellevue Hospital | NY | New York | CAT2X | Petroleum Liquids | IC |  | S | 0.8 | 0.8 | 0.8 | 0.8 | 0.1 | N |  |  | N | Commercial Non-CHP | 4 | X | DFO
Petroleum Liquids.DFO | petroleum | FALSE | 61774 | NYC-HH-New Bellevue Hospital | 62250 | NYC-HH-New Bellevue Hospital | NY | New York | CAT2Y | Petroleum Liquids | IC |  | S | 0.8 | 0.8 | 0.8 | 0.8 | 0.1 | N |  |  | N | Commercial Non-CHP | 4 | X | DFO
Petroleum Liquids.DFO | petroleum | FALSE | 61774 | NYC-HH-New Bellevue Hospital | 62250 | NYC-HH-New Bellevue Hospital | NY | New York | CAT6M | Petroleum Liquids | IC |  | S | 0.6 | 0.8 | 0.6 | 0.6 | 0.1 | N |  |  | N | Commercial Non-CHP | 4 | X | DFO
Petroleum Liquids.DFO | petroleum | FALSE | 61774 | NYC-HH-New Bellevue Hospital | 62250 | NYC-HH-New Bellevue Hospital | NY | New York | CAT6P | Petroleum Liquids | IC |  | S | 0.6 | 0.8 | 0.6 | 0.6 | 0.1 | N |  |  | N | Commercial Non-CHP | 4 | X | DFO
Petroleum Liquids.DFO | petroleum | FALSE | 61774 | NYC-HH-New Bellevue Hospital | 62250 | NYC-HH-New Bellevue Hospital | NY | New York | CUM6Z | Petroleum Liquids | IC |  | S | 0.9 | 0.8 | 0.9 | 0.9 | 0.1 | N |  |  | N | Commercial Non-CHP | 4 | X | DFO
Petroleum Liquids.DFO | petroleum | FALSE | 61774 | NYC-HH-New Bellevue Hospital | 62250 | NYC-HH-New Bellevue Hospital | NY | New York | RUD3R | Petroleum Liquids | IC |  | S | 0.6 | 0.8 | 0.6 | 0.6 | 0.1 | N |  |  | N | Commercial Non-CHP | 4 | X | DFO
Solar Photovoltaic.SUN | solar PV | TRUE | 60025 | Greenbacker Renewable Energy Corporation | 62251 | Oak Leaf Solar XXXII (CSG) | CO | Garfield | 53975 | Solar Photovoltaic | PV |  | S | 1.5 |  | 1.5 | 1.5 |  | N |  |  | N | IPP Non-CHP | 2 | X | SUN
Solar Photovoltaic.SUN | solar PV | TRUE | 60025 | Greenbacker Renewable Energy Corporation | 62252 | Oak Leaf Solar XXII LLC (CSG) | CO | Denver | 53965 | Solar Photovoltaic | PV |  | S | 1.5 |  | 1.5 | 1.5 |  | N |  |  | N | IPP Non-CHP | 2 | X | SUN
Solar Photovoltaic.SUN | solar PV | TRUE | 60025 | Greenbacker Renewable Energy Corporation | 62253 | Oak Leaf Solar XXIV LLC (CSG) | CO | Arapahoe | 53967 | Solar Photovoltaic | PV |  | S | 1.5 |  | 1.5 | 1.5 |  | N |  |  | N | IPP Non-CHP | 2 | X | SUN
Solar Photovoltaic.SUN | solar PV | TRUE | 60025 | Greenbacker Renewable Energy Corporation | 62254 | Oak Leaf Solar XXVI LLC | CO | Denver | 53970 | Solar Photovoltaic | PV |  | S | 1.5 |  | 1.5 | 1.5 |  | N |  |  | N | IPP Non-CHP | 2 | X | SUN
Solar Photovoltaic.SUN | solar PV | TRUE | 60025 | Greenbacker Renewable Energy Corporation | 62255 | Oak Leaf Solar XXVIII LLC (CSG) | CO | Weld | 53973 | Solar Photovoltaic | PV |  | S | 1.5 |  | 1.5 | 1.5 |  | N |  |  | N | IPP Non-CHP | 2 | X | SUN
Solar Photovoltaic.SUN | solar PV | TRUE | 60025 | Greenbacker Renewable Energy Corporation | 62256 | Oak Leaf Solar XXIII LLC (CSG) | CO | Adams | 53966 | Solar Photovoltaic | PV |  | S | 1.5 |  | 1.5 | 1.5 |  | N |  |  | N | IPP Non-CHP | 2 | X | SUN
Batteries.MWH | battery storage | 0 | 2144 | Town of Braintree - (MA) | 62257 | Station 9 Energy Storage System | MA | Norfolk | ESS1 | Batteries | BA |  | S | 2 |  | 2 | 2 | 0.1 | N |  |  | N | Electric Utility | 1 | X | MWH
Onshore Wind Turbine.WND | onshore wind | TRUE | 65411 | Duke Energy Renewables Services | 62258 | Mesteno | TX | Starr | MES | Onshore Wind Turbine | WT |  | W | 201.6 |  | 200 | 200 | 3 | N |  |  | N | IPP Non-CHP | 2 | X | WND
Onshore Wind Turbine.WND | onshore wind | TRUE | 61771 | Ranchero Wind Farm LLC | 62259 | Ranchero Wind Farm LLC | TX | Crockett | RAN | Onshore Wind Turbine | WT |  | S | 300 | 1 | 300 | 300 | 300 | N |  |  | N | IPP Non-CHP | 2 | X | WND
Solar Photovoltaic.SUN | solar PV | TRUE | 60571 | AEP Onsite Partners, LLC | 62260 | Trout Creek Solar | CO | Chaffee | 44901 | Solar Photovoltaic | PV |  | S | 2 |  | 2 | 2 |  | N |  |  | N | IPP Non-CHP | 2 | X | SUN
Solar Photovoltaic.SUN | solar PV | TRUE | 54913 | NSTAR Electric Company | 62264 | Pittsfield 44 - M&W PV | MA | Berkshire | LG400 | Solar Photovoltaic | PV |  | S | 1.2 |  | 1.2 | 1.2 |  | N |  |  | N | Electric Utility | 1 | X | SUN
Solar Photovoltaic.SUN | solar PV | TRUE | 54913 | NSTAR Electric Company | 62265 | Lee Site 31 Solar | MA | Berkshire | LG370 | Solar Photovoltaic | PV |  | S | 1.9 |  | 1.9 | 1.9 |  | N |  |  | N | Electric Utility | 1 | X | SUN
Solar Photovoltaic.SUN | solar PV | TRUE | 54913 | NSTAR Electric Company | 62266 | Plymouth Solar | MA | Plymouth | LG400 | Solar Photovoltaic | PV |  | S | 1.1 |  | 1.1 | 1.1 |  | N |  |  | N | Electric Utility | 1 | X | SUN
Solar Photovoltaic.SUN | solar PV | TRUE | 61187 | DG Minnesota CSG, LLC | 62267 | Held Solar Project | MN | Stearns | HELD | Solar Photovoltaic | PV |  | S | 5 |  | 5 | 5 |  | N |  |  | N | IPP Non-CHP | 2 | X | SUN
Solar Photovoltaic.SUN | solar PV | TRUE | 64877 | Rigel | 62268 | NorWest Energy 4, LLC | OR | Klamath | NWE4 | Solar Photovoltaic | PV |  | W | 5.6 |  | 5.6 | 5 |  | N |  |  | N | IPP Non-CHP | 2 | X | SUN
Onshore Wind Turbine.WND | onshore wind | TRUE | 57170 | EDF Renewable Asset Holdings, Inc. | 62269 | Stoneray Power Partners, LLC | MN | Pipestone | STNRY | Onshore Wind Turbine | WT |  | W | 100 |  | 100 | 100 | 50 | N |  |  | N | IPP Non-CHP | 2 | X | WND
Petroleum Liquids.DFO | petroleum | FALSE | 61802 | Westchester County Medical Center | 62270 | Westchester County Medical Center | NY | Westchester | CAT04 | Petroleum Liquids | IC |  | S | 0.7 | 0.8 | 0.7 | 0.7 | 0.1 | N |  |  | N | Commercial Non-CHP | 4 | X | DFO
Petroleum Liquids.DFO | petroleum | FALSE | 61802 | Westchester County Medical Center | 62270 | Westchester County Medical Center | NY | Westchester | CAT2C | Petroleum Liquids | IC |  | S | 1.5 | 0.8 | 1.5 | 1.5 | 0.3 | N |  |  | N | Commercial Non-CHP | 4 | X | DFO
Petroleum Liquids.DFO | petroleum | FALSE | 61802 | Westchester County Medical Center | 62270 | Westchester County Medical Center | NY | Westchester | CATH1 | Petroleum Liquids | IC |  | S | 1.3 | 0.8 | 1.3 | 1.3 | 0.1 | N |  |  | N | Commercial Non-CHP | 4 | X | DFO
Petroleum Liquids.DFO | petroleum | FALSE | 61802 | Westchester County Medical Center | 62270 | Westchester County Medical Center | NY | Westchester | CATH2 | Petroleum Liquids | IC |  | S | 1.3 | 0.8 | 1.3 | 1.3 | 0.1 | N |  |  | N | Commercial Non-CHP | 4 | X | DFO
Petroleum Liquids.DFO | petroleum | FALSE | 61802 | Westchester County Medical Center | 62270 | Westchester County Medical Center | NY | Westchester | CATN1 | Petroleum Liquids | IC |  | S | 0.7 | 0.8 | 0.7 | 0.7 | 0.1 | N |  |  | N | Commercial Non-CHP | 4 | X | DFO
Petroleum Liquids.DFO | petroleum | FALSE | 61802 | Westchester County Medical Center | 62270 | Westchester County Medical Center | NY | Westchester | CATN2 | Petroleum Liquids | IC |  | S | 0.7 | 0.8 | 0.7 | 0.7 | 0.1 | N |  |  | N | Commercial Non-CHP | 4 | X | DFO
Petroleum Liquids.DFO | petroleum | FALSE | 61802 | Westchester County Medical Center | 62270 | Westchester County Medical Center | NY | Westchester | CATN3 | Petroleum Liquids | IC |  | S | 0.7 | 0.8 | 0.7 | 0.7 | 0.1 | N |  |  | N | Commercial Non-CHP | 4 | X | DFO
Petroleum Liquids.DFO | petroleum | FALSE | 61802 | Westchester County Medical Center | 62270 | Westchester County Medical Center | NY | Westchester | CATR3 | Petroleum Liquids | IC |  | S | 0.6 | 0.8 | 0.6 | 0.6 | 0.1 | N |  |  | N | Commercial Non-CHP | 4 | X | DFO
Petroleum Liquids.DFO | petroleum | FALSE | 61802 | Westchester County Medical Center | 62270 | Westchester County Medical Center | NY | Westchester | CATR4 | Petroleum Liquids | IC |  | S | 0.3 | 0.8 | 0.3 | 0.3 | 0.1 | N |  |  | N | Commercial Non-CHP | 4 | X | DFO
Petroleum Liquids.DFO | petroleum | FALSE | 61802 | Westchester County Medical Center | 62270 | Westchester County Medical Center | NY | Westchester | CUM37 | Petroleum Liquids | IC |  | S | 0.4 | 0.8 | 0.4 | 0.4 | 0.1 | N |  |  | N | Commercial Non-CHP | 4 | X | DFO
Petroleum Liquids.DFO | petroleum | FALSE | 61802 | Westchester County Medical Center | 62270 | Westchester County Medical Center | NY | Westchester | DT080 | Petroleum Liquids | IC |  | S | 0.5 | 0.8 | 0.5 | 0.5 | 0.1 | N |  |  | N | Commercial Non-CHP | 4 | X | DFO
Petroleum Liquids.DFO | petroleum | FALSE | 61802 | Westchester County Medical Center | 62270 | Westchester County Medical Center | NY | Westchester | DT250 | Petroleum Liquids | IC |  | S | 0.3 | 0.8 | 0.3 | 0.3 | 0.1 | N |  |  | N | Commercial Non-CHP | 4 | X | DFO
Petroleum Liquids.DFO | petroleum | FALSE | 61802 | Westchester County Medical Center | 62270 | Westchester County Medical Center | NY | Westchester | DT500 | Petroleum Liquids | IC |  | S | 0.5 | 0.8 | 0.5 | 0.5 | 0.1 | N |  |  | N | Commercial Non-CHP | 4 | X | DFO
Petroleum Liquids.DFO | petroleum | FALSE | 61800 | NYPH-Queens | 62271 | NYPH-Queens | NY | Queens | PB809 | Petroleum Liquids | IC |  | S | 0.9 | 0.8 | 0.9 | 0.9 | 0.1 | N |  |  | N | Commercial Non-CHP | 4 | X | DFO
Petroleum Liquids.DFO | petroleum | FALSE | 61800 | NYPH-Queens | 62271 | NYPH-Queens | NY | Queens | PB909 | Petroleum Liquids | IC |  | S | 0.9 | 0.8 | 0.9 | 0.9 | 0.1 | N |  |  | N | Commercial Non-CHP | 4 | X | DFO
Petroleum Liquids.DFO | petroleum | FALSE | 61800 | NYPH-Queens | 62271 | NYPH-Queens | NY | Queens | PR601 | Petroleum Liquids | IC |  | S | 0.9 | 0.8 | 0.9 | 0.9 | 0.1 | N |  |  | N | Commercial Non-CHP | 4 | X | DFO
Petroleum Liquids.DFO | petroleum | FALSE | 61800 | NYPH-Queens | 62271 | NYPH-Queens | NY | Queens | PR602 | Petroleum Liquids | IC |  | S | 0.9 | 0.8 | 0.9 | 0.9 | 0.1 | N |  |  | N | Commercial Non-CHP | 4 | X | DFO
Petroleum Liquids.DFO | petroleum | FALSE | 61800 | NYPH-Queens | 62271 | NYPH-Queens | NY | Queens | PR816 | Petroleum Liquids | IC |  | S | 0.9 | 0.8 | 0.9 | 0.9 | 0.1 | N |  |  | N | Commercial Non-CHP | 4 | X | DFO
Solar Photovoltaic.SUN | solar PV | TRUE | 60888 | GCL New Energy, Inc. | 62272 | Bly Solar Center | OR | Klamath | BLY | Solar Photovoltaic | PV |  | S | 8 |  | 8 | 8 |  | N |  |  | N | IPP Non-CHP | 2 | X | SUN
Solar Photovoltaic.SUN | solar PV | FALSE | 61944 | MN8 Energy LLC | 62274 | Liberty HS Solar Project | CA | Kern | LHSSP | Solar Photovoltaic | PV |  | W | 1.5 |  | 1.2 | 0.2 |  | N |  |  | N | Commercial Non-CHP | 4 | X | SUN
Solar Photovoltaic.SUN | solar PV | FALSE | 61944 | MN8 Energy LLC | 62275 | Frontier HS Solar Project | CA | Kern | FHSSP | Solar Photovoltaic | PV |  | W | 1.4 |  | 1.4 | 1.4 |  | N |  |  | N | Commercial Non-CHP | 4 | X | SUN
Solar Photovoltaic.SUN | solar PV | FALSE | 61012 | AES Distributed Energy | 62286 | Xebec 1 | CA | Los Angeles | W7188 | Solar Photovoltaic | PV |  | S | 1.9 |  | 1.9 | 1.9 |  | N |  |  | N | Commercial Non-CHP | 4 | X | SUN
Solar Photovoltaic.SUN | solar PV | FALSE | 61012 | AES Distributed Energy | 62287 | Francisco St. Solar | CA | Los Angeles | W7190 | Solar Photovoltaic | PV |  | S | 1.2 |  | 1 | 1 |  | N |  |  | N | Commercial Non-CHP | 4 | X | SUN
Solar Photovoltaic.SUN | solar PV | TRUE | 57170 | EDF Renewable Asset Holdings, Inc. | 62288 | Valentine Solar, LLC | CA | Kern | VAL01 | Solar Photovoltaic | PV |  | W | 111.2 |  | 111.2 | 111.2 |  | N |  |  | N | IPP Non-CHP | 2 | X | SUN
Natural Gas Fired Combined Cycle.NG | natural gas combined cycle | TRUE | 5109 | DTE Electric Company | 62289 | Dearborn Energy Center | MI | Wayne | GTG-1 | Natural Gas Fired Combined Cycle | CT | CTCA | S | 15 | 0.8 | 11.2 | 14.6 |  | N |  |  | Y | Electric Utility | 1 | T | NG
Natural Gas Fired Combined Cycle.NG | natural gas combined cycle | TRUE | 5109 | DTE Electric Company | 62289 | Dearborn Energy Center | MI | Wayne | GTG-2 | Natural Gas Fired Combined Cycle | CT | CTCA | S | 15 | 0.8 | 11.2 | 14.6 |  | N |  |  | Y | Electric Utility | 1 | T | NG
Natural Gas Fired Combined Cycle.NG | natural gas combined cycle | TRUE | 5109 | DTE Electric Company | 62289 | Dearborn Energy Center | MI | Wayne | STG-1 | Natural Gas Fired Combined Cycle | CA | CTCA | S | 5 | 0.8 | 4.5 | 4.5 |  | N |  |  | Y | Electric Utility | 1 | B | NG
Onshore Wind Turbine.WND | onshore wind | TRUE | 5109 | DTE Electric Company | 62290 | Polaris Wind Park | MI | Gratiot | 1 | Onshore Wind Turbine | WT |  | S | 168.6 |  | 168.6 | 168.6 | 1 | N |  |  | N | Electric Utility | 1 | X | WND
Onshore Wind Turbine.WND | onshore wind | TRUE | 61815 | Palmer's Creek Wind Farm, LLC | 62291 | Palmer's Creek Wind Farm, LLC | MN | Chippewa | PCWF | Onshore Wind Turbine | WT |  | S | 44.6 |  | 44.6 | 44.6 | 0.1 | N |  |  | N | IPP Non-CHP | 2 | X | WND
Solar Photovoltaic.SUN | solar PV | TRUE | 61012 | AES Distributed Energy | 62301 | Richmond NMCA | RI | Washington | RNM02 | Solar Photovoltaic | PV |  | S | 4 |  | 4 | 4 |  | N |  |  | N | IPP Non-CHP | 2 | X | SUN
Solar Photovoltaic.SUN | solar PV | TRUE | 61012 | AES Distributed Energy | 62302 | Founders Homestead Farms Solar | RI | Newport | RFH01 | Solar Photovoltaic | PV |  | S | 4.5 |  | 4.5 | 4.5 |  | N |  |  | N | IPP Non-CHP | 2 | X | SUN
Solar Photovoltaic.SUN | solar PV | TRUE | 61012 | AES Distributed Energy | 62303 | Mattas Farms | NY | Montgomery | MF01 | Solar Photovoltaic | PV |  | S | 2 |  | 2 | 2 |  | N |  |  | N | IPP Non-CHP | 2 | X | SUN
Solar Photovoltaic.SUN | solar PV | TRUE | 5416 | Duke Energy Carolinas, LLC | 62304 | Woodleaf Solar Facility | NC | Rowan | PV1 | Solar Photovoltaic | PV |  | S | 6 |  | 6 | 6 |  | N |  |  | N | Electric Utility | 1 | X | SUN
Solar Photovoltaic.SUN | solar PV | TRUE | 9234 | Indiana Municipal Power Agency | 62305 | Tipton Solar Park | IN | Tipton | STIP | Solar Photovoltaic | PV |  | W | 5.3 |  | 5.3 | 4.2 |  | N |  |  | N | Electric Utility | 1 | X | SUN
Solar Photovoltaic.SUN | solar PV | TRUE | 56990 | NJR Clean Energy Ventures Corporation | 62306 | IFF Union Beach Project | NJ | Monmouth | IFFUB | Solar Photovoltaic | PV |  | W | 5.5 |  | 5.5 | 5.5 |  | N |  |  | N | IPP Non-CHP | 2 | X | SUN
Solar Photovoltaic.SUN | solar PV | TRUE | 61836 | Tedder Solar | 62315 | Tedder Solar | SC | Darlington | 79 | Solar Photovoltaic | PV |  | S | 2 |  | 2 | 2 |  | N |  |  | N | IPP Non-CHP | 2 | X | SUN
Solar Photovoltaic.SUN | solar PV | TRUE | 60496 | Adapture Renewables, Inc. | 62318 | North Stonington Solar Center, LLC | CT | New London | PAWCA | Solar Photovoltaic | PV |  | S | 15 |  | 15 | 15 |  | N |  |  | N | IPP Non-CHP | 2 | X | SUN
Conventional Steam Coal.SUB | hard coal | FALSE | 61819 | Western Sugar Cooperative - Billings | 62319 | Western Sugar Cooperative - Billings | MT | Yellowstone | 1 | Conventional Steam Coal | ST |  | S | 1.5 | 0.8 | 1.5 | 1.5 | 0.5 | N |  |  | Y | Industrial CHP | 7 | T | SUB | NG
Solar Photovoltaic.SUN | solar PV | TRUE | 61012 | AES Distributed Energy | 62320 | Antelope Expansion 1B | CA | Los Angeles | ANE1B | Solar Photovoltaic | PV |  | S | 17 |  | 17 | 17 |  | N |  |  | N | IPP Non-CHP | 2 | X | SUN
Solar Photovoltaic.SUN | solar PV | TRUE | 60281 | Altus Power America Management, LLC | 62321 | Cedar Falls Solar Farm | IA | Black Hawk | 1 | Solar Photovoltaic | PV |  | S | 1.5 |  | 1.5 | 1.5 |  | N |  |  | N | IPP Non-CHP | 2 | X | SUN
Conventional Hydroelectric.WAT | hydro | TRUE | 61822 | Mechanicville Hydroelectric Station | 62322 | Mechanicville Hydroelectric Station | NY | Saratoga | MG8 | Conventional Hydroelectric | HY |  | S | 2 | 0.8 | 1.5 | 2 | 0.3 | N |  |  | N | IPP Non-CHP | 2 | X | WAT
Conventional Hydroelectric.WAT | hydro | TRUE | 61822 | Mechanicville Hydroelectric Station | 62322 | Mechanicville Hydroelectric Station | NY | Saratoga | MG9 | Conventional Hydroelectric | HY |  | S | 2 | 0.8 | 1.5 | 2 | 0.3 | N |  |  | N | IPP Non-CHP | 2 | X | WAT
Solar Photovoltaic.SUN | solar PV | FALSE | 61821 | Northstar Macy's Maryland 2015, LLC | 62323 | Macy's MD Joppa Solar Project | MD | Harford | MMDJ | Solar Photovoltaic | PV |  | W | 1.8 |  | 1.8 | 1.8 |  | N |  |  | N | Commercial Non-CHP | 4 | X | SUN
Solar Photovoltaic.SUN | solar PV | TRUE | 61012 | AES Distributed Energy | 62324 | Dynamic - Walpole | MA | Norfolk | WAL01 | Solar Photovoltaic | PV |  | S | 2 |  | 2 | 2 |  | N |  |  | N | IPP Non-CHP | 2 | X | SUN
Solar Photovoltaic.SUN | solar PV | FALSE | 60268 | Hartz Solar, LLC | 62325 | 46 Meadowlands Parkway | NJ | Hudson | 1 | Solar Photovoltaic | PV |  | S | 1.5 |  | 1.5 | 1.2 |  | N |  |  | N | Commercial Non-CHP | 4 | X | SUN
Solar Photovoltaic.SUN | solar PV | FALSE | 60268 | Hartz Solar, LLC | 62326 | 77 Metro Way | NJ | Hudson | 1 | Solar Photovoltaic | PV |  | S | 1 |  | 1 | 0.7 |  | N |  |  | N | Commercial Non-CHP | 4 | X | SUN
Solar Photovoltaic.SUN | solar PV | TRUE | 60281 | Altus Power America Management, LLC | 62327 | Synergen Panorama, LLC CSG | MD | Prince Georges | SP | Solar Photovoltaic | PV |  | S | 5 |  | 5 | 5 |  | N |  |  | N | IPP Non-CHP | 2 | X | SUN
Solar Photovoltaic.SUN | solar PV | TRUE | 60025 | Greenbacker Renewable Energy Corporation | 62328 | Mill Pond Solar, LLC | NC | Martin | MLLPD | Solar Photovoltaic | PV |  | S | 5 |  | 5 | 5 |  | N |  |  | N | IPP Non-CHP | 2 | X | SUN
Solar Photovoltaic.SUN | solar PV | TRUE | 60025 | Greenbacker Renewable Energy Corporation | 62329 | Jamesville Road Solar, LLC | NC | Martin | JMVLR | Solar Photovoltaic | PV |  | S | 5 |  | 5 | 5 |  | N |  |  | N | IPP Non-CHP | 2 | X | SUN
Solar Photovoltaic.SUN | solar PV | TRUE | 60025 | Greenbacker Renewable Energy Corporation | 62330 | Camden Dam Solar, LLC | NC | Camden | CMDND | Solar Photovoltaic | PV |  | S | 5 |  | 5 | 5 |  | N |  |  | N | IPP Non-CHP | 2 | X | SUN
Solar Photovoltaic.SUN | solar PV | TRUE | 60025 | Greenbacker Renewable Energy Corporation | 62331 | Sol Phoenix | MD | Prince Georges | SOLPH | Solar Photovoltaic | PV |  | S | 2.5 |  | 2.5 | 2.5 |  | N |  |  | N | IPP Non-CHP | 2 | X | SUN
Solar Photovoltaic.SUN | solar PV | TRUE | 60025 | Greenbacker Renewable Energy Corporation | 62332 | Blue Star | MD | Kent | BLUES | Solar Photovoltaic | PV |  | S | 7.5 |  | 7.5 | 7.5 |  | N |  |  | N | IPP Non-CHP | 2 | X | SUN
Onshore Wind Turbine.WND | onshore wind | TRUE | 61845 | Polk County Renewables, LLC | 62333 | Polk County Renewables, LLC | NE | Polk | T-1 | Onshore Wind Turbine | WT |  | S | 2.5 |  | 2.5 | 2.5 | 2.5 | N |  |  | N | IPP Non-CHP | 2 | X | WND
Solar Photovoltaic.SUN | solar PV | TRUE | 60531 | Standard Solar | 62335 | USS Centerfield Solar CSG | MN | Rice | USCEN | Solar Photovoltaic | PV |  | S | 1 |  | 1 | 1 |  | N |  |  | N | IPP Non-CHP | 2 | X | SUN
Solar Photovoltaic.SUN | solar PV | TRUE | 60531 | Standard Solar | 62336 | USS Webster Solar CSG | MN | Rice | USWEB | Solar Photovoltaic | PV |  | S | 1 |  | 1 | 1 |  | N |  |  | N | IPP Non-CHP | 2 | X | SUN
Solar Photovoltaic.SUN | solar PV | TRUE | 60531 | Standard Solar | 62337 | USS Lake Patterson Solar CSG | MN | Carver | USLP | Solar Photovoltaic | PV |  | S | 1 |  | 1 | 1 |  | N |  |  | N | IPP Non-CHP | 2 | X | SUN
Solar Photovoltaic.SUN | solar PV | TRUE | 60531 | Standard Solar | 62339 | USS Kost Trail Solar CSG | MN | Chisago | USSKT | Solar Photovoltaic | PV |  | S | 1 |  | 1 | 1 |  | N |  |  | N | IPP Non-CHP | 2 | X | SUN
Solar Photovoltaic.SUN | solar PV | TRUE | 61838 | Aulander Holloman Solar, LLC | 62340 | Aulander Holloman Solar, LLC | NC | Hertford | HOLLO | Solar Photovoltaic | PV |  | S | 80 |  | 99.9 | 99.9 |  | N |  |  | N | IPP Non-CHP | 2 | X | SUN
Solar Photovoltaic.SUN | solar PV | TRUE | 58468 | Dominion Renewable Energy | 62346 | Trask East Solar | SC | Beaufort | 83 | Solar Photovoltaic | PV |  | W | 12 |  | 12 | 12 |  | N |  |  | N | IPP Non-CHP | 2 | X | SUN
Solar Photovoltaic.SUN | solar PV | TRUE | 61866 | Weaver Solar | 62347 | Weaver Solar | SC | Lee | 90 | Solar Photovoltaic | PV |  | S | 2 |  | 2 | 2 |  | N |  |  | N | IPP Non-CHP | 2 | X | SUN
Solar Photovoltaic.SUN | solar PV | TRUE | 58468 | Dominion Renewable Energy | 62353 | Yemassee Solar | SC | Beaufort | 93 | Solar Photovoltaic | PV |  | W | 10 |  | 10 | 10 |  | N |  |  | N | IPP Non-CHP | 2 | X | SUN
Solar Photovoltaic.SUN | solar PV | FALSE | 57389 | IKEA Property Inc | 62355 | IKEA Norfolk Rooftop PV System | VA | Norfolk City | 569PV | Solar Photovoltaic | PV |  | S | 1.3 |  | 1.3 | 1.3 |  | N |  |  | N | Commercial Non-CHP | 4 | X | SUN
Onshore Wind Turbine.WND | onshore wind | TRUE | 61886 | Lockett Windfarm, LLC | 62356 | Lockett Windfarm | TX | Wilbarger | LOC | Onshore Wind Turbine | WT |  | S | 183.8 |  | 183.8 | 183.8 | 0 | N |  |  | N | IPP Non-CHP | 2 | X | WND
Solar Photovoltaic.SUN | solar PV | TRUE | 61888 | Gloversville Community Solar LLC | 62357 | Gloversville Landfill Solar | NY | Fulton | 08158 | Solar Photovoltaic | PV |  | S | 5 |  | 5 | 5 |  | N |  |  | N | IPP Non-CHP | 2 | X | SUN
Solar Photovoltaic.SUN | solar PV | TRUE | 60531 | Standard Solar | 62358 | USS King 2 CSG | MN | Carver | USK12 | Solar Photovoltaic | PV |  | S | 1 |  | 1 | 1 |  | N |  |  | N | IPP Non-CHP | 2 | X | SUN
Solar Photovoltaic.SUN | solar PV | TRUE | 60531 | Standard Solar | 62359 | USS Eggo Solar CSG | MN | Carver | USEGG | Solar Photovoltaic | PV |  | S | 1 |  | 1 | 1 |  | N |  |  | N | IPP Non-CHP | 2 | X | SUN
Solar Photovoltaic.SUN | solar PV | TRUE | 60531 | Standard Solar | 62360 | USS DVL Solar CSG | MN | Carver | USDVL | Solar Photovoltaic | PV |  | S | 1 |  | 1 | 1 |  | N |  |  | N | IPP Non-CHP | 2 | X | SUN
Solar Photovoltaic.SUN | solar PV | TRUE | 61012 | AES Distributed Energy | 62363 | Barre Solar III LLC | MA | Worcester | BSPV | Solar Photovoltaic | PV |  | S | 1 |  | 1 | 1 |  | N |  |  | N | IPP Non-CHP | 2 | X | SUN
Onshore Wind Turbine.WND | onshore wind | TRUE | 61890 | Nobles 2 Power Partners, LLC | 62364 | Nobles 2 Wind Project | MN | Nobles | WT1 | Onshore Wind Turbine | WT |  | J | 250 |  | 250 | 250 | 2 | N |  |  | N | IPP Non-CHP | 2 | X | WND
Solar Photovoltaic.SUN | solar PV | TRUE | 60531 | Standard Solar | 62365 | Wright Kirby 1-5 CSG | MN | Wright | WK1 | Solar Photovoltaic | PV |  | S | 1 |  | 1 | 1 |  | N |  |  | N | IPP Non-CHP | 2 | X | SUN
Solar Photovoltaic.SUN | solar PV | TRUE | 60531 | Standard Solar | 62365 | Wright Kirby 1-5 CSG | MN | Wright | WK2 | Solar Photovoltaic | PV |  | S | 1 |  | 1 | 1 |  | N |  |  | N | IPP Non-CHP | 2 | X | SUN
Solar Photovoltaic.SUN | solar PV | TRUE | 60531 | Standard Solar | 62365 | Wright Kirby 1-5 CSG | MN | Wright | WK3 | Solar Photovoltaic | PV |  | S | 1 |  | 1 | 1 |  | N |  |  | N | IPP Non-CHP | 2 | X | SUN
Solar Photovoltaic.SUN | solar PV | TRUE | 60531 | Standard Solar | 62365 | Wright Kirby 1-5 CSG | MN | Wright | WK4 | Solar Photovoltaic | PV |  | S | 1 |  | 1 | 1 |  | N |  |  | N | IPP Non-CHP | 2 | X | SUN
Solar Photovoltaic.SUN | solar PV | TRUE | 60531 | Standard Solar | 62365 | Wright Kirby 1-5 CSG | MN | Wright | WK5 | Solar Photovoltaic | PV |  | S | 1 |  | 1 | 1 |  | N |  |  | N | IPP Non-CHP | 2 | X | SUN
Petroleum Liquids.DFO | petroleum | FALSE | 61892 | NYP-Lower Manhattan Hospital | 62366 | NYP-Lower Manhattan Hospital | NY | New York | CATR4 | Petroleum Liquids | IC |  | S | 1.5 | 0.8 | 1.5 | 1.5 | 0 | N |  |  | N | Commercial Non-CHP | 4 | X | DFO
Solar Photovoltaic.SUN | solar PV | TRUE | 61899 | SR Arlington II MT, LLC | 62367 | SR Arlington II | GA | Early | ARLII | Solar Photovoltaic | PV |  | S | 102.5 |  | 102.5 | 102.5 |  | N |  |  | N | IPP Non-CHP | 2 | X | SUN
Solar Photovoltaic.SUN | solar PV | TRUE | 61894 | BWC Origination 18, LLC | 62368 | BWC Origination 18 | MA | Plymouth | 62591 | Solar Photovoltaic | PV |  | S | 4.8 |  | 4.8 | 4.8 |  | N |  |  | N | IPP Non-CHP | 2 | X | SUN
Solar Photovoltaic.SUN | solar PV | TRUE | 61895 | BWC Gibbs Brook, LLC | 62369 | BWC Gibbs Brook | MA | Plymouth | 62595 | Solar Photovoltaic | PV |  | S | 4 |  | 4 | 4 |  | N |  |  | N | IPP Non-CHP | 2 | X | SUN
Solar Photovoltaic.SUN | solar PV | TRUE | 61896 | BWC Wareham River, LLC | 62370 | BWC Wareham River | MA | Plymouth | 62593 | Solar Photovoltaic | PV |  | S | 1 |  | 1 | 1 |  | N |  |  | N | IPP Non-CHP | 2 | X | SUN
Solar Photovoltaic.SUN | solar PV | TRUE | 61897 | BWC Harlow Brook, LLC | 62371 | BWC Harlow Brook | MA | Plymouth | 62592 | Solar Photovoltaic | PV |  | S | 1.5 |  | 1.5 | 1.5 |  | N |  |  | N | IPP Non-CHP | 2 | X | SUN
Solar Photovoltaic.SUN | solar PV | TRUE | 61898 | BWC Pocasset River, LLC | 62372 | BWC Pocasset River | MA | Plymouth | 62594 | Solar Photovoltaic | PV |  | S | 1.5 |  | 1.5 | 1.5 |  | N |  |  | N | IPP Non-CHP | 2 | X | SUN
Batteries.MWH | battery storage | 0 | 19499 | United Power, Inc | 62373 | I25 Battery Storage | CO | Weld | I25BA | Batteries | BA |  | S | 4 |  | 4 | 4 | 1 | N |  |  | N | Electric Utility | 1 | X | MWH
Solar Photovoltaic.SUN | solar PV | TRUE | 61907 | JBAB Solar I, LLC. | 62374 | JBAB - Washington DC | DC | District of Columbia | PV1 | Solar Photovoltaic | PV |  | S | 5.9 |  | 5.9 | 5.9 |  | N |  |  | N | IPP Non-CHP | 2 | X | SUN
Solar Photovoltaic.SUN | solar PV | TRUE | 61911 | Dougherty County Solar, LLC | 62375 | Dougherty County Solar, LLC | GA | Dougherty | PV1 | Solar Photovoltaic | PV |  | W | 120 |  | 120 | 120 | 0.1 | N |  |  | N | IPP Non-CHP | 2 | X | SUN
Solar Photovoltaic.SUN | solar PV | TRUE | 61912 | Grazing Yak Solar, LLC | 62376 | Grazing Yak Solar | CO | El Paso | PV1 | Solar Photovoltaic | PV |  | S | 35 |  | 35 | 35 |  | N |  |  | N | IPP Non-CHP | 2 | X | SUN
Solar Photovoltaic.SUN | solar PV | TRUE | 7140 | Georgia Power Co | 62377 | Moody Air Force Base Solar | GA | Lowndes | 1 | Solar Photovoltaic | PV |  | S | 49.5 |  | 49.5 | 49.5 |  | N |  |  | N | Electric Utility | 1 | X | SUN
Solar Photovoltaic.SUN | solar PV | TRUE | 61980 | TRITEC Americas | 62378 | CFW Solar X LLC - Vaughn | CA | Los Angeles | VSCFW | Solar Photovoltaic | PV |  | W | 1.6 |  | 1.6 | 1.6 |  | N |  |  | N | IPP Non-CHP | 2 | X | SUN
Onshore Wind Turbine.WND | onshore wind | TRUE | 61915 | Emmons-Logan Wind, LLC | 62380 | Emmons-Logan Wind, LLC | ND | Emmons | ELLLC | Onshore Wind Turbine | WT |  | S | 200 |  | 200 | 200 | 0.1 | N |  |  | N | IPP Non-CHP | 2 | X | WND
Batteries.MWH | battery storage | 0 | 7601 | Green Mountain Power Corp | 62381 | GMP Solar/Storage-Milton Hybrid | VT | Chittenden | GMPBM | Batteries | BA |  | W | 2 |  | 2 | 2 | 2 | N |  |  | N | Electric Utility | 1 | X | MWH
Solar Photovoltaic.SUN | solar PV | TRUE | 7601 | Green Mountain Power Corp | 62381 | GMP Solar/Storage-Milton Hybrid | VT | Chittenden | GMPSM | Solar Photovoltaic | PV |  | W | 5 |  | 5 | 5 |  | N |  |  | N | Electric Utility | 1 | X | SUN
Batteries.MWH | battery storage | 0 | 7601 | Green Mountain Power Corp | 62382 | GMP Solar/Storage-Ferrisburgh Hybrid | VT | Addison | GMPBF | Batteries | BA |  | W | 2 |  | 2 | 2 | 2 | N |  |  | N | Electric Utility | 1 | X | MWH
Solar Photovoltaic.SUN | solar PV | TRUE | 7601 | Green Mountain Power Corp | 62382 | GMP Solar/Storage-Ferrisburgh Hybrid | VT | Addison | GMPSF | Solar Photovoltaic | PV |  | W | 5 |  | 5 | 5 |  | N |  |  | N | Electric Utility | 1 | X | SUN
Batteries.MWH | battery storage | 0 | 7601 | Green Mountain Power Corp | 62383 | GMP Solar/Storage-Essex Hybrid | VT | Chittenden | GMPBE | Batteries | BA |  | W | 2 |  | 2 | 2 | 2 | N |  |  | N | Electric Utility | 1 | X | MWH
Solar Photovoltaic.SUN | solar PV | TRUE | 7601 | Green Mountain Power Corp | 62383 | GMP Solar/Storage-Essex Hybrid | VT | Chittenden | GMPSE | Solar Photovoltaic | PV |  | W | 4.5 |  | 4.5 | 4.5 |  | N |  |  | N | Electric Utility | 1 | X | SUN
Solar Photovoltaic.SUN | solar PV | TRUE | 61916 | Spencer-Tioga Solar, LLC | 62389 | Pasto Solar | NY | Tioga | PASTO | Solar Photovoltaic | PV |  | S | 16 |  | 16 | 16 |  | N |  |  | N | IPP Non-CHP | 2 | X | SUN
Solar Photovoltaic.SUN | solar PV | TRUE | 7140 | Georgia Power Co | 62392 | Guyton Community Solar | GA | Effingham | 1 | Solar Photovoltaic | PV |  | S | 3.6 |  | 3.6 | 3.6 |  | N |  |  | N | Electric Utility | 1 | X | SUN
Solar Photovoltaic.SUN | solar PV | TRUE | 7140 | Georgia Power Co | 62393 | Atlanta Falcons Solar | GA | Fulton | 1 | Solar Photovoltaic | PV |  | S | 0.3 |  | 0.3 | 0.3 |  | N |  |  | N | Electric Utility | 1 | X | SUN
Solar Photovoltaic.SUN | solar PV | TRUE | 7140 | Georgia Power Co | 62393 | Atlanta Falcons Solar | GA | Fulton | 2 | Solar Photovoltaic | PV |  | S | 0.2 |  | 0.2 | 0.2 |  | N |  |  | N | Electric Utility | 1 | X | SUN
Solar Photovoltaic.SUN | solar PV | TRUE | 7140 | Georgia Power Co | 62393 | Atlanta Falcons Solar | GA | Fulton | 3 | Solar Photovoltaic | PV |  | S | 0.5 |  | 0.5 | 0.5 |  | N |  |  | N | Electric Utility | 1 | X | SUN
Solar Photovoltaic.SUN | solar PV | TRUE | 6452 | Florida Power & Light Co | 62394 | Sweetbay Solar Center | FL | Martin | 1 | Solar Photovoltaic | PV |  | S | 74.5 |  | 74.5 | 74.5 |  | N |  |  | N | Electric Utility | 1 | X | SUN
Solar Photovoltaic.SUN | solar PV | TRUE | 61927 | Bell Bay Solar Farm | 62395 | Bell Bay Solar Farm | SC | Horry | 1 | Solar Photovoltaic | PV |  | S | 1.6 |  | 1.6 | 1.6 |  | N |  |  | N | Electric Utility | 1 | X | SUN
Solar Photovoltaic.SUN | solar PV | TRUE | 61928 | Jamison Solar Farm | 62396 | Jamison Solar Farm | SC | Orangeburg | 1 | Solar Photovoltaic | PV |  | S | 1.1 |  | 1.2 | 1.2 |  | N |  |  | N | Electric Utility | 1 | X | SUN
Solar Photovoltaic.SUN | solar PV | TRUE | 61929 | Runway Solar Farm | 62397 | Runway Solar Farm | SC | Horry | 1 | Solar Photovoltaic | PV |  | S | 2 |  | 2 | 2 |  | N |  |  | N | Electric Utility | 1 | X | SUN
Petroleum Liquids.DFO | petroleum | FALSE | 61936 | Albert Einstein College of Medicine | 62398 | Albert Einstein College of Medicine | NY | Bronx | CM058 | Petroleum Liquids | IC |  | S | 0.2 | 0.8 | 0.2 | 0.2 | 0.1 | N |  |  | N | Commercial Non-CHP | 4 | X | DFO
Petroleum Liquids.DFO | petroleum | FALSE | 61936 | Albert Einstein College of Medicine | 62398 | Albert Einstein College of Medicine | NY | Bronx | CM454 | Petroleum Liquids | IC |  | S | 0.5 | 0.8 | 0.5 | 0.5 | 0.2 | N |  |  | N | Commercial Non-CHP | 4 | X | DFO
Petroleum Liquids.DFO | petroleum | FALSE | 61936 | Albert Einstein College of Medicine | 62398 | Albert Einstein College of Medicine | NY | Bronx | CP035 | Petroleum Liquids | IC |  | S | 1 | 0.8 | 1 | 1 | 0.3 | N |  |  | N | Commercial Non-CHP | 4 | X | DFO
Petroleum Liquids.DFO | petroleum | FALSE | 61936 | Albert Einstein College of Medicine | 62398 | Albert Einstein College of Medicine | NY | Bronx | CP643 | Petroleum Liquids | IC |  | S | 0.2 | 0.8 | 0.2 | 0.2 | 0.1 | N |  |  | N | Commercial Non-CHP | 4 | X | DFO
Petroleum Liquids.DFO | petroleum | FALSE | 61936 | Albert Einstein College of Medicine | 62398 | Albert Einstein College of Medicine | NY | Bronx | CP703 | Petroleum Liquids | IC |  | S | 0.5 | 0.8 | 0.5 | 0.5 | 0.1 | N |  |  | N | Commercial Non-CHP | 4 | X | DFO
Petroleum Liquids.DFO | petroleum | FALSE | 61936 | Albert Einstein College of Medicine | 62398 | Albert Einstein College of Medicine | NY | Bronx | CP810 | Petroleum Liquids | IC |  | S | 0.7 | 0.8 | 0.7 | 0.7 | 0.2 | N |  |  | N | Commercial Non-CHP | 4 | X | DFO
Petroleum Liquids.DFO | petroleum | FALSE | 61936 | Albert Einstein College of Medicine | 62398 | Albert Einstein College of Medicine | NY | Bronx | CP919 | Petroleum Liquids | IC |  | S | 0.1 | 0.8 | 0.1 | 0.1 | 0.1 | N |  |  | N | Commercial Non-CHP | 4 | X | DFO
Petroleum Liquids.DFO | petroleum | FALSE | 61936 | Albert Einstein College of Medicine | 62398 | Albert Einstein College of Medicine | NY | Bronx | CP922 | Petroleum Liquids | IC |  | S | 0.5 | 0.8 | 0.5 | 0.5 | 0.1 | N |  |  | N | Commercial Non-CHP | 4 | X | DFO
Petroleum Liquids.DFO | petroleum | FALSE | 61936 | Albert Einstein College of Medicine | 62398 | Albert Einstein College of Medicine | NY | Bronx | CP925 | Petroleum Liquids | IC |  | S | 0.9 | 0.8 | 0.9 | 0.9 | 0.3 | N |  |  | N | Commercial Non-CHP | 4 | X | DFO
Petroleum Liquids.DFO | petroleum | FALSE | 61936 | Albert Einstein College of Medicine | 62398 | Albert Einstein College of Medicine | NY | Bronx | CP961 | Petroleum Liquids | IC |  | S | 1.8 | 0.8 | 1.8 | 1.8 | 0.3 | N |  |  | N | Commercial Non-CHP | 4 | X | DFO
Petroleum Liquids.DFO | petroleum | FALSE | 61936 | Albert Einstein College of Medicine | 62398 | Albert Einstein College of Medicine | NY | Bronx | CP962 | Petroleum Liquids | IC |  | S | 1.8 | 0.8 | 1.8 | 1.8 | 0.3 | N |  |  | N | Commercial Non-CHP | 4 | X | DFO
Natural Gas Internal Combustion Engine.NG | natural gas peaker | FALSE | 61936 | Albert Einstein College of Medicine | 62398 | Albert Einstein College of Medicine | NY | Bronx | WK259 | Natural Gas Internal Combustion Engine | IC |  | S | 0.2 | 0.8 | 0.2 | 0.2 | 0.1 | N |  |  | N | Commercial Non-CHP | 4 | X | NG
Solar Photovoltaic.SUN | solar PV | TRUE | 61934 | CI III VK I TE Partnership LLC | 62399 | Sage Solar I-III | UT | Rich | 77778 | Solar Photovoltaic | PV |  | S | 57.6 |  | 57.6 | 57.6 |  | N |  |  | N | IPP Non-CHP | 2 | X | SUN
Solar Photovoltaic.SUN | solar PV | TRUE | 60531 | Standard Solar | 62405 | UMCES Ground Mount | MD | Dorchester | X0009 | Solar Photovoltaic | PV |  | S | 2 |  | 2 | 2 |  | N |  |  | N | IPP Non-CHP | 2 | X | SUN
Solar Photovoltaic.SUN | solar PV | TRUE | 60531 | Standard Solar | 62406 | City of Gallup Solar | NM | McKinley | X0022 | Solar Photovoltaic | PV |  | S | 8 |  | 8 | 8 |  | N |  |  | N | IPP Non-CHP | 2 | X | SUN
Solar Photovoltaic.SUN | solar PV | TRUE | 60531 | Standard Solar | 62407 | Anne Arundel County Public Schools | MD | Anne Arundel | X0001 | Solar Photovoltaic | PV |  | S | 1 |  | 1 | 1 |  | N |  |  | N | IPP Non-CHP | 2 | X | SUN
Solar Photovoltaic.SUN | solar PV | TRUE | 60531 | Standard Solar | 62408 | Fort Indiantown Gap | PA | Lebanon | X0028 | Solar Photovoltaic | PV |  | S | 3 |  | 3 | 3 |  | N |  |  | N | IPP Non-CHP | 2 | X | SUN
Solar Photovoltaic.SUN | solar PV | TRUE | 7140 | Georgia Power Co | 62409 | Waynesboro Community Solar | GA | Burke | 1 | Solar Photovoltaic | PV |  | S | 2.4 |  | 2.4 | 2.4 |  | N |  |  | N | Electric Utility | 1 | X | SUN
Onshore Wind Turbine.WND | onshore wind | TRUE | 61942 | Griffin Trail Wind, LLC | 62411 | Griffin Trail Wind | TX | Knox | GTWND | Onshore Wind Turbine | WT |  | S | 225.6 |  | 225.6 | 225.6 | 0.3 | N |  |  | N | IPP Non-CHP | 2 | X | WND
Solar Photovoltaic.SUN | solar PV | TRUE | 61925 | Middlesex-Yates Solar, LLC | 62412 | Daum Solar | NY | Yates | DAUM | Solar Photovoltaic | PV |  | S | 4 |  | 4 | 4 |  | N |  |  | N | IPP Non-CHP | 2 | X | SUN
Solar Photovoltaic.SUN | solar PV | TRUE | 61926 | Dryden-Tompkins Solar I, LLC | 62413 | Ellis Solar | NY | Tompkins | ELLIS | Solar Photovoltaic | PV |  | S | 18 |  | 18 | 18 |  | N |  |  | N | IPP Non-CHP | 2 | X | SUN
Solar Photovoltaic.SUN | solar PV | TRUE | 60571 | AEP Onsite Partners, LLC | 62414 | Lady Slipper Solar Array CSG | MN | Goodhue | PV1 | Solar Photovoltaic | PV |  | S | 4.5 |  | 4.5 | 4.5 | 0 | N |  |  | N | IPP Non-CHP | 2 | X | SUN
Solar Photovoltaic.SUN | solar PV | TRUE | 56215 | RWE Renewables Americas, LLC | 62415 | West of the Pecos Solar | TX | Reeves | WOTP1 | Solar Photovoltaic | PV |  | S | 100 |  | 100 | 100 |  | N |  |  | N | IPP Non-CHP | 2 | X | SUN
Onshore Wind Turbine.WND | onshore wind | TRUE | 56215 | RWE Renewables Americas, LLC | 62416 | Cranell Wind Farm LLC | TX | Refugio | WT1 | Onshore Wind Turbine | WT |  | S | 220 |  | 220 | 220 | 0.1 | N |  |  | N | IPP Non-CHP | 2 | X | WND
Onshore Wind Turbine.WND | onshore wind | TRUE | 56215 | RWE Renewables Americas, LLC | 62417 | Peyton Creek Wind Farm LLC | TX | Matagorda | WT1 | Onshore Wind Turbine | WT |  | S | 151.2 |  | 151.2 | 151.2 | 25 | N |  |  | N | IPP Non-CHP | 2 | X | WND
Other Waste Biomass.OBG | biomass | TRUE | 61952 | Hanford Renewable Energy LLC | 62418 | Verwey-Hanford Dairy Digester #2 | CA | Kings | 4 | Other Waste Biomass | IC |  | S | 1 | 1 | 1 | 1 | 0.6 | N |  |  | N | IPP Non-CHP | 2 | X | OBG
Other Waste Biomass.OBG | biomass | TRUE | 61952 | Hanford Renewable Energy LLC | 62419 | Verwey-Hanford Dairy Digester #3 | CA | Kings | 4 | Other Waste Biomass | IC |  | S | 1 | 1 | 1 | 1 | 0.6 | N |  |  | N | IPP Non-CHP | 2 | X | OBG
Solar Photovoltaic.SUN | solar PV | TRUE | 61946 | Prairie State Solar, LLC | 62420 | Prairie State Solar Project | IL | Perry | PSS01 | Solar Photovoltaic | PV |  | S | 99 |  | 99 | 99 |  | N |  |  | N | IPP Non-CHP | 2 | X | SUN
Petroleum Liquids.DFO | petroleum | FALSE | 61947 | NYP-Hudson Valley Hospital Center | 62421 | NYP-Hudson Valley Hospital Center | NY | Westchester | 600CP | Petroleum Liquids | IC |  | S | 0.6 | 0.8 | 0.6 | 0.6 | 0.1 | N |  |  | N | Commercial Non-CHP | 4 | X | DFO
Petroleum Liquids.DFO | petroleum | FALSE | 61947 | NYP-Hudson Valley Hospital Center | 62421 | NYP-Hudson Valley Hospital Center | NY | Westchester | 600OE | Petroleum Liquids | IC |  | S | 0.6 | 0.8 | 0.6 | 0.6 | 0.2 | N |  |  | N | Commercial Non-CHP | 4 | X | DFO
Petroleum Liquids.DFO | petroleum | FALSE | 61947 | NYP-Hudson Valley Hospital Center | 62421 | NYP-Hudson Valley Hospital Center | NY | Westchester | 750RX | Petroleum Liquids | IC |  | S | 0.8 | 0.8 | 0.8 | 0.8 | 0.2 | N |  |  | N | Commercial Non-CHP | 4 | X | DFO
Petroleum Liquids.DFO | petroleum | FALSE | 61947 | NYP-Hudson Valley Hospital Center | 62421 | NYP-Hudson Valley Hospital Center | NY | Westchester | TER | Petroleum Liquids | IC |  | S | 0.6 | 0.8 | 0.1 | 0.1 | 0.1 | N |  |  | N | Commercial Non-CHP | 4 | X | DFO
Solar Photovoltaic.SUN | solar PV | TRUE | 61949 | Assembly Solar I, LLC | 62422 | Assembly Solar Project | MI | Shiawassee | ASP01 | Solar Photovoltaic | PV |  | S | 50 |  | 50 | 50 |  | N |  |  | N | IPP Non-CHP | 2 | X | SUN
Petroleum Liquids.DFO | petroleum | FALSE | 61948 | Regeneron Pharmaceuticals Inc. | 62423 | Regeneron Pharmaceuticals Inc. | NY | Westchester | 735G1 | Petroleum Liquids | IC |  | S | 1.5 | 0.8 | 1.5 | 1.5 | 0.1 | N |  |  | N | Commercial Non-CHP | 4 | X | DFO
Petroleum Liquids.DFO | petroleum | FALSE | 61948 | Regeneron Pharmaceuticals Inc. | 62423 | Regeneron Pharmaceuticals Inc. | NY | Westchester | 735G2 | Petroleum Liquids | IC |  | S | 1 | 0.8 | 1 | 1 | 0.1 | N |  |  | N | Commercial Non-CHP | 4 | X | DFO
Petroleum Liquids.DFO | petroleum | FALSE | 61948 | Regeneron Pharmaceuticals Inc. | 62423 | Regeneron Pharmaceuticals Inc. | NY | Westchester | 745G1 | Petroleum Liquids | IC |  | S | 2 | 0.8 | 1.5 | 1.5 | 0.1 | N |  |  | N | Commercial Non-CHP | 4 | X | DFO
Petroleum Liquids.DFO | petroleum | FALSE | 61948 | Regeneron Pharmaceuticals Inc. | 62423 | Regeneron Pharmaceuticals Inc. | NY | Westchester | 745G2 | Petroleum Liquids | IC |  | S | 2 | 0.8 | 1.5 | 1.5 | 0.3 | N |  |  | N | Commercial Non-CHP | 4 | X | DFO
Petroleum Liquids.DFO | petroleum | FALSE | 61948 | Regeneron Pharmaceuticals Inc. | 62423 | Regeneron Pharmaceuticals Inc. | NY | Westchester | 765G1 | Petroleum Liquids | IC |  | S | 2.5 | 0.8 | 2.5 | 2.5 | 0.3 | N |  |  | N | Commercial Non-CHP | 4 | X | DFO
Petroleum Liquids.DFO | petroleum | FALSE | 61948 | Regeneron Pharmaceuticals Inc. | 62423 | Regeneron Pharmaceuticals Inc. | NY | Westchester | 765G2 | Petroleum Liquids | IC |  | S | 2 | 0.8 | 2 | 2 | 0.3 | N |  |  | N | Commercial Non-CHP | 4 | X | DFO
Natural Gas Internal Combustion Engine.NG | natural gas peaker | FALSE | 61948 | Regeneron Pharmaceuticals Inc. | 62423 | Regeneron Pharmaceuticals Inc. | NY | Westchester | 771NG | Natural Gas Internal Combustion Engine | IC |  | S | 0.8 | 0.8 | 0.8 | 0.8 | 0.2 | N |  |  | N | Commercial Non-CHP | 4 | X | NG
Petroleum Liquids.DFO | petroleum | FALSE | 61948 | Regeneron Pharmaceuticals Inc. | 62423 | Regeneron Pharmaceuticals Inc. | NY | Westchester | 777G1 | Petroleum Liquids | IC |  | S | 1 | 0.8 | 1 | 1 | 0.3 | N |  |  | N | Commercial Non-CHP | 4 | X | DFO
Petroleum Liquids.DFO | petroleum | FALSE | 61948 | Regeneron Pharmaceuticals Inc. | 62423 | Regeneron Pharmaceuticals Inc. | NY | Westchester | 777G2 | Petroleum Liquids | IC |  | S | 2.5 | 0.8 | 2.5 | 2.5 | 0.3 | N |  |  | N | Commercial Non-CHP | 4 | X | DFO
Petroleum Liquids.DFO | petroleum | FALSE | 61948 | Regeneron Pharmaceuticals Inc. | 62423 | Regeneron Pharmaceuticals Inc. | NY | Westchester | 785G1 | Petroleum Liquids | IC |  | S | 1.5 | 0.8 | 1 | 1 | 0.2 | N |  |  | N | Commercial Non-CHP | 4 | X | DFO
Petroleum Liquids.DFO | petroleum | FALSE | 61948 | Regeneron Pharmaceuticals Inc. | 62423 | Regeneron Pharmaceuticals Inc. | NY | Westchester | 795G1 | Petroleum Liquids | IC |  | S | 2 | 0.8 | 2 | 2 | 0.3 | N |  |  | N | Commercial Non-CHP | 4 | X | DFO
Petroleum Liquids.DFO | petroleum | FALSE | 61948 | Regeneron Pharmaceuticals Inc. | 62423 | Regeneron Pharmaceuticals Inc. | NY | Westchester | 795G2 | Petroleum Liquids | IC |  | S | 2 | 0.8 | 2 | 2 | 0.3 | N |  |  | N | Commercial Non-CHP | 4 | X | DFO
Onshore Wind Turbine.WND | onshore wind | TRUE | 61981 | Willow Creek Wind Power LLC | 62431 | Willow Creek Wind Power LLC | SD | Butte | 1 | Onshore Wind Turbine | WT |  | S | 105 |  | 103.5 | 103.5 | 0 | N |  |  | N | IPP Non-CHP | 2 | X | WND
Solar Photovoltaic.SUN | solar PV | TRUE | 61900 | SR Arlington, LLC | 62436 | SR Arlington I | GA | Early | ARLI | Solar Photovoltaic | PV |  | S | 20 |  | 20 | 20 |  | N |  |  | N | IPP Non-CHP | 2 | X | SUN
Solar Photovoltaic.SUN | solar PV | TRUE | 56997 | Marina Energy LLC | 62438 | Heller 400M | NJ | Middlesex | A | Solar Photovoltaic | PV |  | S | 0.8 |  | 0.8 | 0.8 |  | N | 5 | 2028 | N | IPP Non-CHP | 2 | X | SUN
Solar Photovoltaic.SUN | solar PV | TRUE | 56997 | Marina Energy LLC | 62438 | Heller 400M | NJ | Middlesex | B | Solar Photovoltaic | PV |  | S | 0.2 |  | 0.2 | 0.2 |  | N | 5 | 2028 | N | IPP Non-CHP | 2 | X | SUN
Solar Photovoltaic.SUN | solar PV | TRUE | 56997 | Marina Energy LLC | 62438 | Heller 400M | NJ | Middlesex | C | Solar Photovoltaic | PV |  | S | 0.2 |  | 0.2 | 0.2 |  | N | 5 | 2028 | N | IPP Non-CHP | 2 | X | SUN
Solar Photovoltaic.SUN | solar PV | TRUE | 61944 | MN8 Energy LLC | 62439 | Owens Corning | NJ | Camden | A | Solar Photovoltaic | PV |  | S | 2.8 |  | 2.8 | 2.8 |  | N |  |  | N | IPP Non-CHP | 2 | X | SUN
Solar Photovoltaic.SUN | solar PV | TRUE | 61954 | Techren Solar V LLC | 62440 | Techren Solar V | NV | Clark | TECH5 | Solar Photovoltaic | PV |  | S | 50 |  | 50 | 50 |  | N |  |  | N | IPP Non-CHP | 2 | X | SUN
Batteries.MWH | battery storage | 0 | 61957 | Kearny Mesa Storage LLC | 62441 | Kearny Mesa Storage LLC | CA | San Diego | U1 | Batteries | BA |  | S | 1 |  | 1 | 1 | 1 | N |  |  | N | IPP Non-CHP | 2 | X | MWH
Onshore Wind Turbine.WND | onshore wind | TRUE | 61893 | Lake Region Community Hybrid, LLC | 62442 | Lake Region Community Hybrid, LLC | MN | Otter Tail | LRCH | Onshore Wind Turbine | WT |  | S | 2 |  | 2 | 2 | 0.1 | N |  |  | N | IPP Non-CHP | 2 | X | WND
Solar Photovoltaic.SUN | solar PV | TRUE | 61893 | Lake Region Community Hybrid, LLC | 62442 | Lake Region Community Hybrid, LLC | MN | Otter Tail | LRCHS | Solar Photovoltaic | PV |  | S | 0.5 |  | 0.5 | 0.5 |  | N |  |  | N | IPP Non-CHP | 2 | X | SUN
Solar Photovoltaic.SUN | solar PV | TRUE | 61944 | MN8 Energy LLC | 62443 | Westminster | VT | Windham | A | Solar Photovoltaic | PV |  | S | 1.8 |  | 1.8 | 1.8 |  | N |  |  | N | IPP Non-CHP | 2 | X | SUN
Batteries.MWH | battery storage | 0 | 61728 | GlidePath Power Operations LLC | 62444 | Meyersdale Battery | PA | Somerset | BMY | Batteries | BA |  | S | 18 |  | 18 | 18 | 0 | N |  |  | N | IPP Non-CHP | 2 | X | MWH
Onshore Wind Turbine.WND | onshore wind | TRUE | 61973 | Black Hills Electric Generation LLC | 62445 | Busch Ranch II Wind Farm | CO | Huerfano | WT | Onshore Wind Turbine | WT |  | S | 59.4 |  | 59.4 | 59.4 | 1 | N |  |  | N | IPP Non-CHP | 2 | X | WND
Petroleum Liquids.DFO | petroleum | FALSE | 61955 | JLL-One Rockwood Road | 62446 | JLL-One Rockwood Road | NY | Westchester | EGEN1 | Petroleum Liquids | IC |  | S | 1.5 | 0.8 | 1.5 | 1.5 | 0.3 | N |  |  | N | Commercial Non-CHP | 4 | X | DFO
Petroleum Liquids.DFO | petroleum | FALSE | 61955 | JLL-One Rockwood Road | 62446 | JLL-One Rockwood Road | NY | Westchester | EGEN2 | Petroleum Liquids | IC |  | S | 1.5 | 0.8 | 1.5 | 1.5 | 0.3 | N |  |  | N | Commercial Non-CHP | 4 | X | DFO
Petroleum Liquids.DFO | petroleum | FALSE | 61956 | Mount Sinai South Nassau Hospital | 62447 | Mount Sinai South Nassau Hospital | NY | Nassau | 3 | Petroleum Liquids | IC |  | S | 1 | 0.8 | 1 | 1 | 0 | N |  |  | N | Commercial Non-CHP | 4 | X | DFO
Petroleum Liquids.DFO | petroleum | FALSE | 61956 | Mount Sinai South Nassau Hospital | 62447 | Mount Sinai South Nassau Hospital | NY | Nassau | 4 | Petroleum Liquids | IC |  | S | 2 | 0.8 | 1 | 0.8 | 0 | N |  |  | N | Commercial Non-CHP | 4 | X | DFO
Solar Photovoltaic.SUN | solar PV | TRUE | 65411 | Duke Energy Renewables Services | 62448 | Lapetus | TX | Andrews | LAP | Solar Photovoltaic | PV |  | W | 100 |  | 100 | 100 |  | N |  |  | N | IPP Non-CHP | 2 | X | SUN
Natural Gas Fired Combustion Turbine.NG | natural gas peaker | FALSE | 61964 | Kimberly Clark - Mobile Alabama | 62449 | Kimberly Clark Mobile - CHP Plant | AL | Mobile | GT100 | Natural Gas Fired Combustion Turbine | GT | KCMO | S | 25 | 0.95 | 21.8 | 23 | 11 | N |  |  | Y | Industrial CHP | 7 | T | NG
Natural Gas Fired Combustion Turbine.NG | natural gas peaker | FALSE | 61964 | Kimberly Clark - Mobile Alabama | 62449 | Kimberly Clark Mobile - CHP Plant | AL | Mobile | GT200 | Natural Gas Fired Combustion Turbine | GT | KCMO | S | 25 | 0.95 | 21.8 | 23 | 11 | N |  |  | Y | Industrial CHP | 7 | T | NG
Petroleum Liquids.DFO | petroleum | FALSE | 61965 | St. Johns Episcopal Hospital | 62450 | St. Johns Episcopal Hospital | NY | Queens | CT205 | Petroleum Liquids | IC |  | S | 0.2 | 0.8 | 0.2 | 0.2 | 0.1 | N |  |  | N | Commercial Non-CHP | 4 | X | DFO
Petroleum Liquids.DFO | petroleum | FALSE | 61965 | St. Johns Episcopal Hospital | 62450 | St. Johns Episcopal Hospital | NY | Queens | F1040 | Petroleum Liquids | IC |  | S | 1 | 0.8 | 1 | 1 | 0.2 | N |  |  | N | Commercial Non-CHP | 4 | X | DFO
Solar Photovoltaic.SUN | solar PV | TRUE | 61969 | Altorfer Inc. | 62451 | Rantoul Solar | IL | Champaign | RANTL | Solar Photovoltaic | PV |  | S | 2 |  | 2 | 2 |  | N |  |  | N | IPP Non-CHP | 2 | X | SUN
Petroleum Liquids.DFO | petroleum | FALSE | 61970 | St. Joseph Hospital (NY) | 62452 | St. Joseph Hospital | NY | Westchester | CT250 | Petroleum Liquids | IC |  | S | 0.3 | 0.8 | 0.3 | 0.3 | 0.1 | N |  |  | N | Commercial Non-CHP | 4 | X | DFO
Petroleum Liquids.DFO | petroleum | FALSE | 61970 | St. Joseph Hospital (NY) | 62452 | St. Joseph Hospital | NY | Westchester | CT750 | Petroleum Liquids | IC |  | S | 0.8 | 0.8 | 0.8 | 0.8 | 0.2 | N |  |  | N | Commercial Non-CHP | 4 | X | DFO
Petroleum Liquids.DFO | petroleum | FALSE | 61971 | Mt.Sinai-St.Lukes Rsvlt. Hospital Center | 62453 | Mt.Sinai-St.Lukes Roosevelt Hosp. Center | NY | Westchester | CT250 | Petroleum Liquids | IC |  | S | 0.3 | 0.8 | 0.3 | 0.3 | 0.1 | N |  |  | N | Commercial Non-CHP | 4 | X | DFO
Petroleum Liquids.DFO | petroleum | FALSE | 61971 | Mt.Sinai-St.Lukes Rsvlt. Hospital Center | 62453 | Mt.Sinai-St.Lukes Roosevelt Hosp. Center | NY | Westchester | CT750 | Petroleum Liquids | IC |  | S | 0.8 | 0.8 | 0.8 | 0.8 | 0.2 | N |  |  | N | Commercial Non-CHP | 4 | X | DFO
Petroleum Liquids.DFO | petroleum | FALSE | 61971 | Mt.Sinai-St.Lukes Rsvlt. Hospital Center | 62453 | Mt.Sinai-St.Lukes Roosevelt Hosp. Center | NY | Westchester | EG1 | Petroleum Liquids | IC |  | S | 0.2 | 0.8 | 0.3 | 0.3 | 0.1 | N |  |  | N | Commercial Non-CHP | 4 | X | DFO
Petroleum Liquids.DFO | petroleum | FALSE | 61971 | Mt.Sinai-St.Lukes Rsvlt. Hospital Center | 62453 | Mt.Sinai-St.Lukes Roosevelt Hosp. Center | NY | Westchester | EG2 | Petroleum Liquids | IC |  | S | 0.3 | 0.8 | 0.3 | 0.3 | 0.1 | N |  |  | N | Commercial Non-CHP | 4 | X | DFO
Petroleum Liquids.DFO | petroleum | FALSE | 61971 | Mt.Sinai-St.Lukes Rsvlt. Hospital Center | 62453 | Mt.Sinai-St.Lukes Roosevelt Hosp. Center | NY | Westchester | EG3 | Petroleum Liquids | IC |  | S | 2.5 | 0.8 | 2.5 | 2.5 | 0.3 | N |  |  | N | Commercial Non-CHP | 4 | X | DFO
Petroleum Liquids.DFO | petroleum | FALSE | 61971 | Mt.Sinai-St.Lukes Rsvlt. Hospital Center | 62453 | Mt.Sinai-St.Lukes Roosevelt Hosp. Center | NY | Westchester | EG4 | Petroleum Liquids | IC |  | S | 2.5 | 0.8 | 2.5 | 2.5 | 0.3 | N |  |  | N | Commercial Non-CHP | 4 | X | DFO
Solar Photovoltaic.SUN | solar PV | TRUE | 61944 | MN8 Energy LLC | 62454 | Lakewood Cheddar School | NJ | Ocean | 1 | Solar Photovoltaic | PV |  | S | 1 |  | 1 | 1 |  | N |  |  | N | IPP Non-CHP | 2 | X | SUN
Other Natural Gas.NG | natural gas peaker | TRUE | 57128 | Bloom Energy | 62455 | Digital Fairfield | CT | Fairfield | DGR01 | Other Natural Gas | FC |  | W | 2 |  | 2 | 2 | 0.1 | N |  |  | N | IPP Non-CHP | 2 | X | NG
Other Natural Gas.NG | natural gas peaker | TRUE | 57128 | Bloom Energy | 62456 | Regeneron Tarrytown | NY | Westchester | RGP00 | Other Natural Gas | FC |  | W | 1.5 |  | 1.5 | 1.5 | 0.1 | N |  |  | N | IPP Non-CHP | 2 | X | NG
Other Natural Gas.NG | natural gas peaker | TRUE | 57128 | Bloom Energy | 62458 | Ratkovich Alhambra | CA | Los Angeles | RAT00 | Other Natural Gas | FC |  | W | 1 |  | 1 | 1 | 0.1 | N |  |  | N | IPP Non-CHP | 2 | X | NG
Other Natural Gas.NG | natural gas peaker | TRUE | 57128 | Bloom Energy | 62459 | Micro Santa Clara | CA | Santa Clara | SMC01 | Other Natural Gas | FC |  | W | 2 |  | 2 | 2 | 0.1 | N |  |  | N | IPP Non-CHP | 2 | X | NG
Batteries.MWH | battery storage | 0 | 17609 | Southern California Edison Co | 62460 | DESI-2 Battery Storage Facility | CA | Orange | DESI2 | Batteries | BA |  | S | 1.4 |  | 1.4 | 1.4 |  | N |  |  | N | Electric Utility | 1 | X | MWH
Petroleum Liquids.DFO | petroleum | TRUE | 6168 | Farmers Electric Coop - (IA) | 62461 | Farmers Electric Cooperative - Kalona | IA | Johnson | 1 | Petroleum Liquids | IC |  | S | 2 | 0.8 | 2 | 2 | 0.4 | N |  |  | N | Electric Utility | 1 | X | DFO
Petroleum Liquids.DFO | petroleum | TRUE | 6168 | Farmers Electric Coop - (IA) | 62461 | Farmers Electric Cooperative - Kalona | IA | Johnson | 2 | Petroleum Liquids | IC |  | S | 2 | 0.8 | 2 | 2 | 0.4 | N |  |  | N | Electric Utility | 1 | X | DFO
Petroleum Liquids.DFO | petroleum | TRUE | 6168 | Farmers Electric Coop - (IA) | 62461 | Farmers Electric Cooperative - Kalona | IA | Johnson | 3 | Petroleum Liquids | IC |  | S | 2 | 0.8 | 2 | 2 | 0.4 | N |  |  | N | Electric Utility | 1 | X | DFO
Solar Photovoltaic.SUN | solar PV | TRUE | 63647 | Muscle Shoals Solar, LLC | 62462 | Muscle Shoals | AL | Colbert | GEN01 | Solar Photovoltaic | PV |  | S | 227 |  | 227 | 227 |  | N |  |  | N | IPP Non-CHP | 2 | X | SUN
Solar Photovoltaic.SUN | solar PV | TRUE | 61219 | Longroad Energy Services LLC | 62463 | Little Bear 3 | CA | Fresno | GEN01 | Solar Photovoltaic | PV |  | S | 20 |  | 20 | 20 |  | N |  |  | N | IPP Non-CHP | 2 | X | SUN
Solar Photovoltaic.SUN | solar PV | TRUE | 61219 | Longroad Energy Services LLC | 62464 | Little Bear 4 | CA | Fresno | GEN01 | Solar Photovoltaic | PV |  | S | 50 |  | 50 | 50 |  | N |  |  | N | IPP Non-CHP | 2 | X | SUN
Solar Photovoltaic.SUN | solar PV | TRUE | 61219 | Longroad Energy Services LLC | 62465 | Little Bear 5 | CA | Fresno | GEN01 | Solar Photovoltaic | PV |  | S | 50 |  | 50 | 50 |  | N |  |  | N | IPP Non-CHP | 2 | X | SUN
Solar Photovoltaic.SUN | solar PV | TRUE | 59300 | PNM Resources | 62467 | Vista Solar Energy Center | NM | Valencia | VISTA | Solar Photovoltaic | PV |  | S | 10 |  | 10 | 8.2 |  | N |  |  | N | Electric Utility | 1 | X | SUN
Solar Photovoltaic.SUN | solar PV | TRUE | 13216 | Nashville Electric Service | 62468 | Music City Community Solar | TN | Davidson | MCS01 | Solar Photovoltaic | PV |  | S | 1.6 |  | 1.5 | 1.5 |  | N |  |  | N | Electric Utility | 1 | X | SUN
Solar Photovoltaic.SUN | solar PV | TRUE | 62802 | Cove Mountain Solar LLC | 62469 | Cove Mountain Solar | UT | Iron | GEN01 | Solar Photovoltaic | PV |  | S | 58 |  | 58 | 58 |  | N |  |  | N | IPP Non-CHP | 2 | X | SUN
Solar Photovoltaic.SUN | solar PV | TRUE | 62803 | Cove Mountain Solar 2 LLC | 62470 | Cove Mountain Solar 2 | UT | Iron | GEN01 | Solar Photovoltaic | PV |  | S | 122 |  | 122 | 122 |  | N |  |  | N | IPP Non-CHP | 2 | X | SUN
Solar Photovoltaic.SUN | solar PV | TRUE | 61194 | Generate Capital | 62471 | Washington St Community Solar Farm #4 | NY | Monroe | 1034 | Solar Photovoltaic | PV |  | W | 2.5 |  | 2.5 | 2.5 |  | N |  |  | N | IPP Non-CHP | 2 | X | SUN
Solar Photovoltaic.SUN | solar PV | TRUE | 61194 | Generate Capital | 62472 | Washington St Community Solar Farm #1 | NY | Monroe | 617 | Solar Photovoltaic | PV |  | W | 2.2 |  | 2.2 | 2.2 |  | N |  |  | N | IPP Non-CHP | 2 | X | SUN
Solar Photovoltaic.SUN | solar PV | TRUE | 61194 | Generate Capital | 62473 | Washington St Community Solar Farm #3 | NY | Monroe | 1035 | Solar Photovoltaic | PV |  | W | 2.5 |  | 2.5 | 2.5 |  | N |  |  | N | IPP Non-CHP | 2 | X | SUN
Solar Photovoltaic.SUN | solar PV | TRUE | 61610 | Delaware River Solar, LLC | 62474 | Gaskill Rd Community Solar Farm CSG | NY | Tioga | 928 | Solar Photovoltaic | PV |  | S | 5 |  | 5 | 5 | 5 | N |  |  | N | IPP Non-CHP | 2 | X | SUN
Onshore Wind Turbine.WND | onshore wind | TRUE | 5860 | Empire District Electric Co | 62475 | Kings Point Wind Energy Center | MO | Lawrence | KPW1 | Onshore Wind Turbine | WT |  | S | 149.4 |  | 145.6 | 145.6 | 2.1 | N |  |  | N | Electric Utility | 1 | X | WND
Solar Photovoltaic.SUN | solar PV | TRUE | 61194 | Generate Capital | 62476 | Big Tree Community Solar Farm | NY | Erie | 607 | Solar Photovoltaic | PV |  | W | 2 |  | 2 | 2 |  | N |  |  | N | IPP Non-CHP | 2 | X | SUN
Solar Photovoltaic.SUN | solar PV | TRUE | 61610 | Delaware River Solar, LLC | 62477 | Dryden Rd #2 Community Solar Farm CSG | NY | Tompkins | 372 | Solar Photovoltaic | PV |  | S | 1.3 |  | 1.3 | 1.3 | 1.3 | N |  |  | N | IPP Non-CHP | 2 | X | SUN
Onshore Wind Turbine.WND | onshore wind | TRUE | 5860 | Empire District Electric Co | 62478 | North Fork Ridge Wind Energy Center | MO | Barton | NFRW1 | Onshore Wind Turbine | WT |  | S | 149.4 |  | 145.5 | 145.5 | 2.1 | N |  |  | N | Electric Utility | 1 | X | WND
Solar Photovoltaic.SUN | solar PV | TRUE | 61610 | Delaware River Solar, LLC | 62479 | Woodoak Drive Community Solar Farm CSG | NY | Sullivan | 175 | Solar Photovoltaic | PV |  | S | 2 |  | 2 | 2 | 2 | N |  |  | N | IPP Non-CHP | 2 | X | SUN
Solar Photovoltaic.SUN | solar PV | TRUE | 61194 | Generate Capital | 62480 | Burritt Rd Community Solar Farm | NY | Monroe | 635 | Solar Photovoltaic | PV |  | W | 2 |  | 2 | 2 |  | N |  |  | N | IPP Non-CHP | 2 | X | SUN
Onshore Wind Turbine.WND | onshore wind | TRUE | 5860 | Empire District Electric Co | 62481 | Neosho Ridge Wind Energy Center | KS | Neosho | NRW1 | Onshore Wind Turbine | WT |  | S | 301 |  | 294.4 | 294.4 | 2.1 | N |  |  | N | Electric Utility | 1 | X | WND
Onshore Wind Turbine.WND | onshore wind | TRUE | 17650 | Southern Power Co | 62482 | Beech Ridge II Wind Energy Center | WV | Greenbrier | GEN1 | Onshore Wind Turbine | WT |  | W | 56.2 |  | 56.2 | 56.2 | 2.8 | N |  |  | N | IPP Non-CHP | 2 | X | WND
Solar Photovoltaic.SUN | solar PV | TRUE | 62006 | 7X Energy, Inc. | 62483 | Taygete Energy Project LLC | TX | Pecos | PV1 | Solar Photovoltaic | PV |  | W | 255 |  | 255 | 255 |  | N |  |  | N | IPP Non-CHP | 2 | X | SUN
Solar Photovoltaic.SUN | solar PV | TRUE | 9234 | Indiana Municipal Power Agency | 62484 | Crawfordsville 2 Solar Park | IN | Montgomery | SCRA2 | Solar Photovoltaic | PV |  | W | 7.9 |  | 7.9 | 6.3 |  | N |  |  | N | Electric Utility | 1 | X | SUN
Solar Photovoltaic.SUN | solar PV | TRUE | 9234 | Indiana Municipal Power Agency | 62485 | Crawfordsville 3 Solar Park | IN | Montgomery | SCRA3 | Solar Photovoltaic | PV |  | W | 4.8 |  | 4.8 | 3.8 |  | N |  |  | N | Electric Utility | 1 | X | SUN
Solar Photovoltaic.SUN | solar PV | TRUE | 62003 | CMR Solar, LLC | 62486 | CMR Solar LLC | NY | Orange | CMRSL | Solar Photovoltaic | PV |  | S | 2 |  | 2 | 2 |  | N |  |  | N | IPP Non-CHP | 2 | X | SUN
Solar Photovoltaic.SUN | solar PV | TRUE | 62004 | Flowers Solar LLC | 62487 | Flowers Solar LLC | NC | Johnston | FLOW | Solar Photovoltaic | PV |  | S | 4.3 |  | 4.3 | 4.3 |  | N |  |  | N | IPP Non-CHP | 2 | X | SUN
Onshore Wind Turbine.WND | onshore wind | TRUE | 62010 | Prairie Queen Wind Farm LLC | 62488 | Prairie Queen Wind Farm | KS | Allen | WT | Onshore Wind Turbine | WT |  | S | 199.3 |  | 199.3 | 199.3 | 2 | N |  |  | N | IPP Non-CHP | 2 | X | WND
Onshore Wind Turbine.WND | onshore wind | TRUE | 61785 | EDP Renewables North America LLC | 62489 | Crossing Trails Wind Power Project LLC. | CO | Kit Carson | GEN1 | Onshore Wind Turbine | WT |  | S | 104 |  | 104 | 104 | 0.7 | N |  |  | N | IPP Non-CHP | 2 | X | WND
Solar Photovoltaic.SUN | solar PV | TRUE | 6452 | Florida Power & Light Co | 62490 | Echo River Solar | FL | Suwannee | 1 | Solar Photovoltaic | PV |  | S | 74.5 |  | 74.5 | 74.5 |  | N |  |  | N | Electric Utility | 1 | X | SUN
Batteries.MWH | battery storage | 0 | 6452 | Florida Power & Light Co | 62490 | Echo River Solar | FL | Suwannee | 2 | Batteries | BA |  | S | 30 |  | 30 | 30 | 0.7 | N |  |  | N | Electric Utility | 1 | X | MWH
Solar Photovoltaic.SUN | solar PV | TRUE | 6452 | Florida Power & Light Co | 62491 | Okeechobee Solar | FL | Okeechobee | 1 | Solar Photovoltaic | PV |  | S | 74.5 |  | 74.5 | 74.5 |  | N |  |  | N | Electric Utility | 1 | X | SUN
Natural Gas Fired Combustion Turbine.NG | natural gas peaker | TRUE | 63875 | DTE Atlantic, LLC | 62492 | DTE Atlantic, LLC | NJ | Atlantic | ACB-1 | Natural Gas Fired Combustion Turbine | GT |  | S | 7.5 | 1 | 7.1 | 7.8 | 5 | N |  |  | N | IPP Non-CHP | 2 | X | NG
Solar Photovoltaic.SUN | solar PV | TRUE | 6452 | Florida Power & Light Co | 62493 | Southfork Solar | FL | Manatee | 1 | Solar Photovoltaic | PV |  | S | 74.5 |  | 74.5 | 74.5 |  | N |  |  | N | Electric Utility | 1 | X | SUN
Onshore Wind Turbine.WND | onshore wind | TRUE | 62023 | Skeleton Creek Energy Center | 62494 | Skeleton Creek Energy Center Hybrid | OK | Garfield | SKC | Onshore Wind Turbine | WT |  | S | 250 |  | 250 | 250 | 1 | N |  |  | N | IPP Non-CHP | 2 | X | WND
Solar Photovoltaic.SUN | solar PV | TRUE | 65411 | Duke Energy Renewables Services | 62495 | Palmer Solar | CO | El Paso | 20181 | Solar Photovoltaic | PV |  | W | 60 |  | 60 | 60 |  | N |  |  | N | IPP Non-CHP | 2 | X | SUN
Solar Photovoltaic.SUN | solar PV | TRUE | 61194 | Generate Capital | 62496 | Telegraph Rd #1 Community Solar Farm | NY | Wyoming | 1268 | Solar Photovoltaic | PV |  | W | 3.8 |  | 3.8 | 3.8 | 3.8 | N |  |  | N | IPP Non-CHP | 2 | X | SUN
Batteries.MWH | battery storage | 0 | 61978 | Convergent Energy and Power LP | 62497 | Orange County Energy Storage 2 | CA | Orange | OCES2 | Batteries | BA |  | W | 9 |  | 9 | 9 | 0.1 | N |  |  | N | IPP Non-CHP | 2 | X | MWH
Solar Photovoltaic.SUN | solar PV | TRUE | 61194 | Generate Capital | 62498 | Telegraph Rd #2 Community Solar Farm | NY | Wyoming | 1413 | Solar Photovoltaic | PV |  | W | 2 |  | 2 | 2 |  | N |  |  | N | IPP Non-CHP | 2 | X | SUN
Batteries.MWH | battery storage | 0 | 61978 | Convergent Energy and Power LP | 62499 | Orange County Energy Storage 3 | CA | Orange | OCES3 | Batteries | BA |  | W | 6 |  | 6 | 6 | 0.1 | N |  |  | N | IPP Non-CHP | 2 | X | MWH
Solar Photovoltaic.SUN | solar PV | TRUE | 61194 | Generate Capital | 62500 | Route 19 #1 Community Solar Farm | NY | Wyoming | 1258 | Solar Photovoltaic | PV |  | W | 2 |  | 2 | 2 |  | N |  |  | N | IPP Non-CHP | 2 | X | SUN
Solar Photovoltaic.SUN | solar PV | TRUE | 61194 | Generate Capital | 62502 | Route 19 #2 Community Solar Farm | NY | Wyoming | 1415 | Solar Photovoltaic | PV |  | W | 5 |  | 5 | 5 |  | N |  |  | N | IPP Non-CHP | 2 | X | SUN
Solar Photovoltaic.SUN | solar PV | TRUE | 60584 | Onyx Asset Services Group | 62503 | Winchendon Landfill Solar | MA | Worcester | 10237 | Solar Photovoltaic | PV |  | W | 2 |  | 2 | 2 |  | N |  |  | N | IPP Non-CHP | 2 | X | SUN
Solar Photovoltaic.SUN | solar PV | TRUE | 63244 | KSI II Consolidated, LLC | 62504 | Frey Rd #1 Community Solar Farm | NY | Wayne | 1159 | Solar Photovoltaic | PV |  | S | 2 |  | 2 | 2 | 2 | N |  |  | N | IPP Non-CHP | 2 | X | SUN
Solar Photovoltaic.SUN | solar PV | TRUE | 64418 | GSEone | 62505 | G.S.E. One LLC | TX | Fannin | 1 | Solar Photovoltaic | PV |  | S | 83 |  | 82.5 | 82.5 |  | N |  |  | N | IPP Non-CHP | 2 | X | SUN
Solar Photovoltaic.SUN | solar PV | TRUE | 63244 | KSI II Consolidated, LLC | 62507 | County Route 11 Community Solar Farm | NY | Clinton | 1419 | Solar Photovoltaic | PV |  | S | 4.1 |  | 4.1 | 4.1 |  | N |  |  | N | IPP Non-CHP | 2 | X | SUN
Solar Photovoltaic.SUN | solar PV | TRUE | 63244 | KSI II Consolidated, LLC | 62508 | Furnace Rd Community Solar Farm | NY | Wayne | 1420 | Solar Photovoltaic | PV |  | S | 3 |  | 3 | 3 |  | N |  |  | N | IPP Non-CHP | 2 | X | SUN
Onshore Wind Turbine.WND | onshore wind | TRUE | 14354 | PacifiCorp | 62516 | TB Flats | WY | Carbon | 1 | Onshore Wind Turbine | WT |  | S | 503.2 |  | 503.2 | 503.2 | 1 | N |  |  | N | Electric Utility | 1 | X | WND
Solar Photovoltaic.SUN | solar PV | TRUE | 61194 | Generate Capital | 62517 | Yellow Mills Rd #1 Community Solar Farm | NY | Ontario | 1142 | Solar Photovoltaic | PV |  | W | 2.3 |  | 2.3 | 2.3 |  | N |  |  | N | IPP Non-CHP | 2 | X | SUN
Solar Photovoltaic.SUN | solar PV | TRUE | 61194 | Generate Capital | 62518 | Yellow Mills Rd #2 Community Solar Farm | NY | Ontario | 1181 | Solar Photovoltaic | PV |  | W | 2.3 |  | 2.3 | 2.3 |  | N |  |  | N | IPP Non-CHP | 2 | X | SUN
Solar Photovoltaic.SUN | solar PV | TRUE | 61194 | Generate Capital | 62519 | Yellow Mills Rd #3 Community Solar Farm | NY | Ontario | 1244 | Solar Photovoltaic | PV |  | W | 2.3 |  | 2.3 | 2.3 |  | N |  |  | N | IPP Non-CHP | 2 | X | SUN
Solar Photovoltaic.SUN | solar PV | TRUE | 63244 | KSI II Consolidated, LLC | 62521 | Frey Rd #2 Community Solar Farm | NY | Wayne | 1442 | Solar Photovoltaic | PV |  | S | 1.4 |  | 1.4 | 1.4 | 1.4 | N |  |  | N | IPP Non-CHP | 2 | X | SUN
Solar Photovoltaic.SUN | solar PV | TRUE | 63244 | KSI II Consolidated, LLC | 62524 | Route 22 Community Solar Farm CSG | NY | Clinton | 1444 | Solar Photovoltaic | PV |  | S | 3.7 |  | 3.7 | 3.7 | 3.7 | N |  |  | N | IPP Non-CHP | 2 | X | SUN
Solar Photovoltaic.SUN | solar PV | TRUE | 61194 | Generate Capital | 62525 | Villa Roma Rd #1 | NY | Sullivan | 40 | Solar Photovoltaic | PV |  | W | 2 |  | 2 | 2 |  | N |  |  | N | IPP Non-CHP | 2 | X | SUN
Solar Photovoltaic.SUN | solar PV | TRUE | 61194 | Generate Capital | 62526 | Villa Roma Rd #2 | NY | Sullivan | 41 | Solar Photovoltaic | PV |  | W | 2 |  | 2 | 2 |  | N |  |  | N | IPP Non-CHP | 2 | X | SUN
Solar Photovoltaic.SUN | solar PV | TRUE | 61610 | Delaware River Solar, LLC | 62527 | Villa Roma Rd #3 CSG | NY | Sullivan | 390 | Solar Photovoltaic | PV |  | S | 2 |  | 2 | 2 | 2 | N |  |  | N | IPP Non-CHP | 2 | X | SUN
Solar Photovoltaic.SUN | solar PV | TRUE | 61610 | Delaware River Solar, LLC | 62528 | Villa Roma Rd #4 CSG | NY | Sullivan | 391 | Solar Photovoltaic | PV |  | S | 2 |  | 2 | 2 | 2 | N |  |  | N | IPP Non-CHP | 2 | X | SUN
Solar Photovoltaic.SUN | solar PV | TRUE | 62630 | NY Mooers I, LLC | 62530 | Boas Rd #1 Community Solar Farm | NY | Clinton | 496 | Solar Photovoltaic | PV |  | S | 2 |  | 2 | 2 |  | N |  |  | N | IPP Non-CHP | 2 | X | SUN
Solar Photovoltaic.SUN | solar PV | TRUE | 62631 | NY Mooers II, LLC | 62531 | Boas Rd #2 Community Solar Farm | NY | Clinton | 1010 | Solar Photovoltaic | PV |  | S | 2 |  | 2 | 2 |  | N |  |  | N | IPP Non-CHP | 2 | X | SUN
Solar Photovoltaic.SUN | solar PV | TRUE | 62632 | NY Mooers III, LLC | 62532 | Boas Rd #3 Community Solar Farm | NY | Clinton | 1011 | Solar Photovoltaic | PV |  | S | 2 |  | 2 | 2 |  | N |  |  | N | IPP Non-CHP | 2 | X | SUN
Solar Photovoltaic.SUN | solar PV | TRUE | 61194 | Generate Capital | 62533 | Boas Rd #4 Community Solar Farm | NY | Clinton | 1023 | Solar Photovoltaic | PV |  | W | 2 |  | 2 | 2 |  | N |  |  | N | IPP Non-CHP | 2 | X | SUN
Solar Photovoltaic.SUN | solar PV | TRUE | 62035 | MSC-Scott01 LLC | 62535 | MSC-Scott01 LLC | MN | Scott | 52737 | Solar Photovoltaic | PV |  | S | 1 |  | 1 | 1 |  | N |  |  | N | IPP Non-CHP | 2 | X | SUN
Solar Photovoltaic.SUN | solar PV | TRUE | 62038 | MSC-Chisago01 LLC | 62536 | MSC-Chisago01 LLC CSG | MN | Chisago | 52739 | Solar Photovoltaic | PV |  | S | 1 |  | 1 | 1 |  | N |  |  | N | IPP Non-CHP | 2 | X | SUN
Solar Photovoltaic.SUN | solar PV | TRUE | 62039 | MSC-Rice01 LLC | 62537 | MSC-Rice01 LLC CSG | MN | Rice | 52738 | Solar Photovoltaic | PV |  | S | 1 |  | 1 | 1 |  | N |  |  | N | IPP Non-CHP | 2 | X | SUN
Solar Photovoltaic.SUN | solar PV | TRUE | 62037 | MSC-Chisago02 LLC | 62538 | MSC-Chisago02 LLC | MN | Chisago | 52740 | Solar Photovoltaic | PV |  | S | 1 |  | 1 | 1 |  | N |  |  | N | IPP Non-CHP | 2 | X | SUN
Solar Photovoltaic.SUN | solar PV | TRUE | 62041 | HCE Moore I, LLC | 62539 | HCE Moore I | NC | Moore | PGR02 | Solar Photovoltaic | PV |  | S | 2 |  | 2 | 2 |  | N |  |  | N | IPP Non-CHP | 2 | X | SUN
Solar Photovoltaic.SUN | solar PV | TRUE | 62040 | Three Bridge Farm, LLC | 62540 | Three Bridge | NC | Robeson | PGR01 | Solar Photovoltaic | PV |  | S | 2 |  | 2 | 2 |  | N |  |  | N | IPP Non-CHP | 2 | X | SUN
Solar Photovoltaic.SUN | solar PV | TRUE | 6455 | Duke Energy Florida, LLC | 62541 | Lake Placid Solar Power Plant | FL | Highlands | PV1 | Solar Photovoltaic | PV |  | S | 45 |  | 45 | 45 |  | N |  |  | N | Electric Utility | 1 | X | SUN
Solar Photovoltaic.SUN | solar PV | TRUE | 6455 | Duke Energy Florida, LLC | 62542 | Debary Solar Power Plant | FL | Volusia | PV1 | Solar Photovoltaic | PV |  | S | 74.5 |  | 74.5 | 74.5 |  | N |  |  | N | Electric Utility | 1 | X | SUN
Solar Photovoltaic.SUN | solar PV | TRUE | 6455 | Duke Energy Florida, LLC | 62543 | Trenton Solar Power Plant | FL | Gilchrist | PV1 | Solar Photovoltaic | PV |  | S | 74.9 |  | 74.9 | 74.9 | 74.9 | N |  |  | N | Electric Utility | 1 | X | SUN
Solar Photovoltaic.SUN | solar PV | TRUE | 58468 | Dominion Renewable Energy | 62544 | Wilkinson Solar LLC | NC | Beaufort | GEN1 | Solar Photovoltaic | PV |  | S | 80.6 |  | 80.6 | 80.6 |  | N |  |  | N | IPP Non-CHP | 2 | X | SUN
Solar Photovoltaic.SUN | solar PV | TRUE | 60025 | Greenbacker Renewable Energy Corporation | 62545 | Renew Solar ABC Sacramento LLC | CA | Sacramento | SACRA | Solar Photovoltaic | PV |  | S | 1.7 |  | 1.7 | 1.7 |  | N |  |  | N | IPP Non-CHP | 2 | X | SUN
Solar Photovoltaic.SUN | solar PV | TRUE | 62049 | Aquamarine Westside LLC | 62547 | Aquamarine | CA | Kings | AQUAM | Solar Photovoltaic | PV |  | S | 250 |  | 250 | 250 |  | N |  |  | N | IPP Non-CHP | 2 | X | SUN
Natural Gas Fired Combustion Turbine.NG | natural gas peaker | TRUE | 64758 | SJRR | 62548 | SJRR Power LLC | TX | Harris | SJ-1 | Natural Gas Fired Combustion Turbine | GT |  | S | 50 | 0.85 | 43 | 48 | 34 | N |  |  | N | IPP Non-CHP | 2 | X | NG
Natural Gas Fired Combustion Turbine.NG | natural gas peaker | TRUE | 64758 | SJRR | 62548 | SJRR Power LLC | TX | Harris | SJ-2 | Natural Gas Fired Combustion Turbine | GT |  | S | 50 | 0.85 | 43 | 48 | 34 | N |  |  | N | IPP Non-CHP | 2 | X | NG
Solar Photovoltaic.SUN | solar PV | TRUE | 62052 | Kearsarge Johnstown 1 LLC | 62549 | Kearsarge Johnstown 1 CSG | NY | Fulton | JOHNN | Solar Photovoltaic | PV |  | S | 1.5 |  | 1.5 | 1.5 |  | N |  |  | N | IPP Non-CHP | 2 | X | SUN
Solar Photovoltaic.SUN | solar PV | TRUE | 62053 | Kearsarge GB LLC | 62550 | Kearsarge GB | MA | Berkshire | GB123 | Solar Photovoltaic | PV |  | S | 1.9 |  | 1.9 | 1.9 |  | N |  |  | N | IPP Non-CHP | 2 | X | SUN
Solar Photovoltaic.SUN | solar PV | TRUE | 62054 | Kearsarge SKSC1 LLC | 62551 | Kearsarge SKSC1 LLC | RI | Washington | SKSC1 | Solar Photovoltaic | PV |  | S | 3.8 |  | 3.8 | 3.8 |  | N |  |  | N | IPP Non-CHP | 2 | X | SUN
Solar Photovoltaic.SUN | solar PV | TRUE | 62055 | Kearsarge Uxbridge LLC | 62552 | Kearsarge Uxbridge | MA | Worcester | UX680 | Solar Photovoltaic | PV |  | S | 1.9 |  | 1.9 | 1.9 |  | N |  |  | N | IPP Non-CHP | 2 | X | SUN
Solar Photovoltaic.SUN | solar PV | TRUE | 62056 | Kearsarge Johnstown 2 LLC | 62556 | Kearsarge Johnstown 2 CSG | NY | Fulton | JOHNS | Solar Photovoltaic | PV |  | S | 2 |  | 2 | 2 |  | N |  |  | N | IPP Non-CHP | 2 | X | SUN
Solar Photovoltaic.SUN | solar PV | TRUE | 62057 | Kearsarge Montague LLC | 62557 | Kearsarge Montague | MA | Franklin | MONTA | Solar Photovoltaic | PV |  | S | 4 |  | 4 | 4 |  | N |  |  | N | IPP Non-CHP | 2 | X | SUN
Solar Photovoltaic.SUN | solar PV | TRUE | 62058 | Kearsarge SKSC2 LLC | 62558 | Kearsarge SKSC2 LLC | RI | Washington | SKSC2 | Solar Photovoltaic | PV |  | S | 3.1 |  | 3.1 | 3.1 |  | N |  |  | N | IPP Non-CHP | 2 | X | SUN
Solar Photovoltaic.SUN | solar PV | TRUE | 62059 | Kearsarge Wilmington LLC | 62559 | Kearsarge Wilmington | MA | Middlesex | WILM1 | Solar Photovoltaic | PV |  | S | 1.6 |  | 1.6 | 1.6 |  | N |  |  | N | IPP Non-CHP | 2 | X | SUN
Solar Photovoltaic.SUN | solar PV | TRUE | 62051 | Airport Solar LLC | 62560 | Airport Solar | OR | Lake | APS | Solar Photovoltaic | PV |  | S | 47.3 |  | 47.3 | 47.3 |  | N |  |  | N | IPP Non-CHP | 2 | X | SUN
Solar Photovoltaic.SUN | solar PV | TRUE | 62047 | Roadrunner Solar, LLC | 62561 | Roadrunner, LLC Hybrid | TX | Upton | RODR1 | Solar Photovoltaic | PV |  | S | 200 |  | 200 | 200 | 0 | N |  |  | N | IPP Non-CHP | 2 | X | SUN
Solar Photovoltaic.SUN | solar PV | TRUE | 62047 | Roadrunner Solar, LLC | 62561 | Roadrunner, LLC Hybrid | TX | Upton | RODR2 | Solar Photovoltaic | PV |  | S | 200 |  | 200 | 200 | 0 | N |  |  | N | IPP Non-CHP | 2 | X | SUN
Onshore Wind Turbine.WND | onshore wind | TRUE | 62046 | High Lonesome Wind Power, LLC | 62562 | High Lonesome Wind Power, LLC Hybrid | TX | Upton | HILO | Onshore Wind Turbine | WT |  | S | 449.5 |  | 449.5 | 449.5 | 0 | N |  |  | N | IPP Non-CHP | 2 | X | WND
Onshore Wind Turbine.WND | onshore wind | TRUE | 62046 | High Lonesome Wind Power, LLC | 62562 | High Lonesome Wind Power, LLC Hybrid | TX | Upton | HILO2 | Onshore Wind Turbine | WT |  | S | 50 |  | 50 | 50 | 0 | N |  |  | N | IPP Non-CHP | 2 | X | WND
Onshore Wind Turbine.WND | onshore wind | TRUE | 19436 | Union Electric Co - (MO) | 62563 | High Prairie Wind Farm | MO | Schuyler | HPWF | Onshore Wind Turbine | WT |  | S | 400 |  | 375.5 | 385.4 | 0 | N |  |  | N | Electric Utility | 1 | X | WND
Batteries.MWH | battery storage | 0 | 14328 | Pacific Gas & Electric Co. | 62564 | Elkhorn Battery Energy Storage System | CA | Monterey | ELKHO | Batteries | BA |  | S | 182.5 | 0.95 | 182.5 | 182.5 | -182.5 | N |  |  | N | Electric Utility | 1 | X | MWH
Natural Gas Fired Combined Cycle.NG | natural gas combined cycle | TRUE | 62064 | Hill Top Energy Center, LLC | 62565 | Hill Top Energy Center, LLC | PA | Greene | GEN1 | Natural Gas Fired Combined Cycle | CS |  | S | 664.7 | 0.85 | 621.3 | 624.6 | 210 | N |  |  | N | IPP Non-CHP | 2 | X | NG
Onshore Wind Turbine.WND | onshore wind | TRUE | 62063 | Blue Summit III Wind, LLC | 62566 | Blue Summit III Wind | TX | Hardeman | BS3 | Onshore Wind Turbine | WT |  | S | 200.2 |  | 200.2 | 200.2 | 1 | N |  |  | N | IPP Non-CHP | 2 | X | WND
Solar Photovoltaic.SUN | solar PV | TRUE | 62062 | GD Richmond Buttonwoods I, LLC | 62567 | GD Richmond Buttonwoods I, LLC | RI | Washington | GDBUT | Solar Photovoltaic | PV |  | S | 1.3 |  | 1.3 | 1.3 |  | N |  |  | N | IPP Non-CHP | 2 | X | SUN
Solar Photovoltaic.SUN | solar PV | TRUE | 62061 | GD West Greenwich Victory I, LLC | 62568 | GD West Greenwich Victory I, LLC | RI | Kent | GDVIC | Solar Photovoltaic | PV |  | S | 1.8 |  | 1.8 | 1.8 |  | N |  |  | N | IPP Non-CHP | 2 | X | SUN
Batteries.MWH | battery storage | 0 | 12341 | MidAmerican Energy Co | 62569 | Knoxville Battery Energy Storage | IA | Marion | ES1 | Batteries | BA |  | S | 1.1 |  | 1.1 | 1.1 | 0.1 | N |  |  | N | Electric Utility | 1 | X | MWH
Onshore Wind Turbine.WND | onshore wind | TRUE | 62069 | Jiminy Peak Mountain Resort, LLC | 62570 | Jiminy Peak Wind QF | MA | Berkshire | 32651 | Onshore Wind Turbine | WT |  | S | 1.5 |  | 1.8 | 2.7 | 0.1 | N |  |  | N | IPP Non-CHP | 2 | X | WND
Other Natural Gas.NG | natural gas peaker | TRUE | 57128 | Bloom Energy | 62571 | Disney Prospect | CA | Los Angeles | DSY01 | Other Natural Gas | FC |  | W | 1 |  | 1 | 1 | 0 | N |  |  | N | IPP Non-CHP | 2 | X | NG
Other Natural Gas.NG | natural gas peaker | TRUE | 57128 | Bloom Energy | 62572 | ATT Jericho | NY | Suffolk | ATT49 | Other Natural Gas | FC |  | W | 1 |  | 1 | 1 | 0 | N |  |  | N | IPP Non-CHP | 2 | X | NG
Other Natural Gas.NG | natural gas peaker | TRUE | 57128 | Bloom Energy | 62573 | ATT Kelvin | CA | Orange | ATT56 | Other Natural Gas | FC |  | W | 1 |  | 1 | 1 | 0 | N |  |  | N | IPP Non-CHP | 2 | X | NG
Other Natural Gas.NG | natural gas peaker | TRUE | 57128 | Bloom Energy | 62574 | ATT Van Nyus | CA | Los Angeles | ATT93 | Other Natural Gas | FC |  | W | 1 |  | 1 | 1 | 0 | N |  |  | N | IPP Non-CHP | 2 | X | NG
Other Natural Gas.NG | natural gas peaker | TRUE | 57128 | Bloom Energy | 62575 | FLEX Gibraltar | CA | Santa Clara | FLX01 | Other Natural Gas | FC |  | W | 1 |  | 1 | 1 | 0 | N |  |  | N | IPP Non-CHP | 2 | X | NG
Other Natural Gas.NG | natural gas peaker | TRUE | 57128 | Bloom Energy | 62576 | MER Queens | NY | Queens | MER01 | Other Natural Gas | FC |  | W | 1.2 |  | 1.2 | 1.2 | 0 | N |  |  | N | IPP Non-CHP | 2 | X | NG
Other Natural Gas.NG | natural gas peaker | TRUE | 57128 | Bloom Energy | 62577 | APP Prune A-D | CA | Santa Clara | AP11A | Other Natural Gas | FC |  | W | 1 |  | 1 | 1 | 0 | N |  |  | N | IPP Non-CHP | 2 | X | NG
Other Natural Gas.NG | natural gas peaker | TRUE | 57128 | Bloom Energy | 62577 | APP Prune A-D | CA | Santa Clara | AP11B | Other Natural Gas | FC |  | W | 1 |  | 1 | 1 | 0 | N |  |  | N | IPP Non-CHP | 2 | X | NG
Other Natural Gas.NG | natural gas peaker | TRUE | 57128 | Bloom Energy | 62577 | APP Prune A-D | CA | Santa Clara | AP11C | Other Natural Gas | FC |  | W | 1 |  | 1 | 1 | 0 | N |  |  | N | IPP Non-CHP | 2 | X | NG
Other Natural Gas.NG | natural gas peaker | TRUE | 57128 | Bloom Energy | 62577 | APP Prune A-D | CA | Santa Clara | AP11D | Other Natural Gas | FC |  | W | 1 |  | 1 | 1 | 0 | N |  |  | N | IPP Non-CHP | 2 | X | NG
Solar Photovoltaic.SUN | solar PV | FALSE | 62067 | EnterSolar | 62578 | Preferred Freezer San Leandro | CA | Alameda | SLPV1 | Solar Photovoltaic | PV |  | W | 2 |  | 2 | 2 |  | N |  |  | N | Commercial Non-CHP | 4 | X | SUN
Solar Photovoltaic.SUN | solar PV | TRUE | 62070 | Plainfield Solar LLC | 62579 | Plainfield Community Solar LLC | MA | Hampshire | 2999 | Solar Photovoltaic | PV |  | S | 2 |  | 2 | 2 |  | N |  |  | N | IPP Non-CHP | 2 | X | SUN
Solar Photovoltaic.SUN | solar PV | TRUE | 62071 | Route 14A CDG Solar North and South, LLC | 62580 | Route 14A CDG Solar North and South LLC | NY | Ontario | 6081 | Solar Photovoltaic | PV |  | S | 4 |  | 4 | 3.3 |  | N |  |  | N | IPP Non-CHP | 2 | X | SUN
Solar Photovoltaic.SUN | solar PV | TRUE | 59254 | NuGen Capital Management | 62581 | Tolland Solar NG LLC | MA | Hampden | 3011 | Solar Photovoltaic | PV |  | S | 3.5 |  | 3.5 | 3.5 |  | N |  |  | N | IPP Non-CHP | 2 | X | SUN
Solar Photovoltaic.SUN | solar PV | TRUE | 62072 | Newfield Solar LLC | 62582 | Newfield Community Solar LLC | NY | Tompkins | 5216 | Solar Photovoltaic | PV |  | S | 6 |  | 6 | 5.3 |  | N |  |  | N | IPP Non-CHP | 2 | X | SUN
Solar Photovoltaic.SUN | solar PV | TRUE | 62072 | Newfield Solar LLC | 62582 | Newfield Community Solar LLC | NY | Tompkins | 5465 | Solar Photovoltaic | PV |  | S | 2 |  | 2 | 1.8 |  | N |  |  | N | IPP Non-CHP | 2 | X | SUN
Solar Photovoltaic.SUN | solar PV | TRUE | 62072 | Newfield Solar LLC | 62582 | Newfield Community Solar LLC | NY | Tompkins | 5466 | Solar Photovoltaic | PV |  | S | 2 |  | 2 | 1.8 |  | N |  |  | N | IPP Non-CHP | 2 | X | SUN
Solar Photovoltaic.SUN | solar PV | TRUE | 62072 | Newfield Solar LLC | 62582 | Newfield Community Solar LLC | NY | Tompkins | 5467 | Solar Photovoltaic | PV |  | S | 2 |  | 2 | 1.8 |  | N |  |  | N | IPP Non-CHP | 2 | X | SUN
Solar Photovoltaic.SUN | solar PV | TRUE | 62073 | Tanglewood Circle Solar 1 LLC | 62583 | Tanglewood Circle Solar 1 LLC | MA | Berkshire | 5823 | Solar Photovoltaic | PV |  | S | 5 |  | 5 | 4.3 |  | N |  |  | N | IPP Non-CHP | 2 | X | SUN
Solar Photovoltaic.SUN | solar PV | TRUE | 61910 | Quitman Solar, LLC | 62584 | Quitman Solar | GA | Brooks | QUITM | Solar Photovoltaic | PV |  | S | 150 |  | 150 | 150 | 0.1 | N |  |  | N | IPP Non-CHP | 2 | X | SUN
Batteries.MWH | battery storage | 0 | 11806 | Massachusetts Mun Wholes Electric Co | 62585 | Beebe Substation Battery Storage | MA | Middlesex | WAKFD | Batteries | BA |  | S | 3 |  | 3 | 3 | 0.1 | N |  |  | N | Electric Utility | 1 | X | MWH
Solar Photovoltaic.SUN | solar PV | TRUE | 62084 | DG Florham Park Solar LLC | 62586 | DG Florham Park Solar LLC | NJ | Morris | BASF | Solar Photovoltaic | PV |  | S | 2 |  | 2 | 2 |  | N |  |  | N | IPP Non-CHP | 2 | X | SUN
Onshore Wind Turbine.WND | onshore wind | TRUE | 62085 | Mesquite Star LLC | 62587 | Mesquite Star | TX | Nolan | MESQ | Onshore Wind Turbine | WT |  | S | 418.9 |  | 418.9 | 418.9 | 23 | N |  |  | N | IPP Non-CHP | 2 | X | WND
Petroleum Liquids.DFO | petroleum | FALSE | 62087 | Montefiore Mount Vernon Hospital | 62589 | Montefiore Mount Vernon Hospital | NY | Westchester | CONP7 | Petroleum Liquids | IC |  | S | 0.4 | 0.8 | 0.4 | 0.4 | 0.1 | N |  |  | N | Commercial Non-CHP | 4 | X | DFO
Petroleum Liquids.DFO | petroleum | FALSE | 62087 | Montefiore Mount Vernon Hospital | 62589 | Montefiore Mount Vernon Hospital | NY | Westchester | DETR4 | Petroleum Liquids | IC |  | S | 0.7 | 0.8 | 0.7 | 0.7 | 0.2 | N |  |  | N | Commercial Non-CHP | 4 | X | DFO
Petroleum Liquids.DFO | petroleum | TRUE | 63286 | 4 Rivers Electric Cooperative Inc. | 62590 | Wolf Creek Generator | KS | Coffey | WOLF | Petroleum Liquids | IC |  | S | 1 | 0.8 | 1 | 1 | 0.3 | N |  |  | N | Electric Utility | 1 | X | DFO
Onshore Wind Turbine.WND | onshore wind | TRUE | 14354 | PacifiCorp | 62591 | Ekola Flats | WY | Carbon | 1 | Onshore Wind Turbine | WT |  | S | 250.9 |  | 250.9 | 250.9 | 0 | N |  |  | N | Electric Utility | 1 | X | WND
Onshore Wind Turbine.WND | onshore wind | TRUE | 61785 | EDP Renewables North America LLC | 62592 | Headwaters Wind Farm II LLC | IN | Randolph | HWII | Onshore Wind Turbine | WT |  | S | 200 |  | 200 | 200 | 12 | N |  |  | N | IPP Non-CHP | 2 | X | WND
Solar Photovoltaic.SUN | solar PV | TRUE | 61677 | Sol Systems | 62594 | Ruff Solar LLC | NC | Rutherford | 11625 | Solar Photovoltaic | PV |  | S | 22 |  | 22 | 22 |  | N |  |  | N | IPP Non-CHP | 2 | X | SUN
Solar Photovoltaic.SUN | solar PV | TRUE | 61677 | Sol Systems | 62595 | Wendell Solar Farm LLC | NC | Johnston | 10424 | Solar Photovoltaic | PV |  | S | 5 |  | 5 | 5 |  | N |  |  | N | IPP Non-CHP | 2 | X | SUN
Solar Photovoltaic.SUN | solar PV | TRUE | 61677 | Sol Systems | 62596 | Sabattus Solar LLC | NC | Nash | 11999 | Solar Photovoltaic | PV |  | S | 5 |  | 5 | 5 |  | N |  |  | N | IPP Non-CHP | 2 | X | SUN
Solar Photovoltaic.SUN | solar PV | TRUE | 59300 | PNM Resources | 62597 | Rio De Oro Solar Energy Center | NM | Valencia | RDO | Solar Photovoltaic | PV |  | S | 10 |  | 10 | 8.2 |  | N |  |  | N | Electric Utility | 1 | X | SUN
Solar Photovoltaic.SUN | solar PV | FALSE | 62095 | Connell East LLC. | 62598 | Connell East LLC | NJ | Union | LOREA | Solar Photovoltaic | PV |  | S | 1.4 | 0.95 | 1.4 | 1.4 |  | N |  |  | N | Commercial Non-CHP | 4 | X | SUN
Solar Photovoltaic.SUN | solar PV | TRUE | 64778 | Strata Manager, LLC | 62600 | Cookstown | NC | Wayne | COOKS | Solar Photovoltaic | PV |  | W | 5 |  | 5 | 5 |  | N |  |  | N | IPP Non-CHP | 2 | X | SUN
Solar Photovoltaic.SUN | solar PV | TRUE | 64778 | Strata Manager, LLC | 62601 | Changeup | NC | Randolph | CHANG | Solar Photovoltaic | PV |  | W | 2 |  | 2 | 2 |  | N |  |  | N | IPP Non-CHP | 2 | X | SUN
Solar Photovoltaic.SUN | solar PV | TRUE | 64778 | Strata Manager, LLC | 62602 | Starr | NC | Sampson | STARR | Solar Photovoltaic | PV |  | W | 5 |  | 4.9 | 4.9 |  | N |  |  | N | IPP Non-CHP | 2 | X | SUN
Solar Photovoltaic.SUN | solar PV | TRUE | 64778 | Strata Manager, LLC | 62603 | Badger | NC | Jones | BADGE | Solar Photovoltaic | PV |  | W | 5 |  | 5 | 5 |  | N |  |  | N | IPP Non-CHP | 2 | X | SUN
Batteries.MWH | battery storage | 0 | 59497 | Eversource | 62604 | Outer Cape Community Battery | MA | Barnstable | OCESS | Batteries | BA |  | S | 25 |  | 25 | 25 |  | N |  |  | N | IPP Non-CHP | 2 | X | MWH
Onshore Wind Turbine.WND | onshore wind | TRUE | 62103 | Whitney Hill Wind Power LLC | 62606 | Whitney Hill Wind Power LLC | IL | Logan | WTHWP | Onshore Wind Turbine | WT |  | S | 65 |  | 65 | 65 | 0 | N |  |  | N | IPP Non-CHP | 2 | X | WND
Solar Photovoltaic.SUN | solar PV | TRUE | 60571 | AEP Onsite Partners, LLC | 62607 | Bloomfield Municipal Utilities Solar | IA | Davis | PV | Solar Photovoltaic | PV |  | S | 1.6 |  | 1.6 | 1.6 |  | N |  |  | N | IPP Non-CHP | 2 | X | SUN
Batteries.MWH | battery storage | 0 | 16604 | City of San Antonio - (TX) | 62609 | Commerce ESS | TX | Bexar | BA1 | Batteries | BA |  | S | 10 |  | 10 | 10 | 0 | N |  |  | N | Electric Utility | 1 | X | MWH
Solar Photovoltaic.SUN | solar PV | TRUE | 16604 | City of San Antonio - (TX) | 62610 | Commerce Solar | TX | Bexar | PV1 | Solar Photovoltaic | PV |  | S | 5 |  | 5 | 5 | 0 | N |  |  | N | Electric Utility | 1 | X | SUN
Solar Photovoltaic.SUN | solar PV | TRUE | 62028 | PFMG Solar Grossmont Helix LLC | 62611 | PFMG Solar Grossmont Helix LLC | CA | San Diego | HELIX | Solar Photovoltaic | PV |  | S | 1.2 |  | 1.2 | 1.2 |  | N |  |  | N | IPP Non-CHP | 2 | X | SUN
Solar Photovoltaic.SUN | solar PV | TRUE | 62067 | EnterSolar | 62612 | USAA Black Bear Energy | NJ | Middlesex | USBC1 | Solar Photovoltaic | PV |  | W | 1.9 |  | 1.9 | 1.9 |  | N |  |  | N | IPP Non-CHP | 2 | X | SUN
Solar Photovoltaic.SUN | solar PV | TRUE | 62067 | EnterSolar | 62613 | CBP Solar | NY | Westchester | CBPB1 | Solar Photovoltaic | PV |  | W | 1.8 |  | 1.8 | 1.8 |  | N |  |  | N | IPP Non-CHP | 2 | X | SUN
Solar Photovoltaic.SUN | solar PV | TRUE | 62067 | EnterSolar | 62614 | Kinder Morgan Fordham | NY | Richmond | KMFO1 | Solar Photovoltaic | PV |  | W | 1.7 |  | 1.7 | 1.7 |  | N |  |  | N | IPP Non-CHP | 2 | X | SUN
Solar Photovoltaic.SUN | solar PV | TRUE | 62067 | EnterSolar | 62615 | ALDI DC 2 | CT | Hartford | ADC2 | Solar Photovoltaic | PV |  | W | 1.2 |  | 1.2 | 1.2 |  | N |  |  | N | IPP Non-CHP | 2 | X | SUN
Solar Photovoltaic.SUN | solar PV | TRUE | 62067 | EnterSolar | 62616 | CCG Marketing | NJ | Essex | CCGWC | Solar Photovoltaic | PV |  | W | 1.5 |  | 1.5 | 1.5 |  | N |  |  | N | IPP Non-CHP | 2 | X | SUN
Batteries.MWH | battery storage | 0 | 62109 | Searcy Solar, LLC | 62617 | Searcy Solar Hybrid | AR | White | SEABT | Batteries | BA |  | S | 10 |  | 10 | 10 | 0.1 | N |  |  | N | Electric Utility | 1 | X | MWH
Solar Photovoltaic.SUN | solar PV | TRUE | 62109 | Searcy Solar, LLC | 62617 | Searcy Solar Hybrid | AR | White | SEARC | Solar Photovoltaic | PV |  | S | 100 |  | 100 | 100 | 1 | N |  |  | N | Electric Utility | 1 | X | SUN
Onshore Wind Turbine.WND | onshore wind | TRUE | 62106 | Hidalgo Wind Farm II LLC | 62618 | Hidalgo Wind Farm II | TX | Hidalgo | WT | Onshore Wind Turbine | WT |  | S | 50.4 |  | 50.4 | 50.4 | 1 | N |  |  | N | IPP Non-CHP | 2 | X | WND
Natural Gas Internal Combustion Engine.NG | natural gas peaker | FALSE | 62110 | Rockland Bakery Inc. | 62619 | Rockland Bakery Inc. | NY | Rockland | CAT1 | Natural Gas Internal Combustion Engine | IC |  | S | 0.3 | 0.8 | 0.3 | 0.3 | 0 | N |  |  | N | Commercial Non-CHP | 4 | X | NG
Natural Gas Internal Combustion Engine.NG | natural gas peaker | FALSE | 62110 | Rockland Bakery Inc. | 62619 | Rockland Bakery Inc. | NY | Rockland | CAT2 | Natural Gas Internal Combustion Engine | IC |  | S | 0.3 | 0.8 | 0.3 | 0.3 | 0 | N |  |  | N | Commercial Non-CHP | 4 | X | NG
Natural Gas Internal Combustion Engine.NG | natural gas peaker | FALSE | 62110 | Rockland Bakery Inc. | 62619 | Rockland Bakery Inc. | NY | Rockland | CAT3 | Natural Gas Internal Combustion Engine | IC |  | S | 0.3 | 0.8 | 0.3 | 0.3 | 0 | N |  |  | N | Commercial Non-CHP | 4 | X | NG
Petroleum Liquids.DFO | petroleum | FALSE | 62110 | Rockland Bakery Inc. | 62619 | Rockland Bakery Inc. | NY | Rockland | CATE4 | Petroleum Liquids | IC |  | S | 0.7 | 0.8 | 0.7 | 0.7 | 0 | N |  |  | N | Commercial Non-CHP | 4 | X | DFO
Onshore Wind Turbine.WND | onshore wind | TRUE | 62113 | Sage Draw Wind, LLC | 62620 | Sage Draw Wind | TX | Lynn | SD | Onshore Wind Turbine | WT |  | S | 338.4 |  | 338.4 | 338.4 | 0 | N |  |  | N | IPP Non-CHP | 2 | X | WND
Solar Photovoltaic.SUN | solar PV | TRUE | 64778 | Strata Manager, LLC | 62621 | Achilles Solar | NC | Montgomery | ACHIL | Solar Photovoltaic | PV |  | W | 5 |  | 4.9 | 4.9 |  | N |  |  | N | IPP Non-CHP | 2 | X | SUN
Petroleum Liquids.DFO | petroleum | FALSE | 62112 | Overlook Medical Center | 62622 | Overlook Medical Center | NJ | Union | CHPS3 | Petroleum Liquids | IC |  | S | 2 | 0.8 | 2 | 2 | 0.3 | N |  |  | Y | Commercial CHP | 5 | T | DFO
Solar Photovoltaic.SUN | solar PV | TRUE | 64778 | Strata Manager, LLC | 62623 | Arborgate Solar | NC | Chatham | ARBOR | Solar Photovoltaic | PV |  | W | 5 |  | 5 | 5 |  | N |  |  | N | IPP Non-CHP | 2 | X | SUN
Onshore Wind Turbine.WND | onshore wind | TRUE | 62079 | White Cloud Wind Project, LLC | 62624 | White Cloud Wind Project, LLC | MO | Atchison | WTCWF | Onshore Wind Turbine | WT |  | S | 236.5 |  | 236.5 | 236.5 | 0 | N |  |  | N | IPP Non-CHP | 2 | X | WND
Petroleum Liquids.DFO | petroleum | TRUE | 18488 | City of Taunton | 62625 | West Water Street | MA | Bristol | G1 | Petroleum Liquids | IC |  | S | 2.5 | 1 | 2.5 | 2.5 | 1 | N |  |  | N | Electric Utility | 1 | X | DFO
Petroleum Liquids.DFO | petroleum | TRUE | 18488 | City of Taunton | 62625 | West Water Street | MA | Bristol | G2 | Petroleum Liquids | IC |  | S | 2.5 | 1 | 2.5 | 2.5 | 1 | N |  |  | N | Electric Utility | 1 | X | DFO
Petroleum Liquids.DFO | petroleum | TRUE | 18488 | City of Taunton | 62625 | West Water Street | MA | Bristol | G3 | Petroleum Liquids | IC |  | S | 2.5 | 1 | 2.5 | 2.5 | 1 | N |  |  | N | Electric Utility | 1 | X | DFO
Petroleum Liquids.DFO | petroleum | TRUE | 18488 | City of Taunton | 62625 | West Water Street | MA | Bristol | G4 | Petroleum Liquids | IC |  | S | 2.5 | 1 | 2.5 | 2.5 | 1 | N |  |  | N | Electric Utility | 1 | X | DFO
Solar Photovoltaic.SUN | solar PV | TRUE | 64778 | Strata Manager, LLC | 62627 | Wadesboro 4 | NC | Anson | WADE4 | Solar Photovoltaic | PV |  | W | 2.2 |  | 1.9 | 1.9 |  | N |  |  | N | IPP Non-CHP | 2 | X | SUN
Solar Photovoltaic.SUN | solar PV | TRUE | 60584 | Onyx Asset Services Group | 62628 | APG Old Bayside | MD | Harford | 10115 | Solar Photovoltaic | PV |  | W | 1.7 |  | 1.7 | 1.7 |  | N |  |  | N | IPP Non-CHP | 2 | X | SUN
Solar Photovoltaic.SUN | solar PV | TRUE | 60584 | Onyx Asset Services Group | 62629 | APG New Chesapeake | MD | Harford | 10115 | Solar Photovoltaic | PV |  | W | 2.3 |  | 2.3 | 2.3 |  | N |  |  | N | IPP Non-CHP | 2 | X | SUN
Onshore Wind Turbine.WND | onshore wind | TRUE | 56201 | Engie North America | 62630 | Jumbo Hill Wind Project | TX | Andrews | WTGS1 | Onshore Wind Turbine | WT |  | W | 160.7 |  | 160.7 | 160.7 | 2.8 | N |  |  | N | IPP Non-CHP | 2 | X | WND
Solar Photovoltaic.SUN | solar PV | TRUE | 6452 | Florida Power & Light Co | 62631 | Blue Heron Solar | FL | Hendry | 1 | Solar Photovoltaic | PV |  | S | 74.5 |  | 74.5 | 74.5 |  | N |  |  | N | Electric Utility | 1 | X | SUN
Solar Photovoltaic.SUN | solar PV | TRUE | 6452 | Florida Power & Light Co | 62632 | Cattle Ranch | FL | DeSoto | 1 | Solar Photovoltaic | PV |  | S | 74.5 |  | 74.5 | 74.5 |  | N |  |  | N | Electric Utility | 1 | X | SUN
Solar Photovoltaic.SUN | solar PV | TRUE | 6452 | Florida Power & Light Co | 62633 | Twin Lakes | FL | Putnam | 1 | Solar Photovoltaic | PV |  | S | 74.5 |  | 74.5 | 74.5 |  | N |  |  | N | Electric Utility | 1 | X | SUN
Solar Photovoltaic.SUN | solar PV | TRUE | 6452 | Florida Power & Light Co | 62634 | Babcock Preserve | FL | Charlotte | 1 | Solar Photovoltaic | PV |  | S | 74.5 |  | 74.5 | 74.5 |  | N |  |  | N | Electric Utility | 1 | X | SUN
Solar Photovoltaic.SUN | solar PV | TRUE | 63423 | NVSS-II | 62636 | NVSS-II | NV | Nye | NVSS2 | Solar Photovoltaic | PV |  | W | 15 |  | 15 | 14.5 |  | N |  |  | N | IPP Non-CHP | 2 | X | SUN
Solar Photovoltaic.SUN | solar PV | TRUE | 56990 | NJR Clean Energy Ventures Corporation | 62637 | Milford Solar Farm (NJ) LLC | NJ | Hunterdon | MILFD | Solar Photovoltaic | PV |  | W | 7.5 |  | 7.5 | 7.5 |  | N |  |  | N | IPP Non-CHP | 2 | X | SUN
Solar Photovoltaic.SUN | solar PV | TRUE | 56990 | NJR Clean Energy Ventures Corporation | 62638 | McCullough Road Solar Farm | NJ | Warren | WASHG | Solar Photovoltaic | PV |  | W | 8.8 |  | 8.8 | 8.8 |  | N |  |  | N | IPP Non-CHP | 2 | X | SUN
Solar Photovoltaic.SUN | solar PV | TRUE | 60584 | Onyx Asset Services Group | 62639 | Manchester Community College East | CT | Hartford | 10307 | Solar Photovoltaic | PV |  | W | 1 |  | 1 | 1 |  | N |  |  | N | IPP Non-CHP | 2 | X | SUN
Solar Photovoltaic.SUN | solar PV | TRUE | 60584 | Onyx Asset Services Group | 62640 | Manchester Community College North | CT | Hartford | 10308 | Solar Photovoltaic | PV |  | W | 1 |  | 1 | 1 |  | N |  |  | N | IPP Non-CHP | 2 | X | SUN
Landfill Gas.LFG | natural gas peaker | TRUE | 59170 | North American Biofuels, LLC | 62641 | Morehead Generating Facility | KY | Rowan | M3516 | Landfill Gas | IC |  | S | 1.4 | 0.9 | 1.4 | 1.4 | 0.4 | N |  |  | N | IPP Non-CHP | 2 | X | LFG
Onshore Wind Turbine.WND | onshore wind | TRUE | 58270 | GE Wind Energy LLC | 62642 | GE-Lubbock | TX | Lubbock | GE-P2 | Onshore Wind Turbine | WT |  | S | 2.5 |  | 2.5 | 2.5 | 0.1 | N |  |  | N | IPP Non-CHP | 2 | X | WND
Onshore Wind Turbine.WND | onshore wind | TRUE | 58270 | GE Wind Energy LLC | 62642 | GE-Lubbock | TX | Lubbock | GE-P3 | Onshore Wind Turbine | WT |  | S | 2.8 |  | 2.8 | 2.8 | 0.1 | N |  |  | N | IPP Non-CHP | 2 | X | WND
Onshore Wind Turbine.WND | onshore wind | TRUE | 58270 | GE Wind Energy LLC | 62642 | GE-Lubbock | TX | Lubbock | GE-P4 | Onshore Wind Turbine | WT |  | S | 3.4 |  | 3.4 | 3.4 | 0.1 | N |  |  | N | IPP Non-CHP | 2 | X | WND
Solar Photovoltaic.SUN | solar PV | FALSE | 62083 | Arizona State University FDM | 62643 | AZ State University - Tempe Campus Solar | AZ | Maricopa | 20794 | Solar Photovoltaic | PV |  | S | 0.2 |  | 0.2 | 0.2 |  | N |  |  | N | Commercial Non-CHP | 4 | X | SUN
Solar Photovoltaic.SUN | solar PV | FALSE | 62083 | Arizona State University FDM | 62643 | AZ State University - Tempe Campus Solar | AZ | Maricopa | 20799 | Solar Photovoltaic | PV |  | S | 0.1 |  | 0.1 | 0.1 |  | N |  |  | N | Commercial Non-CHP | 4 | X | SUN
Solar Photovoltaic.SUN | solar PV | FALSE | 62083 | Arizona State University FDM | 62643 | AZ State University - Tempe Campus Solar | AZ | Maricopa | 20971 | Solar Photovoltaic | PV |  | S | 0.2 |  | 0.2 | 0.2 |  | N |  |  | N | Commercial Non-CHP | 4 | X | SUN
Solar Photovoltaic.SUN | solar PV | FALSE | 62083 | Arizona State University FDM | 62643 | AZ State University - Tempe Campus Solar | AZ | Maricopa | 20974 | Solar Photovoltaic | PV |  | S | 0.1 |  | 0.1 | 0.1 |  | N |  |  | N | Commercial Non-CHP | 4 | X | SUN
Solar Photovoltaic.SUN | solar PV | FALSE | 62083 | Arizona State University FDM | 62643 | AZ State University - Tempe Campus Solar | AZ | Maricopa | 20975 | Solar Photovoltaic | PV |  | S | 0.1 |  | 0.1 | 0.1 |  | N |  |  | N | Commercial Non-CHP | 4 | X | SUN
Solar Photovoltaic.SUN | solar PV | FALSE | 62083 | Arizona State University FDM | 62643 | AZ State University - Tempe Campus Solar | AZ | Maricopa | 3365A | Solar Photovoltaic | PV |  | S | 0.1 |  | 0.1 | 0.1 |  | N |  |  | N | Commercial Non-CHP | 4 | X | SUN
Solar Photovoltaic.SUN | solar PV | FALSE | 62083 | Arizona State University FDM | 62643 | AZ State University - Tempe Campus Solar | AZ | Maricopa | 3365B | Solar Photovoltaic | PV |  | S | 0.1 |  | 0.1 | 0.1 |  | N |  |  | N | Commercial Non-CHP | 4 | X | SUN
Solar Photovoltaic.SUN | solar PV | FALSE | 62083 | Arizona State University FDM | 62643 | AZ State University - Tempe Campus Solar | AZ | Maricopa | 3384 | Solar Photovoltaic | PV |  | S | 0.7 |  | 0.7 | 0.7 |  | N |  |  | N | Commercial Non-CHP | 4 | X | SUN
Solar Photovoltaic.SUN | solar PV | FALSE | 62083 | Arizona State University FDM | 62643 | AZ State University - Tempe Campus Solar | AZ | Maricopa | 3385 | Solar Photovoltaic | PV |  | S | 0.6 |  | 0.6 | 0.6 |  | N |  |  | N | Commercial Non-CHP | 4 | X | SUN
Solar Photovoltaic.SUN | solar PV | FALSE | 62083 | Arizona State University FDM | 62643 | AZ State University - Tempe Campus Solar | AZ | Maricopa | 4202 | Solar Photovoltaic | PV |  | S | 0.1 |  | 0.1 | 0.1 |  | N |  |  | N | Commercial Non-CHP | 4 | X | SUN
Solar Photovoltaic.SUN | solar PV | FALSE | 62083 | Arizona State University FDM | 62643 | AZ State University - Tempe Campus Solar | AZ | Maricopa | 91001 | Solar Photovoltaic | PV |  | S | 0.1 |  | 0.1 | 0.1 |  | N |  |  | N | Commercial Non-CHP | 4 | X | SUN
Batteries.MWH | battery storage | 0 | 62122 | Minuteman Energy Storage, LLC | 62644 | Minuteman Energy Storage | MA | Middlesex | MMES | Batteries | BA |  | S | 5 |  | 5 | 5 | 0 | N |  |  | N | IPP Non-CHP | 2 | X | MWH
Solar Photovoltaic.SUN | solar PV | TRUE | 6452 | Florida Power & Light Co | 62645 | Northern Preserve Solar | FL | Baker | 1 | Solar Photovoltaic | PV |  | S | 74.5 |  | 74.5 | 74.5 |  | N |  |  | N | Electric Utility | 1 | X | SUN
Solar Photovoltaic.SUN | solar PV | TRUE | 63359 | REA Investments, LLC | 62646 | Washburn Road Solar | MA | Bristol | WASHB | Solar Photovoltaic | PV |  | W | 1.9 |  | 2 | 2 |  | N |  |  | N | IPP Non-CHP | 2 | X | SUN
Petroleum Liquids.DFO | petroleum | FALSE | 61984 | MBS TextBook Exhcange LLC | 62647 | MBS Textbook Exchange | MO | Boone | MBS1 | Petroleum Liquids | IC |  | S | 1 | 0.8 | 1 | 1 | 1 | N |  |  | N | Commercial Non-CHP | 4 | X | DFO
Petroleum Liquids.DFO | petroleum | FALSE | 61984 | MBS TextBook Exhcange LLC | 62647 | MBS Textbook Exchange | MO | Boone | MBS2 | Petroleum Liquids | IC |  | S | 1 | 0.8 | 1 | 1 | 1 | N |  |  | N | Commercial Non-CHP | 4 | X | DFO
Solar Photovoltaic.SUN | solar PV | TRUE | 61012 | AES Distributed Energy | 62649 | SFDK Solar | CA | Solano | SFDK | Solar Photovoltaic | PV |  | S | 6.3 |  | 6.3 | 6.3 |  | N |  |  | N | IPP Non-CHP | 2 | X | SUN
Solar Photovoltaic.SUN | solar PV | TRUE | 61187 | DG Minnesota CSG, LLC | 62651 | Haven Solar Project CSG | MN | Sherburne | HAVEN | Solar Photovoltaic | PV |  | S | 3 |  | 3 | 3 |  | N |  |  | N | IPP Non-CHP | 2 | X | SUN
Batteries.MWH | battery storage | 0 | 63359 | REA Investments, LLC | 62652 | Happy Hollow CSG Hybrid | MA | Worcester | HHESS | Batteries | BA |  | W | 3.3 |  | 3.3 | 3.3 | 0 | N |  |  | N | IPP Non-CHP | 2 | X | MWH
Solar Photovoltaic.SUN | solar PV | TRUE | 63359 | REA Investments, LLC | 62652 | Happy Hollow CSG Hybrid | MA | Worcester | HHPV | Solar Photovoltaic | PV |  | W | 5 |  | 5 | 5 | 0 | N |  |  | N | IPP Non-CHP | 2 | X | SUN
Onshore Wind Turbine.WND | onshore wind | FALSE | 62128 | OEE XXX LLC | 62653 | Zephyr Wind Project - 2.0 | OH | Hancock | T1 | Onshore Wind Turbine | WT |  | S | 1.5 |  | 1.5 | 1.5 | 0.1 | N |  |  | N | Industrial Non-CHP | 6 | X | WND
Onshore Wind Turbine.WND | onshore wind | FALSE | 62128 | OEE XXX LLC | 62653 | Zephyr Wind Project - 2.0 | OH | Hancock | T2 | Onshore Wind Turbine | WT |  | S | 1.5 |  | 1.5 | 1.5 | 0.1 | N |  |  | N | Industrial Non-CHP | 6 | X | WND
Onshore Wind Turbine.WND | onshore wind | FALSE | 62128 | OEE XXX LLC | 62653 | Zephyr Wind Project - 2.0 | OH | Hancock | T3 | Onshore Wind Turbine | WT |  | S | 1.5 |  | 1.5 | 1.5 | 0.1 | N |  |  | N | Industrial Non-CHP | 6 | X | WND
Onshore Wind Turbine.WND | onshore wind | TRUE | 62130 | Foundation CA Fund X Manager LLC | 62654 | Foundation Dole Fresh Vegetables | CA | Monterey | WTG1 | Onshore Wind Turbine | WT |  | S | 2.8 |  | 2.8 | 2.8 | 0.1 | N |  |  | N | IPP Non-CHP | 2 | X | WND
Onshore Wind Turbine.WND | onshore wind | TRUE | 62130 | Foundation CA Fund X Manager LLC | 62654 | Foundation Dole Fresh Vegetables | CA | Monterey | WTG2 | Onshore Wind Turbine | WT |  | S | 2.8 |  | 2.8 | 2.8 | 0.1 | N |  |  | N | IPP Non-CHP | 2 | X | WND
Solar Photovoltaic.SUN | solar PV | TRUE | 62131 | HL Solar LLC | 62655 | HL Solar | CA | Lassen | HLS | Solar Photovoltaic | PV |  | S | 7.6 |  | 7.6 | 7.6 |  | N |  |  | N | IPP Non-CHP | 2 | X | SUN
Solar Photovoltaic.SUN | solar PV | TRUE | 62134 | Hunter Solar LLC | 62656 | Hunter Solar LLC (UT) | UT | Emery | HUSOL | Solar Photovoltaic | PV |  | S | 100 |  | 100 | 100 |  | N |  |  | N | IPP Non-CHP | 2 | X | SUN
Solar Photovoltaic.SUN | solar PV | TRUE | 62132 | DWW Solar ll LLC | 62657 | DWW Solar ll | CT | Hartford | DWWS | Solar Photovoltaic | PV |  | S | 36.9 |  | 36.9 | 36.9 |  | N |  |  | N | IPP Non-CHP | 2 | X | SUN
Petroleum Liquids.DFO | petroleum | TRUE | 4683 | City of Cuyahoga Falls - (OH) | 62658 | Cuyahoga Falls 1 | OH | Summit | CF2-1 | Petroleum Liquids | IC |  | S | 1.8 | 0.8 | 1.8 | 1.8 | 0.1 | N |  |  | N | Electric Utility | 1 | X | DFO
Petroleum Liquids.DFO | petroleum | TRUE | 4683 | City of Cuyahoga Falls - (OH) | 62658 | Cuyahoga Falls 1 | OH | Summit | CF2-2 | Petroleum Liquids | IC |  | S | 1.8 | 0.8 | 1.8 | 1.8 | 0.1 | N |  |  | N | Electric Utility | 1 | X | DFO
Petroleum Liquids.DFO | petroleum | TRUE | 4683 | City of Cuyahoga Falls - (OH) | 62658 | Cuyahoga Falls 1 | OH | Summit | CF2-3 | Petroleum Liquids | IC |  | S | 1.8 | 0.8 | 1.8 | 1.8 | 0.1 | N |  |  | N | Electric Utility | 1 | X | DFO
Petroleum Liquids.DFO | petroleum | TRUE | 4683 | City of Cuyahoga Falls - (OH) | 62658 | Cuyahoga Falls 1 | OH | Summit | P001 | Petroleum Liquids | IC |  | S | 1.5 | 0.8 | 1.5 | 1.5 | 0.1 | N |  |  | N | Electric Utility | 1 | X | DFO
Petroleum Liquids.DFO | petroleum | TRUE | 4683 | City of Cuyahoga Falls - (OH) | 62658 | Cuyahoga Falls 1 | OH | Summit | P002 | Petroleum Liquids | IC |  | S | 1.5 | 0.8 | 1.5 | 1.5 | 0.1 | N |  |  | N | Electric Utility | 1 | X | DFO
Petroleum Liquids.DFO | petroleum | TRUE | 4683 | City of Cuyahoga Falls - (OH) | 62658 | Cuyahoga Falls 1 | OH | Summit | P003 | Petroleum Liquids | IC |  | S | 1.5 | 0.8 | 1.5 | 1.5 | 0.1 | N |  |  | N | Electric Utility | 1 | X | DFO
Petroleum Liquids.DFO | petroleum | TRUE | 4683 | City of Cuyahoga Falls - (OH) | 62658 | Cuyahoga Falls 1 | OH | Summit | P004 | Petroleum Liquids | IC |  | S | 1.5 | 0.8 | 1.5 | 1.5 | 0.1 | N |  |  | N | Electric Utility | 1 | X | DFO
Petroleum Liquids.DFO | petroleum | TRUE | 4683 | City of Cuyahoga Falls - (OH) | 62658 | Cuyahoga Falls 1 | OH | Summit | P005 | Petroleum Liquids | IC |  | S | 1.5 | 0.8 | 1.5 | 1.5 | 0.1 | N |  |  | N | Electric Utility | 1 | X | DFO
Petroleum Liquids.DFO | petroleum | TRUE | 4683 | City of Cuyahoga Falls - (OH) | 62658 | Cuyahoga Falls 1 | OH | Summit | P006 | Petroleum Liquids | IC |  | S | 1.5 | 0.8 | 1.5 | 1.5 | 0.1 | N |  |  | N | Electric Utility | 1 | X | DFO
Solar Photovoltaic.SUN | solar PV | TRUE | 63184 | CI-II Mitchell Holding LLC | 62659 | Pecan Grove Solar, LLC | NC | Craven | 1081 | Solar Photovoltaic | PV |  | S | 5 |  | 5 | 5 |  | N |  |  | N | IPP Non-CHP | 2 | X | SUN
Solar Photovoltaic.SUN | solar PV | TRUE | 63184 | CI-II Mitchell Holding LLC | 62660 | 1025 Traveller Solar, LLC | NC | Lee | 1025 | Solar Photovoltaic | PV |  | S | 5 |  | 5 | 5 |  | N |  |  | N | IPP Non-CHP | 2 | X | SUN
Solar Photovoltaic.SUN | solar PV | TRUE | 63184 | CI-II Mitchell Holding LLC | 62661 | 1047 Little Mountain Solar, LLC | NC | Yadkin | 1047 | Solar Photovoltaic | PV |  | S | 3 |  | 3 | 3 |  | N |  |  | N | IPP Non-CHP | 2 | X | SUN
Solar Photovoltaic.SUN | solar PV | TRUE | 63184 | CI-II Mitchell Holding LLC | 62662 | Ennis Solar, LLC | NC | Harnett | 22503 | Solar Photovoltaic | PV |  | S | 5 |  | 5 | 5 |  | N |  |  | N | IPP Non-CHP | 2 | X | SUN
Solar Photovoltaic.SUN | solar PV | TRUE | 63249 | Terraform Arcadia | 62663 | Gilcrest Solar | CO | Weld | SO390 | Solar Photovoltaic | PV |  | S | 1.5 |  | 1.5 | 1.5 |  | N |  |  | N | IPP Non-CHP | 2 | X | SUN
Solar Photovoltaic.SUN | solar PV | TRUE | 63249 | Terraform Arcadia | 62664 | Quincy Solar | CO | Arapahoe | SO393 | Solar Photovoltaic | PV |  | S | 1.5 |  | 1.5 | 1.5 |  | N |  |  | N | IPP Non-CHP | 2 | X | SUN
Solar Photovoltaic.SUN | solar PV | TRUE | 62146 | Sigurd Solar LLC | 62666 | Sigurd Solar LLC | UT | Sevier | SGSOL | Solar Photovoltaic | PV |  | S | 80 |  | 80 | 80 |  | N |  |  | N | IPP Non-CHP | 2 | X | SUN
Solar Photovoltaic.SUN | solar PV | TRUE | 61012 | AES Distributed Energy | 62667 | Lafayette Horizon Solar CSG LLC | CO | Boulder | LFHSL | Solar Photovoltaic | PV |  | S | 1.6 |  | 1.6 | 1.6 |  | N |  |  | N | IPP Non-CHP | 2 | X | SUN
Solar Photovoltaic.SUN | solar PV | TRUE | 5416 | Duke Energy Carolinas, LLC | 62668 | Maiden Creek Solar Power Plant | NC | Catawba | PV1 | Solar Photovoltaic | PV |  | S | 69.3 |  | 69.3 | 69.3 |  | N |  |  | N | Electric Utility | 1 | X | SUN
Solar Photovoltaic.SUN | solar PV | TRUE | 5416 | Duke Energy Carolinas, LLC | 62669 | Gaston Solar Power Plant | NC | Gaston | PV1 | Solar Photovoltaic | PV |  | S | 25 |  | 25 | 25 |  | N |  |  | N | Electric Utility | 1 | X | SUN
Other Natural Gas.NG | natural gas peaker | TRUE | 62150 | 2016 ESA Project Company, LLC | 62671 | Equinix Caspian Dr. Fuel Cell | CA | Santa Clara | EQX1A | Other Natural Gas | FC |  | S | 2 | 0.99 | 2 | 2 | 2 | N |  |  | N | IPP Non-CHP | 2 | X | NG
Other Natural Gas.NG | natural gas peaker | TRUE | 62150 | 2016 ESA Project Company, LLC | 62671 | Equinix Caspian Dr. Fuel Cell | CA | Santa Clara | EQX1B | Other Natural Gas | FC |  | S | 2.8 | 0.99 | 2.8 | 2.8 | 2.8 | N |  |  | N | IPP Non-CHP | 2 | X | NG
Solar Photovoltaic.SUN | solar PV | TRUE | 61227 | Nautilus Solar Solutions | 62672 | Nautilus Goat Island Solar LLC (CSG) | RI | Providence | GI | Solar Photovoltaic | PV |  | S | 2.5 |  | 2.5 | 2.5 |  | N |  |  | N | IPP Non-CHP | 2 | X | SUN
Solar Photovoltaic.SUN | solar PV | TRUE | 61012 | AES Distributed Energy | 62673 | Antelope Expansion 3A | CA | Los Angeles | ANX3A | Solar Photovoltaic | PV |  | S | 15 |  | 15 | 15 |  | N |  |  | N | IPP Non-CHP | 2 | X | SUN
Solar Photovoltaic.SUN | solar PV | TRUE | 61012 | AES Distributed Energy | 62674 | Antelope Expansion 3B | CA | Los Angeles | ANX3B | Solar Photovoltaic | PV |  | S | 5 |  | 5 | 5 |  | N |  |  | N | IPP Non-CHP | 2 | X | SUN
Solar Photovoltaic.SUN | solar PV | TRUE | 61012 | AES Distributed Energy | 62675 | Skipjack Solar Center | VA | Charles City | SKIPJ | Solar Photovoltaic | PV |  | S | 175 |  | 175 | 175 |  | N |  |  | N | IPP Non-CHP | 2 | X | SUN
Petroleum Liquids.DFO | petroleum | FALSE | 61702 | Epic Hosting, LLC | 62676 | Epic Verona | WI | Dane | G101 | Petroleum Liquids | IC |  | S | 2.3 | 0.8 | 2.3 | 2.3 | 0 | N |  |  | N | Commercial Non-CHP | 4 | X | DFO
Petroleum Liquids.DFO | petroleum | FALSE | 61702 | Epic Hosting, LLC | 62676 | Epic Verona | WI | Dane | G102 | Petroleum Liquids | IC |  | S | 2.3 | 0.8 | 2.3 | 2.3 | 0 | N |  |  | N | Commercial Non-CHP | 4 | X | DFO
Petroleum Liquids.DFO | petroleum | FALSE | 61702 | Epic Hosting, LLC | 62676 | Epic Verona | WI | Dane | G103 | Petroleum Liquids | IC |  | S | 2.3 | 0.8 | 2.3 | 2.3 | 0 | N |  |  | N | Commercial Non-CHP | 4 | X | DFO
Petroleum Liquids.DFO | petroleum | FALSE | 61702 | Epic Hosting, LLC | 62676 | Epic Verona | WI | Dane | G104 | Petroleum Liquids | IC |  | S | 2.3 | 0.8 | 2.3 | 2.3 | 0 | N |  |  | N | Commercial Non-CHP | 4 | X | DFO
Petroleum Liquids.DFO | petroleum | FALSE | 61702 | Epic Hosting, LLC | 62676 | Epic Verona | WI | Dane | G105 | Petroleum Liquids | IC |  | S | 2.3 | 0.8 | 2.3 | 2.3 | 0 | N |  |  | N | Commercial Non-CHP | 4 | X | DFO
Petroleum Liquids.DFO | petroleum | FALSE | 61702 | Epic Hosting, LLC | 62676 | Epic Verona | WI | Dane | G202 | Petroleum Liquids | IC |  | S | 2.3 | 0.8 | 2.3 | 2.3 | 0 | N |  |  | N | Commercial Non-CHP | 4 | X | DFO
Petroleum Liquids.DFO | petroleum | FALSE | 61702 | Epic Hosting, LLC | 62676 | Epic Verona | WI | Dane | G203 | Petroleum Liquids | IC |  | S | 2.3 | 0.8 | 2.3 | 2.3 | 0 | N |  |  | N | Commercial Non-CHP | 4 | X | DFO
Petroleum Liquids.DFO | petroleum | FALSE | 61702 | Epic Hosting, LLC | 62676 | Epic Verona | WI | Dane | G204 | Petroleum Liquids | IC |  | S | 2.3 | 0.8 | 2.3 | 2.3 | 0 | N |  |  | N | Commercial Non-CHP | 4 | X | DFO
Petroleum Liquids.DFO | petroleum | FALSE | 61702 | Epic Hosting, LLC | 62676 | Epic Verona | WI | Dane | G205 | Petroleum Liquids | IC |  | S | 2.3 | 0.8 | 2.3 | 2.3 | 0 | N |  |  | N | Commercial Non-CHP | 4 | X | DFO
Petroleum Liquids.DFO | petroleum | FALSE | 61702 | Epic Hosting, LLC | 62676 | Epic Verona | WI | Dane | G206 | Petroleum Liquids | IC |  | S | 2.3 | 0.8 | 2.3 | 2.3 | 0 | N |  |  | N | Commercial Non-CHP | 4 | X | DFO
Petroleum Liquids.DFO | petroleum | FALSE | 61702 | Epic Hosting, LLC | 62676 | Epic Verona | WI | Dane | G207 | Petroleum Liquids | IC |  | S | 2.3 | 0.8 | 2.3 | 2.3 | 0 | N |  |  | N | Commercial Non-CHP | 4 | X | DFO
Petroleum Liquids.DFO | petroleum | FALSE | 61702 | Epic Hosting, LLC | 62676 | Epic Verona | WI | Dane | G208 | Petroleum Liquids | IC |  | S | 2.3 | 0.8 | 2.3 | 2.3 | 0 | N |  |  | N | Commercial Non-CHP | 4 | X | DFO
Petroleum Liquids.DFO | petroleum | FALSE | 61702 | Epic Hosting, LLC | 62676 | Epic Verona | WI | Dane | G209 | Petroleum Liquids | IC |  | S | 2.3 | 0.8 | 2.3 | 2.3 | 0 | N |  |  | N | Commercial Non-CHP | 4 | X | DFO
Petroleum Liquids.DFO | petroleum | FALSE | 61702 | Epic Hosting, LLC | 62676 | Epic Verona | WI | Dane | G210 | Petroleum Liquids | IC |  | S | 2.3 | 0.8 | 2.3 | 2.3 | 0 | N |  |  | N | Commercial Non-CHP | 4 | X | DFO
Petroleum Liquids.DFO | petroleum | FALSE | 61702 | Epic Hosting, LLC | 62676 | Epic Verona | WI | Dane | G211 | Petroleum Liquids | IC |  | S | 2.3 | 0.8 | 2.3 | 2.3 | 0 | N |  |  | N | Commercial Non-CHP | 4 | X | DFO
Petroleum Liquids.DFO | petroleum | FALSE | 61702 | Epic Hosting, LLC | 62676 | Epic Verona | WI | Dane | G301 | Petroleum Liquids | IC |  | S | 2.3 | 0.8 | 2.3 | 2.3 | 0 | N |  |  | N | Commercial Non-CHP | 4 | X | DFO
Petroleum Liquids.DFO | petroleum | FALSE | 61702 | Epic Hosting, LLC | 62676 | Epic Verona | WI | Dane | G302 | Petroleum Liquids | IC |  | S | 2.3 | 0.8 | 2.3 | 2.3 | 0 | N |  |  | N | Commercial Non-CHP | 4 | X | DFO
Petroleum Liquids.DFO | petroleum | FALSE | 61702 | Epic Hosting, LLC | 62676 | Epic Verona | WI | Dane | G303 | Petroleum Liquids | IC |  | S | 2.3 | 0.8 | 2.3 | 2.3 | 0 | N |  |  | N | Commercial Non-CHP | 4 | X | DFO
Solar Photovoltaic.SUN | solar PV | FALSE | 61702 | Epic Hosting, LLC | 62676 | Epic Verona | WI | Dane | PV | Solar Photovoltaic | PV |  | S | 1.8 | 0.95 | 1.8 | 1.8 |  | N |  |  | N | Commercial Non-CHP | 4 | X | SUN
Solar Photovoltaic.SUN | solar PV | FALSE | 57389 | IKEA Property Inc | 62677 | IKEA Canton Rooftop PV System | MI | Wayne | 26A | Solar Photovoltaic | PV |  | S | 0.8 |  | 0.8 | 0.8 |  | N |  |  | N | Commercial Non-CHP | 4 | X | SUN
Solar Photovoltaic.SUN | solar PV | FALSE | 57389 | IKEA Property Inc | 62677 | IKEA Canton Rooftop PV System | MI | Wayne | 26B | Solar Photovoltaic | PV |  | S | 0.2 |  | 0.2 | 0.2 |  | N |  |  | N | Commercial Non-CHP | 4 | X | SUN
Solar Photovoltaic.SUN | solar PV | TRUE | 62161 | Cubico USA, LLC | 62678 | Crooked Run | NC | Pender | 299 | Solar Photovoltaic | PV |  | S | 70.1 |  | 70.1 | 70.1 |  | N |  |  | N | IPP Non-CHP | 2 | X | SUN
Solar Photovoltaic.SUN | solar PV | TRUE | 62161 | Cubico USA, LLC | 62679 | Palmetto Plains | SC | Orangeburg | 1405 | Solar Photovoltaic | PV |  | S | 75 |  | 75 | 75 |  | N |  |  | N | IPP Non-CHP | 2 | X | SUN
Solar Photovoltaic.SUN | solar PV | TRUE | 56990 | NJR Clean Energy Ventures Corporation | 62680 | Garfield Solar | NJ | Bergen | GARFE | Solar Photovoltaic | PV |  | W | 0.4 |  | 0.4 | 0.4 |  | N |  |  | N | IPP Non-CHP | 2 | X | SUN
Solar Photovoltaic.SUN | solar PV | TRUE | 56990 | NJR Clean Energy Ventures Corporation | 62680 | Garfield Solar | NJ | Bergen | GARFN | Solar Photovoltaic | PV |  | W | 0.8 |  | 0.8 | 0.8 |  | N |  |  | N | IPP Non-CHP | 2 | X | SUN
Solar Photovoltaic.SUN | solar PV | TRUE | 56990 | NJR Clean Energy Ventures Corporation | 62680 | Garfield Solar | NJ | Bergen | GARFS | Solar Photovoltaic | PV |  | W | 1.4 |  | 1.4 | 1.4 |  | N |  |  | N | IPP Non-CHP | 2 | X | SUN
Solar Photovoltaic.SUN | solar PV | TRUE | 56990 | NJR Clean Energy Ventures Corporation | 62680 | Garfield Solar | NJ | Bergen | GARMS | Solar Photovoltaic | PV |  | W | 1.6 |  | 1.6 | 1.6 |  | N |  |  | N | IPP Non-CHP | 2 | X | SUN
Solar Photovoltaic.SUN | solar PV | TRUE | 56769 | Consolidated Edison Development Inc. | 62681 | CED Champaign Solar LLC | IL | Champaign | CSIL | Solar Photovoltaic | PV |  | S | 1.6 | 1 | 1.6 | 1.6 |  | N |  |  | N | IPP Non-CHP | 2 | X | SUN
Solar Photovoltaic.SUN | solar PV | FALSE | 61204 | Today's Power, Inc. | 62682 | Noland Wastewater Treatment Plant Hybrid | AR | Washington | FAYE1 | Solar Photovoltaic | PV |  | S | 5 |  | 5 | 5 |  | N |  |  | N | Commercial Non-CHP | 4 | X | SUN
Batteries.MWH | battery storage | 0 | 61204 | Today's Power, Inc. | 62682 | Noland Wastewater Treatment Plant Hybrid | AR | Washington | FAYEB | Batteries | BA |  | S | 6 |  | 6 | 6 | 0.1 | N |  |  | N | Commercial Non-CHP | 4 | X | MWH
Solar Photovoltaic.SUN | solar PV | FALSE | 61204 | Today's Power, Inc. | 62683 | Westside Wastewater Treatment Plant Hybrid | AR | Washington | FAYW1 | Solar Photovoltaic | PV |  | S | 5 |  | 5 | 5 |  | N |  |  | N | Commercial Non-CHP | 4 | X | SUN
Batteries.MWH | battery storage | 0 | 61204 | Today's Power, Inc. | 62683 | Westside Wastewater Treatment Plant Hybrid | AR | Washington | FAYWB | Batteries | BA |  | S | 6 |  | 6 | 6 | 0.1 | N |  |  | N | Commercial Non-CHP | 4 | X | MWH
Solar Photovoltaic.SUN | solar PV | TRUE | 62627 | Alchemy Renewable Energy | 62686 | TPE Pennsylvania Solar 1, LLC | PA | Lancaster | PABOE | Solar Photovoltaic | PV |  | S | 3.6 |  | 3.6 | 3.6 |  | N |  |  | N | IPP Non-CHP | 2 | X | SUN
Solar Photovoltaic.SUN | solar PV | TRUE | 62162 | RP Napa Solar 1, LLC | 62687 | American Canyon Solar | CA | Napa | RPNPA | Solar Photovoltaic | PV |  | S | 1 |  | 1 | 1 |  | N |  |  | N | IPP Non-CHP | 2 | X | SUN
Solar Photovoltaic.SUN | solar PV | TRUE | 62162 | RP Napa Solar 1, LLC | 62687 | American Canyon Solar | CA | Napa | RPNPB | Solar Photovoltaic | PV |  | S | 1 |  | 1 | 1 |  | N |  |  | N | IPP Non-CHP | 2 | X | SUN
Solar Photovoltaic.SUN | solar PV | TRUE | 62162 | RP Napa Solar 1, LLC | 62687 | American Canyon Solar | CA | Napa | RPNPC | Solar Photovoltaic | PV |  | S | 1 |  | 1 | 1 |  | N |  |  | N | IPP Non-CHP | 2 | X | SUN
Solar Photovoltaic.SUN | solar PV | TRUE | 62628 | County of Santa Clara (CA) | 62688 | Malech Solar Farm | CA | Santa Clara | MFARM | Solar Photovoltaic | PV |  | S | 3.1 |  | 3.1 | 2 |  | N |  |  | N | IPP Non-CHP | 2 | X | SUN
Solar Photovoltaic.SUN | solar PV | TRUE | 62628 | County of Santa Clara (CA) | 62689 | Hellyer Solar Farm | CA | Santa Clara | HFARM | Solar Photovoltaic | PV |  | S | 2.2 |  | 2.2 | 1.5 |  | N |  |  | N | IPP Non-CHP | 2 | X | SUN
Solar Photovoltaic.SUN | solar PV | TRUE | 62628 | County of Santa Clara (CA) | 62690 | Guadalupe Solar Farm | CA | Santa Clara | GFARM | Solar Photovoltaic | PV |  | S | 1.7 |  | 1.7 | 1.1 |  | N |  |  | N | IPP Non-CHP | 2 | X | SUN
Solar Photovoltaic.SUN | solar PV | TRUE | 62157 | Shiloh Hwy 1108 Solar, LLC | 62691 | Shiloh Hwy Solar | NC | Camden | PGR05 | Solar Photovoltaic | PV |  | S | 5 |  | 5 | 5 |  | N |  |  | N | IPP Non-CHP | 2 | X | SUN
Solar Photovoltaic.SUN | solar PV | TRUE | 62158 | Sandy Solar, LLC | 62692 | Sandy Solar | NC | Camden | PGR04 | Solar Photovoltaic | PV |  | S | 5 |  | 5 | 5 |  | N |  |  | N | IPP Non-CHP | 2 | X | SUN
Solar Photovoltaic.SUN | solar PV | TRUE | 62159 | Chowan Jehu Road Solar, LLC | 62693 | Chowan Jehu Solar | NC | Chowan | PGR03 | Solar Photovoltaic | PV |  | S | 5 |  | 5 | 5 |  | N |  |  | N | IPP Non-CHP | 2 | X | SUN
Batteries.MWH | battery storage | 0 | 56769 | Consolidated Edison Development Inc. | 62695 | CED Northampton Solar LLC Hybrid | MA | Hampshire | NSES | Batteries | BA |  | S | 2.3 |  | 2.3 | 2.3 | 2.3 | N |  |  | N | IPP Non-CHP | 2 | X | MWH
Solar Photovoltaic.SUN | solar PV | TRUE | 56769 | Consolidated Edison Development Inc. | 62695 | CED Northampton Solar LLC Hybrid | MA | Hampshire | NSMA | Solar Photovoltaic | PV |  | S | 4.3 | 1 | 4.3 | 4.3 |  | N |  |  | N | IPP Non-CHP | 2 | X | SUN
Solar Photovoltaic.SUN | solar PV | TRUE | 60281 | Altus Power America Management, LLC | 62696 | FastSun 2 CSG | MN | Dakota | FS2 | Solar Photovoltaic | PV |  | S | 1 |  | 1 | 1 |  | N |  |  | N | IPP Non-CHP | 2 | X | SUN
Other Natural Gas.NG | natural gas peaker | TRUE | 62150 | 2016 ESA Project Company, LLC | 62697 | Mission College Blvd. Fuel Cell | CA | Santa Clara | NTL3A | Other Natural Gas | FC |  | S | 2.4 | 0.99 | 2.4 | 2.4 | 2.4 | N |  |  | N | IPP Non-CHP | 2 | X | NG
Other Natural Gas.NG | natural gas peaker | TRUE | 62150 | 2016 ESA Project Company, LLC | 62697 | Mission College Blvd. Fuel Cell | CA | Santa Clara | NTL3B | Other Natural Gas | FC |  | S | 2.6 | 0.99 | 2.6 | 2.6 | 2.6 | N |  |  | N | IPP Non-CHP | 2 | X | NG
Other Natural Gas.NG | natural gas peaker | TRUE | 62150 | 2016 ESA Project Company, LLC | 62698 | Kaiser East La Palma Ave. Fuel Cell | CA | Orange | KR059 | Other Natural Gas | FC |  | S | 2.2 | 0.99 | 2.2 | 2.2 | 1.5 | N |  |  | N | IPP Non-CHP | 2 | X | NG
Other Natural Gas.NG | natural gas peaker | TRUE | 62150 | 2016 ESA Project Company, LLC | 62699 | Kaiser Deer Valley Rd. Fuel Cell | CA | Contra Costa | KSR24 | Other Natural Gas | FC |  | S | 1.4 | 0.99 | 1.4 | 1.4 | 1.4 | N |  |  | N | IPP Non-CHP | 2 | X | NG
Other Natural Gas.NG | natural gas peaker | TRUE | 62150 | 2016 ESA Project Company, LLC | 62700 | Kaiser Owens Dr. Fuel Cell | CA | Alameda | KSR23 | Other Natural Gas | FC |  | S | 1 | 0.99 | 1 | 1 | 1 | N |  |  | N | IPP Non-CHP | 2 | X | NG
Other Natural Gas.NG | natural gas peaker | TRUE | 62150 | 2016 ESA Project Company, LLC | 62701 | Kaiser Napa Valley Corporate Dr Fuel Cell | CA | Napa | KS18A | Other Natural Gas | FC |  | S | 2.5 | 0.99 | 2.5 | 2.5 | 2.5 | N |  |  | N | IPP Non-CHP | 2 | X | NG
Other Natural Gas.NG | natural gas peaker | TRUE | 62150 | 2016 ESA Project Company, LLC | 62701 | Kaiser Napa Valley Corporate Dr Fuel Cell | CA | Napa | KS18B | Other Natural Gas | FC |  | S | 2.3 | 0.99 | 2.3 | 2.3 | 2.3 | N |  |  | N | IPP Non-CHP | 2 | X | NG
Other Natural Gas.NG | natural gas peaker | TRUE | 62150 | 2016 ESA Project Company, LLC | 62702 | Equinix Great Oaks Blvd. Fuel Cell | CA | Santa Clara | EQ14A | Other Natural Gas | FC |  | S | 2.4 | 0.99 | 2.4 | 2.4 | 2.4 | N |  |  | N | IPP Non-CHP | 2 | X | NG
Other Natural Gas.NG | natural gas peaker | TRUE | 62150 | 2016 ESA Project Company, LLC | 62702 | Equinix Great Oaks Blvd. Fuel Cell | CA | Santa Clara | EQ14B | Other Natural Gas | FC |  | S | 2.1 | 0.99 | 2.1 | 2.1 | 2.1 | N |  |  | N | IPP Non-CHP | 2 | X | NG
Other Natural Gas.NG | natural gas peaker | TRUE | 62150 | 2016 ESA Project Company, LLC | 62703 | Equinix Lundy Ave. Fuel Cell | CA | Santa Clara | EQ13A | Other Natural Gas | FC |  | S | 1.8 | 0.99 | 1.8 | 1.8 | 1.8 | N |  |  | N | IPP Non-CHP | 2 | X | NG
Other Natural Gas.NG | natural gas peaker | TRUE | 62150 | 2016 ESA Project Company, LLC | 62703 | Equinix Lundy Ave. Fuel Cell | CA | Santa Clara | EQ13B | Other Natural Gas | FC |  | S | 2 | 0.99 | 2 | 2 | 2 | N |  |  | N | IPP Non-CHP | 2 | X | NG
Other Natural Gas.NG | natural gas peaker | TRUE | 62150 | 2016 ESA Project Company, LLC | 62704 | Equinix Douglas St. Fuel Cell | CA | Los Angeles | EQX09 | Other Natural Gas | FC |  | S | 1 | 0.99 | 1 | 1 | 1 | N |  |  | N | IPP Non-CHP | 2 | X | NG
Other Natural Gas.NG | natural gas peaker | TRUE | 62150 | 2016 ESA Project Company, LLC | 62704 | Equinix Douglas St. Fuel Cell | CA | Los Angeles | EQX95 | Other Natural Gas | FC |  | S | 1 | 0.99 | 1 | 1 | 1 | N |  |  | N | IPP Non-CHP | 2 | X | NG
Other Natural Gas.NG | natural gas peaker | TRUE | 62150 | 2016 ESA Project Company, LLC | 62705 | Equinix Maple Ave. Fuel Cell | CA | Los Angeles | EQX08 | Other Natural Gas | FC |  | S | 2 | 0.99 | 2 | 2 | 2 | N |  |  | N | IPP Non-CHP | 2 | X | NG
Solar Photovoltaic.SUN | solar PV | TRUE | 60281 | Altus Power America Management, LLC | 62706 | Helen Solar CSG | MN | McLeod | SC | Solar Photovoltaic | PV |  | S | 4 |  | 4 | 4 |  | N |  |  | N | IPP Non-CHP | 2 | X | SUN
Solar Photovoltaic.SUN | solar PV | TRUE | 60281 | Altus Power America Management, LLC | 62707 | Walcott Solar CSG | MN | Rice | SC | Solar Photovoltaic | PV |  | S | 4 |  | 4 | 4 |  | N |  |  | N | IPP Non-CHP | 2 | X | SUN
Solar Photovoltaic.SUN | solar PV | TRUE | 60281 | Altus Power America Management, LLC | 62708 | Northfield Solar CSG | MN | Rice | SC | Solar Photovoltaic | PV |  | S | 5 |  | 5 | 5 |  | N |  |  | N | IPP Non-CHP | 2 | X | SUN
Solar Photovoltaic.SUN | solar PV | TRUE | 60281 | Altus Power America Management, LLC | 62709 | Warsaw Solar CSG | MN | Rice | SC | Solar Photovoltaic | PV |  | S | 2 |  | 2 | 2 |  | N |  |  | N | IPP Non-CHP | 2 | X | SUN
Solar Photovoltaic.SUN | solar PV | TRUE | 63249 | Terraform Arcadia | 62710 | Nationals | DC | District of Columbia | SO435 | Solar Photovoltaic | PV |  | S | 1 |  | 1 | 1 |  | N |  |  | N | IPP Non-CHP | 2 | X | SUN
Onshore Wind Turbine.WND | onshore wind | TRUE | 62633 | Plum Creek Wind, LLC | 62711 | Plum Creek Wind Project (NE) | NE | Wayne | PLUM | Onshore Wind Turbine | WT |  | S | 230 |  | 230 | 230 | 0 | N |  |  | N | IPP Non-CHP | 2 | X | WND
Solar Photovoltaic.SUN | solar PV | TRUE | 62155 | DG Northeast Solar II, LLC | 62712 | Burlington Coat Factory Solar | NJ | Burlington | BCF | Solar Photovoltaic | PV |  | S | 2.6 |  | 2.6 | 2.6 |  | N |  |  | N | IPP Non-CHP | 2 | X | SUN
Solar Photovoltaic.SUN | solar PV | TRUE | 62155 | DG Northeast Solar II, LLC | 62713 | DSM Nutritional Products Solar | NJ | Warren | DSM | Solar Photovoltaic | PV |  | S | 10 |  | 10 | 10 |  | N |  |  | N | IPP Non-CHP | 2 | X | SUN
Batteries.MWH | battery storage | 0 | 40215 | Cordova Electric Coop, Inc | 62714 | Eyak Service Center BESS | AK | Valdez Cordova | BESS1 | Batteries | BA |  | S | 1 |  | 1 | 1 | 0 | N |  |  | N | Electric Utility | 1 | X | MWH
Onshore Wind Turbine.WND | onshore wind | TRUE | 62635 | Wildcat Creek Wind Farm LLC | 62715 | Wildcat Creek Wind Farm LLC | TX | Cooke | WCCWF | Onshore Wind Turbine | WT |  | S | 180.1 |  | 180.1 | 180.1 | 7.8 | N |  |  | N | IPP Non-CHP | 2 | X | WND
Solar Photovoltaic.SUN | solar PV | TRUE | 60531 | Standard Solar | 62718 | Mesa CSG 2 Massicotte | CO | Mesa | X0037 | Solar Photovoltaic | PV |  | S | 1.5 |  | 1.5 | 1.5 |  | N |  |  | N | IPP Non-CHP | 2 | X | SUN
Solar Photovoltaic.SUN | solar PV | TRUE | 60531 | Standard Solar | 62719 | Mesa CSG 1 Murdock | CO | Mesa | X0038 | Solar Photovoltaic | PV |  | S | 1.5 |  | 1.5 | 1.5 |  | N |  |  | N | IPP Non-CHP | 2 | X | SUN
Solar Photovoltaic.SUN | solar PV | TRUE | 62634 | Chester Woods Point Solar, LLC | 62720 | Chester Woods Point Solar, LLC CSG | MD | Queen Annes | 5540 | Solar Photovoltaic | PV |  | S | 2 |  | 2 | 1.6 |  | N |  |  | N | IPP Non-CHP | 2 | X | SUN
Solar Photovoltaic.SUN | solar PV | TRUE | 59474 | BQ Energy LLC | 62721 | Steel Sun 2: 2303-III-9 Hamburg Tpke | NY | Erie | SS29 | Solar Photovoltaic | PV |  | J | 2 | 1 | 2 | 2 | 2 | N |  |  | N | IPP Non-CHP | 2 | X | SUN
Solar Photovoltaic.SUN | solar PV | TRUE | 59474 | BQ Energy LLC | 62722 | Steel Sun 2: 2303-III-4 Hamburg Tpke | NY | Erie | SS24 | Solar Photovoltaic | PV |  | J | 2 | 1 | 2 | 2 | 2 | N |  |  | N | IPP Non-CHP | 2 | X | SUN
Solar Photovoltaic.SUN | solar PV | TRUE | 59474 | BQ Energy LLC | 62723 | Steel Sun 2: 2303-III-2 Hamburg Tpke | NY | Erie | SS22 | Solar Photovoltaic | PV |  | J | 2 | 1 | 2 | 2 | 2 | N |  |  | N | IPP Non-CHP | 2 | X | SUN
Solar Photovoltaic.SUN | solar PV | TRUE | 59474 | BQ Energy LLC | 62724 | Homer Street West | NY | Cattaraugus | HSW | Solar Photovoltaic | PV |  | J | 1.6 | 1 | 1.6 | 1.6 | 1.6 | N |  |  | N | IPP Non-CHP | 2 | X | SUN
Solar Photovoltaic.SUN | solar PV | TRUE | 59474 | BQ Energy LLC | 62725 | Homer Street East | NY | Cattaraugus | HSE | Solar Photovoltaic | PV |  | J | 1.6 | 1 | 1.6 | 1.6 | 1.6 | N |  |  | N | IPP Non-CHP | 2 | X | SUN
Solar Photovoltaic.SUN | solar PV | TRUE | 60531 | Standard Solar | 62728 | MHG Wallingford | VT | Rutland | X0041 | Solar Photovoltaic | PV |  | S | 2.2 |  | 2.2 | 2.2 |  | N |  |  | N | IPP Non-CHP | 2 | X | SUN
Solar Photovoltaic.SUN | solar PV | TRUE | 58468 | Dominion Renewable Energy | 62730 | Desper Solar | VA | Louisa | 1 | Solar Photovoltaic | PV |  | S | 88.2 |  | 88.2 | 88.2 |  | N |  |  | N | Electric Utility | 1 | X | SUN
Solar Photovoltaic.SUN | solar PV | TRUE | 11479 | Madison Gas & Electric Co | 62731 | Middleton Airport Solar | WI | Dane | 1 | Solar Photovoltaic | PV |  | S | 5.6 |  | 5.6 | 5.6 |  | Y |  |  | N | Electric Utility | 1 | X | SUN
Solar Photovoltaic.SUN | solar PV | TRUE | 62648 | DG 1 Acquisition Co., LLC | 62732 | Solar Star Palo Alto I, LLC | CA | Santa Clara | SSPAI | Solar Photovoltaic | PV |  | S | 1.3 |  | 1.3 | 1.3 |  | N |  |  | N | IPP Non-CHP | 2 | X | SUN
Batteries.MWH | battery storage | 0 | 62652 | East Hampton Energy Storage Center, LLC | 62733 | East Hampton Energy Storage Center | NY | Suffolk | BEH | Batteries | BA |  | S | 5 |  | 5 | 5 | 1 | N |  |  | N | IPP Non-CHP | 2 | X | MWH
Batteries.MWH | battery storage | 0 | 62651 | Montauk Energy Storage Center, LLC | 62734 | Montauk Energy Storage Center | NY | Suffolk | BME | Batteries | BA |  | S | 5 |  | 5 | 5 | 0.1 | N |  |  | N | IPP Non-CHP | 2 | X | MWH
Solar Photovoltaic.SUN | solar PV | TRUE | 62656 | Phoenix Solar South Farms LLC | 62735 | Phoenix Solar South Farms LLC Solar Farm | IL | Champaign | M1358 | Solar Photovoltaic | PV |  | W | 4.7 |  | 4.7 | 4.7 |  | N |  |  | N | IPP Non-CHP | 2 | X | SUN
Onshore Wind Turbine.WND | onshore wind | FALSE | 62657 | Harbec Energy | 62736 | Harbec Energy | NY | Wayne | 250KW | Onshore Wind Turbine | WT |  | S | 0.3 |  | 0.3 | 0.3 | 0 | N |  |  | N | Industrial CHP | 7 | X | WND
Onshore Wind Turbine.WND | onshore wind | FALSE | 62657 | Harbec Energy | 62736 | Harbec Energy | NY | Wayne | 850KW | Onshore Wind Turbine | WT |  | S | 0.9 |  | 0.9 | 0.9 | 0 | N |  |  | N | Industrial CHP | 7 | X | WND
Natural Gas Fired Combustion Turbine.NG | natural gas peaker | FALSE | 62657 | Harbec Energy | 62736 | Harbec Energy | NY | Wayne | CPH | Natural Gas Fired Combustion Turbine | GT |  | S | 0.5 | 1 | 0.5 | 0.5 | 0 | N |  |  | Y | Industrial CHP | 7 | T | NG
Solar Photovoltaic.SUN | solar PV | TRUE | 59474 | BQ Energy LLC | 62737 | West Valley West | NY | Cattaraugus | WVW | Solar Photovoltaic | PV |  | S | 5 | 1 | 5 | 5 | 0.5 | N | 12 | 2057 | N | IPP Non-CHP | 2 | X | SUN
Solar Photovoltaic.SUN | solar PV | TRUE | 59474 | BQ Energy LLC | 62738 | West Valley East | NY | Cattaraugus | WVE | Solar Photovoltaic | PV |  | S | 5 | 1 | 5 | 5 | 0.5 | N | 12 | 2057 | N | IPP Non-CHP | 2 | X | SUN
Solar Photovoltaic.SUN | solar PV | TRUE | 62649 | KDC Solar ASGM LLC | 62739 | KDC Solar ASGM | NJ | Cumberland | ARDAH | Solar Photovoltaic | PV |  | S | 3.8 |  | 3.8 | 3.8 |  | N |  |  | N | IPP Non-CHP | 2 | X | SUN
Solar Photovoltaic.SUN | solar PV | TRUE | 62660 | MSC-Empire01, LLC | 62740 | MSC-Empire01, LLC | MN | Dakota | 52784 | Solar Photovoltaic | PV |  | S | 1 | 0.98 | 1 | 1 |  | N |  |  | N | IPP Non-CHP | 2 | X | SUN
Natural Gas Internal Combustion Engine.NG | natural gas peaker | FALSE | 62658 | Mount Joy Wire Corp | 62741 | Mount Joy Wire | PA | Lancaster | CHP | Natural Gas Internal Combustion Engine | IC |  | S | 1.1 | 0.8 | 1.1 | 1.1 | 0.5 | N |  |  | Y | Industrial CHP | 7 | T | NG
Solar Photovoltaic.SUN | solar PV | TRUE | 62662 | Butter Solar, LLC | 62744 | Arcadia Solar | WI | Trempealeau | A1 | Solar Photovoltaic | PV |  | S | 5 |  | 5 | 5 |  | N |  |  | N | IPP Non-CHP | 2 | X | SUN
Batteries.MWH | battery storage | 0 | 62668 | Wheatridge Wind Holdings, LLC | 62745 | Wheatridge Hybrid | OR | Morrow | BTRY | Batteries | BA |  | S | 30 |  | 30 | 30 | 30 | N |  |  | N | IPP Non-CHP | 2 | X | MWH
Solar Photovoltaic.SUN | solar PV | TRUE | 62668 | Wheatridge Wind Holdings, LLC | 62745 | Wheatridge Hybrid | OR | Morrow | SOLAR | Solar Photovoltaic | PV |  | S | 50 |  | 50 | 50 |  | N |  |  | N | IPP Non-CHP | 2 | X | SUN
Onshore Wind Turbine.WND | onshore wind | TRUE | 62668 | Wheatridge Wind Holdings, LLC | 62745 | Wheatridge Hybrid | OR | Morrow | WIND | Onshore Wind Turbine | WT |  | S | 200 |  | 200 | 200 | 30 | N |  |  | N | IPP Non-CHP | 2 | X | WND
Solar Photovoltaic.SUN | solar PV | TRUE | 62666 | KDC Solar CSCP LLC | 62746 | KDC Solar CSCP LLC | NJ | Monmouth | CSCP | Solar Photovoltaic | PV |  | S | 3.4 |  | 3.4 | 3.4 |  | N |  |  | N | IPP Non-CHP | 2 | X | SUN
Conventional Hydroelectric.WAT | hydro | TRUE | 62661 | Lock 12 Hydro Partners, LLC | 62747 | Matilda Hamilton Fee Hydroelectric Station | KY | Estill | 1 | Conventional Hydroelectric | HY |  | S | 0.5 | 1 | 0.5 | 0.5 | 0.1 | N |  |  | N | IPP Non-CHP | 2 | X | WAT
Conventional Hydroelectric.WAT | hydro | TRUE | 62661 | Lock 12 Hydro Partners, LLC | 62747 | Matilda Hamilton Fee Hydroelectric Station | KY | Estill | 2 | Conventional Hydroelectric | HY |  | S | 0.5 | 1 | 0.5 | 0.5 | 0.1 | N |  |  | N | IPP Non-CHP | 2 | X | WAT
Conventional Hydroelectric.WAT | hydro | TRUE | 62661 | Lock 12 Hydro Partners, LLC | 62747 | Matilda Hamilton Fee Hydroelectric Station | KY | Estill | 3 | Conventional Hydroelectric | HY |  | S | 0.5 | 1 | 0.5 | 0.5 | 0.1 | N |  |  | N | IPP Non-CHP | 2 | X | WAT
Conventional Hydroelectric.WAT | hydro | TRUE | 62661 | Lock 12 Hydro Partners, LLC | 62747 | Matilda Hamilton Fee Hydroelectric Station | KY | Estill | 4 | Conventional Hydroelectric | HY |  | S | 0.5 | 1 | 0.5 | 0.5 | 0.1 | N |  |  | N | IPP Non-CHP | 2 | X | WAT
Conventional Hydroelectric.WAT | hydro | TRUE | 62661 | Lock 12 Hydro Partners, LLC | 62747 | Matilda Hamilton Fee Hydroelectric Station | KY | Estill | 5 | Conventional Hydroelectric | HY |  | S | 0.5 | 1 | 0.5 | 0.5 | 0.1 | N |  |  | N | IPP Non-CHP | 2 | X | WAT
Solar Photovoltaic.SUN | solar PV | TRUE | 18454 | Tampa Electric Co | 62750 | Little Manatee River Solar | FL | Hillsborough | GEN1 | Solar Photovoltaic | PV |  | S | 74.5 | 0.95 | 74.5 | 74.5 |  | N |  |  | N | Electric Utility | 1 | X | SUN
Onshore Wind Turbine.WND | onshore wind | FALSE | 62644 | OEE XXVIII LLC | 62752 | LafargeHolcim - Paulding Wind Project | OH | Paulding | L1 | Onshore Wind Turbine | WT |  | S | 1.5 |  | 1.5 | 1.5 | 0.1 | N |  |  | N | Industrial Non-CHP | 6 | X | WND
Onshore Wind Turbine.WND | onshore wind | FALSE | 62644 | OEE XXVIII LLC | 62752 | LafargeHolcim - Paulding Wind Project | OH | Paulding | L2 | Onshore Wind Turbine | WT |  | S | 1.5 |  | 1.5 | 1.5 | 0.1 | N |  |  | N | Industrial Non-CHP | 6 | X | WND
Onshore Wind Turbine.WND | onshore wind | FALSE | 62644 | OEE XXVIII LLC | 62752 | LafargeHolcim - Paulding Wind Project | OH | Paulding | L3 | Onshore Wind Turbine | WT |  | S | 1.5 |  | 1.5 | 1.5 | 0.1 | N |  |  | N | Industrial Non-CHP | 6 | X | WND
Batteries.MWH | battery storage | 0 | 61728 | GlidePath Power Operations LLC | 62753 | Prospect Storage | TX | Brazoria | BESS | Batteries | BA |  | S | 9.9 |  | 9.9 | 9.9 | 0.1 | N |  |  | N | IPP Non-CHP | 2 | X | MWH
Batteries.MWH | battery storage | 0 | 61420 | ENGIE Storage Services NA LLC | 62754 | San Diego International Airport BESS | CA | San Diego | BA | Batteries | BA |  | S | 2 |  | 2 | 2 | 0 | N |  |  | N | Commercial Non-CHP | 4 | X | MWH
Solar Photovoltaic.SUN | solar PV | TRUE | 61219 | Longroad Energy Services LLC | 62755 | Prospero Solar | TX | Andrews | PROSP | Solar Photovoltaic | PV |  | S | 300 |  | 300 | 300 |  | N |  |  | N | IPP Non-CHP | 2 | X | SUN
Solar Photovoltaic.SUN | solar PV | TRUE | 62655 | RC Energy AA LLC | 62756 | RC Energy AA LLC Solar Facility | NM | Bernalillo | AA001 | Solar Photovoltaic | PV |  | S | 1 |  | 1 | 1 |  | N |  |  | N | IPP Non-CHP | 2 | X | SUN
Natural Gas Fired Combustion Turbine.NG | natural gas peaker | FALSE | 62677 | Massachusetts Department of Correction | 62757 | Bridgewater Complex Co-Generation Plant | MA | Bristol | CG1 | Natural Gas Fired Combustion Turbine | GT |  | W | 1.5 | 0.9 | 1.5 | 1.5 | 0.5 | N |  |  | Y | Commercial CHP | 5 | T | NG
Solar Photovoltaic.SUN | solar PV | TRUE | 58468 | Dominion Renewable Energy | 62758 | Meherrin Solar | VA | Greensville | MEHER | Solar Photovoltaic | PV |  | S | 59.6 |  | 59.6 | 59.6 |  | N |  |  | N | IPP Non-CHP | 2 | X | SUN
Solar Photovoltaic.SUN | solar PV | TRUE | 60281 | Altus Power America Management, LLC | 62759 | Greenville CSG | NY | Orange | GV | Solar Photovoltaic | PV |  | S | 2 | 1 | 2 | 2 |  | N |  |  | N | IPP Non-CHP | 2 | X | SUN
Solar Photovoltaic.SUN | solar PV | TRUE | 60281 | Altus Power America Management, LLC | 62760 | Hopkinton CSG | MA | Middlesex | WT | Solar Photovoltaic | PV |  | S | 2 | 1 | 2 | 2 |  | N |  |  | N | IPP Non-CHP | 2 | X | SUN
Solar Photovoltaic.SUN | solar PV | TRUE | 60281 | Altus Power America Management, LLC | 62761 | Chester CSG | NY | Orange | CH | Solar Photovoltaic | PV |  | S | 2 |  | 2 | 2 |  | N |  |  | N | IPP Non-CHP | 2 | X | SUN
Natural Gas Fired Combustion Turbine.NG | natural gas peaker | TRUE | 58303 | Energy Systems Group LLC | 62762 | NASA Johnson Space Center CHP | TX | Harris | CTG-1 | Natural Gas Fired Combustion Turbine | GT |  | W | 5.6 | 0.99 | 5.3 | 5.7 | 2.3 | N |  |  | Y | IPP CHP | 3 | T | NG
Natural Gas Fired Combustion Turbine.NG | natural gas peaker | TRUE | 58303 | Energy Systems Group LLC | 62762 | NASA Johnson Space Center CHP | TX | Harris | CTG-2 | Natural Gas Fired Combustion Turbine | GT |  | W | 5.6 | 0.99 | 5.3 | 5.7 | 2.3 | N |  |  | Y | IPP CHP | 3 | T | NG
Solar Photovoltaic.SUN | solar PV | TRUE | 60281 | Altus Power America Management, LLC | 62763 | Carver CSG | MA | Plymouth | CR | Solar Photovoltaic | PV |  | S | 2 |  | 2 | 2 |  | N |  |  | N | IPP Non-CHP | 2 | X | SUN
Solar Photovoltaic.SUN | solar PV | TRUE | 60281 | Altus Power America Management, LLC | 62764 | Westtown CSG | NY | Orange | WT | Solar Photovoltaic | PV |  | S | 2 | 1 | 2 | 2 |  | N |  |  | N | IPP Non-CHP | 2 | X | SUN
Onshore Wind Turbine.WND | onshore wind | TRUE | 61219 | Longroad Energy Services LLC | 62765 | El Campo Wind | TX | Knox | CAMPO | Onshore Wind Turbine | WT |  | S | 242.8 |  | 242.8 | 242.8 | 0 | N |  |  | N | IPP Non-CHP | 2 | X | WND
Solar Photovoltaic.SUN | solar PV | TRUE | 9234 | Indiana Municipal Power Agency | 62766 | Scottsburg Solar Park | IN | Scott | SCCOT | Solar Photovoltaic | PV |  | W | 7.1 |  | 7.1 | 5.7 |  | N |  |  | N | Electric Utility | 1 | X | SUN
Solar Photovoltaic.SUN | solar PV | TRUE | 9234 | Indiana Municipal Power Agency | 62767 | Gas City Solar Park | IN | Grant | SGASC | Solar Photovoltaic | PV |  | W | 2.5 |  | 2.5 | 2 |  | N |  |  | N | Electric Utility | 1 | X | SUN
Solar Photovoltaic.SUN | solar PV | TRUE | 9234 | Indiana Municipal Power Agency | 62769 | Columbia City Solar Park | IN | Whitley | SCOLU | Solar Photovoltaic | PV |  | W | 4.3 |  | 4.3 | 3.5 |  | N |  |  | N | Electric Utility | 1 | X | SUN
Solar Photovoltaic.SUN | solar PV | TRUE | 9234 | Indiana Municipal Power Agency | 62770 | Richmond Solar Park 3 | IN | Wayne | SRIC3 | Solar Photovoltaic | PV |  | W | 6.5 |  | 6.5 | 5.2 |  | N |  |  | N | Electric Utility | 1 | X | SUN
Solar Photovoltaic.SUN | solar PV | TRUE | 62680 | BT Coniglio Solar LLC | 62772 | Coniglio Solar | TX | Fannin | BTCON | Solar Photovoltaic | PV |  | S | 123.6 |  | 123.6 | 123.6 |  | N |  |  | N | IPP Non-CHP | 2 | X | SUN
Solar Photovoltaic.SUN | solar PV | TRUE | 60496 | Adapture Renewables, Inc. | 62773 | BT Cooke Solar, LLC | TX | Cooke | BTCOO | Solar Photovoltaic | PV |  | S | 59 |  | 59 | 59 |  | N |  |  | N | IPP Non-CHP | 2 | X | SUN
Solar Photovoltaic.SUN | solar PV | TRUE | 62682 | Kellam Solar, LLC | 62774 | Kellam Solar | TX | Van Zandt | BTKEL | Solar Photovoltaic | PV |  | J | 59 |  | 59 | 59 |  | N |  |  | N | IPP Non-CHP | 2 | X | SUN
Solar Photovoltaic.SUN | solar PV | TRUE | 60496 | Adapture Renewables, Inc. | 62775 | Wildberry | TN | Fayette | WILDB | Solar Photovoltaic | PV |  | S | 15 |  | 15 | 15 |  | N |  |  | N | IPP Non-CHP | 2 | X | SUN
Solar Photovoltaic.SUN | solar PV | TRUE | 9234 | Indiana Municipal Power Agency | 62776 | Crawfordsville Solar Park 4 | IN | Montgomery | SCRA4 | Solar Photovoltaic | PV |  | W | 2.3 |  | 2.3 | 1.9 |  | N |  |  | N | Electric Utility | 1 | X | SUN
Solar Photovoltaic.SUN | solar PV | TRUE | 62684 | Ulster Solar LLC | 62777 | Ulster County Solar | NY | Ulster | ULSTE | Solar Photovoltaic | PV |  | S | 1.4 |  | 1.4 | 1.4 |  | N |  |  | N | IPP Non-CHP | 2 | X | SUN
Solar Photovoltaic.SUN | solar PV | TRUE | 62690 | Hecate Energy Blair Road LLC | 62778 | Hecate Energy Blair Road LLC | FL | Duval | HEJEA | Solar Photovoltaic | PV |  | S | 4 |  | 4.2 | 4.2 |  | N |  |  | N | IPP Non-CHP | 2 | X | SUN
Solar Photovoltaic.SUN | solar PV | TRUE | 63359 | REA Investments, LLC | 62779 | Novel Martin Solar One LLC (McLeod) CSG | MN | McLeod | MART | Solar Photovoltaic | PV |  | S | 1 | 0.98 | 1 | 1 | 1 | N |  |  | N | IPP Non-CHP | 2 | X | SUN
Solar Photovoltaic.SUN | solar PV | TRUE | 62694 | Rappahannock Solar, LLC | 62780 | Rappahannock Solar, LLC | VA | Lancaster | 100 | Solar Photovoltaic | PV |  | S | 1.5 |  | 1.5 | 1.5 |  | N |  |  | N | IPP Non-CHP | 2 | X | SUN
Solar Photovoltaic.SUN | solar PV | TRUE | 59254 | NuGen Capital Management | 62781 | 10 Briggs Solar NG, LLC (East) | RI | Kent | 02818 | Solar Photovoltaic | PV |  | S | 5 |  | 5 | 5 |  | N |  |  | N | IPP Non-CHP | 2 | X | SUN
Solar Photovoltaic.SUN | solar PV | TRUE | 62688 | Helios NY I, LLC | 62784 | Franklin Solar Site | NY | Franklin | FRANK | Solar Photovoltaic | PV |  | S | 1.6 |  | 1.6 | 1.6 |  | N |  |  | N | IPP Non-CHP | 2 | X | SUN
Solar Photovoltaic.SUN | solar PV | TRUE | 62688 | Helios NY I, LLC | 62785 | Malone Solar Site | NY | Franklin | MALON | Solar Photovoltaic | PV |  | S | 1.1 |  | 1.1 | 1.1 |  | N |  |  | N | IPP Non-CHP | 2 | X | SUN
Solar Photovoltaic.SUN | solar PV | TRUE | 61677 | Sol Systems | 62786 | Thanksgiving Fire Solar Farm, LLC | NC | Johnston | 12087 | Solar Photovoltaic | PV |  | S | 2 |  | 2 | 2 |  | N |  |  | N | IPP Non-CHP | 2 | X | SUN
Solar Photovoltaic.SUN | solar PV | TRUE | 60531 | Standard Solar | 62788 | Sugarhill Road - Solitude Solar CSG | NY | Saratoga | X0040 | Solar Photovoltaic | PV |  | S | 4.7 |  | 4.7 | 4.7 |  | N |  |  | N | IPP Non-CHP | 2 | X | SUN
Solar Photovoltaic.SUN | solar PV | TRUE | 9234 | Indiana Municipal Power Agency | 62790 | Tell City Solar Park | IN | Perry | STEL2 | Solar Photovoltaic | PV |  | W | 3.2 |  | 3.2 | 2.5 |  | N |  |  | N | Electric Utility | 1 | X | SUN
Solar Photovoltaic.SUN | solar PV | TRUE | 9234 | Indiana Municipal Power Agency | 62791 | Richmond Solar Park 4 | IN | Wayne | SRIC4 | Solar Photovoltaic | PV |  | W | 7.1 |  | 7.1 | 5.6 |  | N |  |  | N | Electric Utility | 1 | X | SUN
Solar Photovoltaic.SUN | solar PV | TRUE | 60370 | DG AMP Solar, LLC | 62792 | DG AMP Solar Piqua Manier | OH | Miami | AMPPM | Solar Photovoltaic | PV |  | S | 12.6 |  | 12.6 | 12.6 |  | N |  |  | N | IPP Non-CHP | 2 | X | SUN
Solar Photovoltaic.SUN | solar PV | TRUE | 9234 | Indiana Municipal Power Agency | 62793 | Crawfordsville 5 Solar Park | IN | Montgomery | SCRA5 | Solar Photovoltaic | PV |  | W | 9.8 |  | 9.8 | 7.8 |  | N |  |  | N | Electric Utility | 1 | X | SUN
Solar Photovoltaic.SUN | solar PV | TRUE | 9234 | Indiana Municipal Power Agency | 62794 | Centerville Solar Park | IN | Wayne | SCENT | Solar Photovoltaic | PV |  | W | 1.1 |  | 1.1 | 0.8 |  | N |  |  | N | Electric Utility | 1 | X | SUN
Onshore Wind Turbine.WND | onshore wind | TRUE | 12341 | MidAmerican Energy Co | 62795 | Ida Grove II | IA | Ida | 1 | Onshore Wind Turbine | WT |  | S | 201 |  | 200 | 200 | 0.1 | N |  |  | N | Electric Utility | 1 | X | WND
Solar Photovoltaic.SUN | solar PV | TRUE | 59613 | BayWa r.e. Solar Projects LLC | 62798 | Fern Solar LLC | NC | Edgecombe | FERN | Solar Photovoltaic | PV |  | S | 100 | 0.8 | 100 | 100 |  | N |  |  | N | IPP Non-CHP | 2 | X | SUN
Solar Photovoltaic.SUN | solar PV | TRUE | 62712 | Winona Solar I LLC | 62799 | Winona Solar | MN | Winona | WIN | Solar Photovoltaic | PV |  | S | 1 |  | 1 | 1 |  | N |  |  | N | IPP Non-CHP | 2 | X | SUN
Solar Photovoltaic.SUN | solar PV | TRUE | 62711 | Wabasha Solar LLC | 62800 | Wabasha Solar | MN | Wabasha | WAB | Solar Photovoltaic | PV |  | S | 1 |  | 1 | 1 |  | N |  |  | N | IPP Non-CHP | 2 | X | SUN
Batteries.MWH | battery storage | 0 | 61522 | Viridity Energy Solutions, Inc. | 62801 | Vallecito | CA | Santa Barbara | ORN34 | Batteries | BA |  | S | 10 |  | 10 | 10 | 0.1 | N |  |  | N | IPP Non-CHP | 2 | X | MWH
Solar Photovoltaic.SUN | solar PV | TRUE | 62705 | Concho Bluff LLC | 62804 | Greasewood Solar | TX | Pecos | GREA1 | Solar Photovoltaic | PV |  | S | 255 |  | 255 | 255 |  | N |  |  | N | IPP Non-CHP | 2 | X | SUN
Solar Photovoltaic.SUN | solar PV | TRUE | 60496 | Adapture Renewables, Inc. | 62805 | Bloomington Solar I | UT | Washington | BLOOM | Solar Photovoltaic | PV |  | S | 2 |  | 2 | 2 |  | N |  |  | N | IPP Non-CHP | 2 | X | SUN
Solar Photovoltaic.SUN | solar PV | TRUE | 62701 | Vista Solar, Inc. | 62806 | Shelter Creek Condominiums Solar | CA | San Mateo | SCC01 | Solar Photovoltaic | PV |  | W | 2.5 |  | 2.4 | 1.1 |  | N |  |  | N | IPP Non-CHP | 2 | X | SUN
Onshore Wind Turbine.WND | onshore wind | TRUE | 62659 | BMP Wind LLC | 62809 | BMP Wind (TX) | TX | Callahan | BMP | Onshore Wind Turbine | WT |  | S | 293.3 |  | 293.3 | 293.3 | 23 | N |  |  | N | IPP Non-CHP | 2 | X | WND
Solar Photovoltaic.SUN | solar PV | TRUE | 64994 | SolRiver Capital LLC | 62810 | RIT Henrietta Solar 1, LLC | NY | Monroe | 13500 | Solar Photovoltaic | PV |  | S | 1.6 |  | 1.6 | 1.6 |  | N |  |  | N | IPP Non-CHP | 2 | X | SUN
Solar Photovoltaic.SUN | solar PV | TRUE | 63440 | Milford Solar I (NES) | 62812 | Milford Solar 1 | UT | Beaver | MS1 | Solar Photovoltaic | PV |  | W | 99 |  | 99 | 99 |  | N |  |  | N | IPP Non-CHP | 2 | X | SUN
Solar Photovoltaic.SUN | solar PV | TRUE | 5248 | Dominion Energy Inc. | 62813 | Grasshopper Solar | VA | Mecklenburg | GRHS | Solar Photovoltaic | PV |  | S | 80 | 0.99 | 80 | 80 |  | N |  |  | N | Electric Utility | 1 | X | SUN
Solar Photovoltaic.SUN | solar PV | TRUE | 5248 | Dominion Energy Inc. | 62814 | Sadler Solar | VA | Greensville | SADL | Solar Photovoltaic | PV |  | S | 100 |  | 100 | 100 |  | N |  |  | N | Electric Utility | 1 | X | SUN
Onshore Wind Turbine.WND | onshore wind | TRUE | 5109 | DTE Electric Company | 62815 | Fairbanks Wind Park | MI | Delta | GNWF1 | Onshore Wind Turbine | WT |  | S | 72.8 |  | 72.8 | 72.8 | 37 | N |  |  | N | Electric Utility | 1 | X | WND
Solar Photovoltaic.SUN | solar PV | TRUE | 65411 | Duke Energy Renewables Services | 62820 | Stony Knoll Solar, LLC | NC | Surry | GEN1 | Solar Photovoltaic | PV |  | W | 22.6 |  | 22.6 | 22.6 |  | N |  |  | N | IPP Non-CHP | 2 | X | SUN
Solar Photovoltaic.SUN | solar PV | TRUE | 65411 | Duke Energy Renewables Services | 62821 | Speedway Solar NC, LLC | NC | Cabarrus | GEN1 | Solar Photovoltaic | PV |  | W | 22.6 |  | 22.6 | 22.6 |  | N |  |  | N | IPP Non-CHP | 2 | X | SUN
Solar Photovoltaic.SUN | solar PV | TRUE | 65411 | Duke Energy Renewables Services | 62822 | Broad River Solar, LLC | NC | Cleveland | GEN1 | Solar Photovoltaic | PV |  | W | 50 |  | 50 | 50 |  | N |  |  | N | IPP Non-CHP | 2 | X | SUN
Solar Photovoltaic.SUN | solar PV | TRUE | 62719 | Green Street Power Partners | 62824 | GSPP Devens, LLC | MA | Middlesex | DEVEN | Solar Photovoltaic | PV |  | S | 2.2 |  | 2.2 | 2.2 |  | N |  |  | N | IPP Non-CHP | 2 | X | SUN
Solar Photovoltaic.SUN | solar PV | TRUE | 62719 | Green Street Power Partners | 62825 | GSPP Terrawatt Westfield LLC CSG | MA | Hampden | WESTF | Solar Photovoltaic | PV |  | S | 3.6 |  | 3.6 | 3.6 |  | N |  |  | N | IPP Non-CHP | 2 | X | SUN
Solar Photovoltaic.SUN | solar PV | TRUE | 62719 | Green Street Power Partners | 62826 | GSPP Raynham TMLP, LLC CSG | MA | Bristol | RAYN | Solar Photovoltaic | PV |  | S | 2.3 |  | 2.3 | 2.3 |  | N |  |  | N | IPP Non-CHP | 2 | X | SUN
Solar Photovoltaic.SUN | solar PV | TRUE | 62719 | Green Street Power Partners | 62827 | Ajax Solar, LLC (MA) | MA | Plymouth | AJAXS | Solar Photovoltaic | PV |  | S | 3.8 |  | 3.8 | 3.8 |  | N |  |  | N | IPP Non-CHP | 2 | X | SUN
Solar Photovoltaic.SUN | solar PV | TRUE | 62828 | TWE Bowman Solar Project, LLC | 62828 | TWE Bowman Solar Project | SC | Orangeburg | BOW | Solar Photovoltaic | PV |  | S | 75 |  | 73.1 | 73.1 |  | N |  |  | N | IPP Non-CHP | 2 | X | SUN
Solar Photovoltaic.SUN | solar PV | TRUE | 62719 | Green Street Power Partners | 62829 | GSPP Held LLC CSG | MN | Stearns | HELDM | Solar Photovoltaic | PV |  | S | 3 |  | 3 | 3 |  | N |  |  | N | IPP Non-CHP | 2 | X | SUN
Solar Photovoltaic.SUN | solar PV | TRUE | 62719 | Green Street Power Partners | 62830 | GSPP Imholte CSG | MN | Stearns | IMHOL | Solar Photovoltaic | PV |  | S | 1 |  | 1 | 1 |  | N |  |  | N | IPP Non-CHP | 2 | X | SUN
Solar Photovoltaic.SUN | solar PV | TRUE | 62879 | Hickory Grove #1 LLC | 62831 | Hickory Grove #1 | NY | Chemung | 25 | Solar Photovoltaic | PV |  | S | 2 |  | 2 | 2 |  | N |  |  | N | IPP Non-CHP | 2 | X | SUN
Solar Photovoltaic.SUN | solar PV | TRUE | 62880 | Hickory Grove #2 | 62832 | Hickory Grove #2 | NY | Chemung | 309 | Solar Photovoltaic | PV |  | S | 1.7 |  | 1.7 | 1.7 |  | N |  |  | N | IPP Non-CHP | 2 | X | SUN
Solar Photovoltaic.SUN | solar PV | TRUE | 8245 | City of Hastings - (NE) | 62833 | Hastings Community Solar Farm | NE | Adams | PV | Solar Photovoltaic | PV |  | S | 1.5 |  | 0.3 | 0.3 |  | N |  |  | N | Electric Utility | 1 | X | SUN
Solar Photovoltaic.SUN | solar PV | TRUE | 63179 | NY Enfield I LLC | 62834 | Podunk Road CSG | NY | Tompkins | 871 | Solar Photovoltaic | PV |  | S | 2.2 |  | 2.2 | 2.2 | 2 | N |  |  | N | IPP Non-CHP | 2 | X | SUN
Batteries.MWH | battery storage | 0 | 63332 | Acushnet | 62835 | Acushnet Ball Plant 2 | MA | Bristol | ESS-1 | Batteries | BA |  | W | 1 | 1 | 1 | 1 | 0 | N |  |  | N | Industrial Non-CHP | 6 | X | MWH
Batteries.MWH | battery storage | 0 | 63332 | Acushnet | 62835 | Acushnet Ball Plant 2 | MA | Bristol | ESS-2 | Batteries | BA |  | W | 0.5 | 1 | 0.5 | 0.5 | 0 | N |  |  | N | Industrial Non-CHP | 6 | X | MWH
Onshore Wind Turbine.WND | onshore wind | TRUE | 65411 | Duke Energy Renewables Services | 62836 | Maryneal Windpower | TX | Nolan | MNW | Onshore Wind Turbine | WT |  | W | 182.4 |  | 182.4 | 182.4 | 0.1 | N |  |  | N | IPP Non-CHP | 2 | X | WND
Onshore Wind Turbine.WND | onshore wind | TRUE | 65411 | Duke Energy Renewables Services | 62837 | Frontier Windpower II | OK | Kay | FW2 | Onshore Wind Turbine | WT |  | W | 351.8 |  | 351.8 | 351.8 | 27 | N |  |  | N | IPP Non-CHP | 2 | X | WND
Batteries.MWH | battery storage | 0 | 4226 | Consolidated Edison Co-NY Inc | 62839 | 98th Street Battery Storage Station | NY | Queens | ESS98 | Batteries | BA |  | S | 2 |  | 1.8 | 1.8 | 1 | N |  |  | N | Electric Utility | 1 | X | MWH
Onshore Wind Turbine.WND | onshore wind | TRUE | 50123 | Leeward Asset Management, LLC | 62840 | Mountain Breeze Wind, LLC | CO | Weld | MTBRZ | Onshore Wind Turbine | WT |  | S | 171.7 |  | 171.7 | 171.7 | 0.1 | N |  |  | N | IPP Non-CHP | 2 | X | WND
Solar Photovoltaic.SUN | solar PV | TRUE | 60025 | Greenbacker Renewable Energy Corporation | 62842 | Nextsun Energy Littleton | MA | Middlesex | 1-003 | Solar Photovoltaic | PV |  | S | 3.8 | 1 | 3.8 | 3.8 |  | N |  |  | N | IPP Non-CHP | 2 | X | SUN
Solar Photovoltaic.SUN | solar PV | TRUE | 60571 | AEP Onsite Partners, LLC | 62843 | Garnet Solar (NY) | NY | Warren | PV1 | Solar Photovoltaic | PV |  | S | 1.9 |  | 1.9 | 1.9 |  | N |  |  | N | IPP Non-CHP | 2 | X | SUN
Solar Photovoltaic.SUN | solar PV | TRUE | 56201 | Engie North America | 62845 | ENGIE Long Draw Solar LLC | TX | Borden | SP1 | Solar Photovoltaic | PV |  | W | 225 |  | 225 | 225 |  | N |  |  | N | IPP Non-CHP | 2 | X | SUN
Solar Photovoltaic.SUN | solar PV | TRUE | 62662 | Butter Solar, LLC | 62847 | Fennimore Solar | WI | Grant | FEN6 | Solar Photovoltaic | PV |  | S | 3 |  | 3 | 3 |  | N |  |  | N | IPP Non-CHP | 2 | X | SUN
Solar Photovoltaic.SUN | solar PV | TRUE | 62662 | Butter Solar, LLC | 62848 | New Lisbon Solar | WI | Juneau | NEW9 | Solar Photovoltaic | PV |  | S | 2.5 |  | 2.5 | 2.5 |  | N |  |  | N | IPP Non-CHP | 2 | X | SUN
Solar Photovoltaic.SUN | solar PV | TRUE | 62662 | Butter Solar, LLC | 62849 | Cumberland Solar | WI | Barron | CUM4 | Solar Photovoltaic | PV |  | S | 2.5 |  | 2.5 | 2.5 |  | N |  |  | N | IPP Non-CHP | 2 | X | SUN
Onshore Wind Turbine.WND | onshore wind | TRUE | 59050 | Algonquin Power Co | 62853 | Maverick Creek Wind | TX | Concho | MVRCK | Onshore Wind Turbine | WT |  | S | 491.6 | 0.95 | 491.6 | 491.6 | 1 | N |  |  | N | IPP Non-CHP | 2 | X | WND
Onshore Wind Turbine.WND | onshore wind | TRUE | 56215 | RWE Renewables Americas, LLC | 62855 | West Raymond Wind Farm LLC | TX | Willacy | WRAYM | Onshore Wind Turbine | WT |  | S | 239.8 |  | 239.8 | 239.8 | 22 | N |  |  | N | IPP Non-CHP | 2 | X | WND
Batteries.MWH | battery storage | 0 | 62707 | Marengo Battery Storage LLC | 62856 | Marengo Battery Storage LLC | IL | McHenry | MBSS | Batteries | BA |  | S | 20 |  | 20 | 20 | 15 | N |  |  | N | IPP Non-CHP | 2 | X | MWH
Onshore Wind Turbine.WND | onshore wind | TRUE | 62743 | RoxWind LLC | 62857 | RoxWind | ME | Oxford | WIND1 | Onshore Wind Turbine | WT |  | S | 15.3 |  | 15.3 | 15.3 | 0 | N |  |  | N | IPP Non-CHP | 2 | X | WND
Solar Photovoltaic.SUN | solar PV | TRUE | 62662 | Butter Solar, LLC | 62858 | Cashton Solar | WI | Monroe | CAS3 | Solar Photovoltaic | PV |  | S | 2 |  | 2 | 2 |  | N |  |  | N | IPP Non-CHP | 2 | X | SUN
Landfill Gas.LFG | natural gas peaker | TRUE | 20151 | Washington Electric Coop - (VT) | 62859 | Coventry Clean Energy Corporation | VT | Orleans | COV-1 | Landfill Gas | IC |  | S | 1.6 | 0.8 | 1.5 | 1.5 | 1.5 | N |  |  | N | Electric Utility | 1 | X | LFG
Landfill Gas.LFG | natural gas peaker | TRUE | 20151 | Washington Electric Coop - (VT) | 62859 | Coventry Clean Energy Corporation | VT | Orleans | COV-2 | Landfill Gas | IC |  | S | 1.6 | 0.8 | 1.5 | 1.5 | 1.5 | N |  |  | N | Electric Utility | 1 | X | LFG
Landfill Gas.LFG | natural gas peaker | TRUE | 20151 | Washington Electric Coop - (VT) | 62859 | Coventry Clean Energy Corporation | VT | Orleans | COV-3 | Landfill Gas | IC |  | S | 1.6 | 0.8 | 1.5 | 1.5 | 1.5 | N |  |  | N | Electric Utility | 1 | X | LFG
Landfill Gas.LFG | natural gas peaker | TRUE | 20151 | Washington Electric Coop - (VT) | 62859 | Coventry Clean Energy Corporation | VT | Orleans | COV-4 | Landfill Gas | IC |  | S | 1.6 | 0.8 | 1.5 | 1.5 | 1.5 | N |  |  | N | Electric Utility | 1 | X | LFG
Landfill Gas.LFG | natural gas peaker | TRUE | 20151 | Washington Electric Coop - (VT) | 62859 | Coventry Clean Energy Corporation | VT | Orleans | COV-5 | Landfill Gas | IC |  | S | 1.6 | 0.8 | 1.5 | 1.5 | 1.5 | N |  |  | N | Electric Utility | 1 | X | LFG
Solar Photovoltaic.SUN | solar PV | TRUE | 62881 | Chambers Road Solar LLC | 62860 | Chambers Road Solar | NY | Chemung | 263 | Solar Photovoltaic | PV |  | S | 4 |  | 4 | 4 |  | N |  |  | N | IPP Non-CHP | 2 | X | SUN
Solar Photovoltaic.SUN | solar PV | TRUE | 62662 | Butter Solar, LLC | 62861 | Forest City Solar | IA | Winnebago | FOR7 | Solar Photovoltaic | PV |  | S | 3 |  | 3 | 3 |  | N |  |  | N | IPP Non-CHP | 2 | X | SUN
Batteries.MWH | battery storage | 0 | 15470 | Duke Energy Indiana, LLC | 62862 | Nabb Battery Energy Storage System | IN | Clark | ES1 | Batteries | BA |  | S | 5 |  | 5 | 5 | 5 | N |  |  | N | Electric Utility | 1 | X | MWH
Solar Photovoltaic.SUN | solar PV | TRUE | 62662 | Butter Solar, LLC | 62868 | Elroy Solar | WI | Juneau | ELR5 | Solar Photovoltaic | PV |  | S | 1.5 |  | 1.5 | 1.5 |  | N |  |  | N | IPP Non-CHP | 2 | X | SUN
Solar Photovoltaic.SUN | solar PV | TRUE | 62662 | Butter Solar, LLC | 62869 | St. Charles Solar | MN | Winona | STC10 | Solar Photovoltaic | PV |  | S | 2 |  | 2 | 2 |  | N |  |  | N | IPP Non-CHP | 2 | X | SUN
Solar Photovoltaic.SUN | solar PV | TRUE | 62739 | Otter River Road Solar LLC | 62870 | Gardner - Otter River Road | MA | Worcester | 79711 | Solar Photovoltaic | PV |  | S | 2.5 |  | 2.5 | 2.5 |  | N |  |  | N | IPP Non-CHP | 2 | X | SUN
Onshore Wind Turbine.WND | onshore wind | TRUE | 56215 | RWE Renewables Americas, LLC | 62871 | Boiling Springs Wind Farm | OK | Woodward | BGSPS | Onshore Wind Turbine | WT |  | S | 148.4 |  | 148.4 | 148.4 | 25 | N |  |  | N | IPP Non-CHP | 2 | X | WND
Other Waste Biomass.AB | biomass | TRUE | 62749 | Carolina Poultry Power | 62873 | Carolina Poultry Power Farmville | NC | Pitt | 7474 | Other Waste Biomass | ST |  | S | 0.8 | 1 | 0.8 | 0.8 | 0.2 | N |  |  | Y | IPP CHP | 3 | T | AB
Other Waste Biomass.AB | biomass | TRUE | 62749 | Carolina Poultry Power | 62873 | Carolina Poultry Power Farmville | NC | Pitt | 7475 | Other Waste Biomass | ST |  | S | 0.8 | 1 | 0.8 | 0.8 | 0.2 | N |  |  | Y | IPP CHP | 3 | T | AB
Other Waste Biomass.AB | biomass | TRUE | 62749 | Carolina Poultry Power | 62873 | Carolina Poultry Power Farmville | NC | Pitt | 7476 | Other Waste Biomass | ST |  | S | 0.1 | 1 | 0.1 | 0.1 | 0.1 | N |  |  | N | IPP CHP | 3 | X | AB
Batteries.MWH | battery storage | 0 | 62747 | Acorn I Energy Storage LLC | 62874 | Acorn I Energy Storage LLC | CA | Ventura | ACOR1 | Batteries | BA |  | S | 2 |  | 2 | 2 | 2 | N |  |  | N | IPP Non-CHP | 2 | X | MWH
Batteries.MWH | battery storage | 0 | 62748 | Wildcat I Energy Storage LLC | 62875 | Wildcat I Energy Storage LLC | CA | Riverside | WILD1 | Batteries | BA |  | S | 3 |  | 3 | 3 | 3 | N |  |  | N | IPP Non-CHP | 2 | X | MWH
Solar Photovoltaic.SUN | solar PV | FALSE | 62715 | Westbound Solar LLC | 62876 | Amazon Maryland DCA1 | MD | Baltimore | DCA1 | Solar Photovoltaic | PV |  | S | 1.3 |  | 1.3 | 1.3 |  | N |  |  | N | Commercial Non-CHP | 4 | X | SUN
Solar Photovoltaic.SUN | solar PV | FALSE | 62715 | Westbound Solar LLC | 62877 | Amazon Denver DEN3 | CO | Adams | ADEN3 | Solar Photovoltaic | PV |  | S | 4.6 |  | 4.6 | 4.6 |  | N |  |  | N | Commercial Non-CHP | 4 | X | SUN
Solar Photovoltaic.SUN | solar PV | TRUE | 62715 | Westbound Solar LLC | 62878 | McCleskey Cotton | GA | Terrell | MCCOT | Solar Photovoltaic | PV |  | S | 1.9 |  | 1.9 | 1.9 |  | N |  |  | N | IPP Non-CHP | 2 | X | SUN
Solar Photovoltaic.SUN | solar PV | TRUE | 62715 | Westbound Solar LLC | 62879 | Columbia Bryson | GA | Columbia | COBRY | Solar Photovoltaic | PV |  | S | 1.4 |  | 1.4 | 1.4 |  | N |  |  | N | IPP Non-CHP | 2 | X | SUN
Solar Photovoltaic.SUN | solar PV | TRUE | 62715 | Westbound Solar LLC | 62880 | Bibb Jones | GA | Bibb | BIBBJ | Solar Photovoltaic | PV |  | S | 1 |  | 1 | 1 |  | N |  |  | N | IPP Non-CHP | 2 | X | SUN
Solar Photovoltaic.SUN | solar PV | TRUE | 62715 | Westbound Solar LLC | 62881 | Muscogee Public Works | GA | Muscogee | MUSPW | Solar Photovoltaic | PV |  | S | 1.5 |  | 1.5 | 1.5 |  | N |  |  | N | IPP Non-CHP | 2 | X | SUN
Solar Photovoltaic.SUN | solar PV | TRUE | 62715 | Westbound Solar LLC | 62882 | Oil Dri 2 Solar | GA | Thomas | OLDRY | Solar Photovoltaic | PV |  | S | 1.4 |  | 1.4 | 1.4 |  | N |  |  | N | IPP Non-CHP | 2 | X | SUN
Solar Photovoltaic.SUN | solar PV | TRUE | 62715 | Westbound Solar LLC | 62883 | Telfair Thompson | GA | Telfair | TELTO | Solar Photovoltaic | PV |  | S | 1.9 |  | 1.9 | 1.9 |  | N |  |  | N | IPP Non-CHP | 2 | X | SUN
Solar Photovoltaic.SUN | solar PV | TRUE | 62715 | Westbound Solar LLC | 62884 | Richmond Hayes Solar | GA | Richmond | RICHA | Solar Photovoltaic | PV |  | S | 2.3 |  | 2.3 | 2.3 |  | N |  |  | N | IPP Non-CHP | 2 | X | SUN
Solar Photovoltaic.SUN | solar PV | TRUE | 62715 | Westbound Solar LLC | 62885 | Troup RC50 | GA | Harris | TROUP | Solar Photovoltaic | PV |  | S | 2.3 |  | 2.3 | 2.3 |  | N |  |  | N | IPP Non-CHP | 2 | X | SUN
Solar Photovoltaic.SUN | solar PV | TRUE | 62715 | Westbound Solar LLC | 62886 | Wilkinson DeFore | GA | Wilkinson | WILKD | Solar Photovoltaic | PV |  | S | 2.3 |  | 2.3 | 2.3 |  | N |  |  | N | IPP Non-CHP | 2 | X | SUN
Solar Photovoltaic.SUN | solar PV | TRUE | 62715 | Westbound Solar LLC | 62887 | Freeman Avenue | GA | Sumter | FREAV | Solar Photovoltaic | PV |  | S | 1.4 |  | 1.4 | 1.4 |  | N |  |  | N | IPP Non-CHP | 2 | X | SUN
Batteries.MWH | battery storage | 0 | 62763 | Hecate Energy Johanna Facility LLC | 62889 | Hecate Energy Johanna Facility | CA | Orange | HEGJF | Batteries | BA |  | S | 10 |  | 10 | 10 | 10 | N |  |  | N | IPP Non-CHP | 2 | X | MWH
Batteries.MWH | battery storage | 0 | 62763 | Hecate Energy Johanna Facility LLC | 62889 | Hecate Energy Johanna Facility | CA | Orange | HJFII | Batteries | BA |  | S | 10 |  | 10 | 10 | 10 | N |  |  | N | IPP Non-CHP | 2 | X | MWH
Solar Photovoltaic.SUN | solar PV | TRUE | 62762 | GSPP Boxborough Littleton, LLC | 62890 | GSPP Boxborough Littleton (MA) | MA | Middlesex | BOXBR | Solar Photovoltaic | PV |  | S | 4 |  | 4 | 4 |  | N |  |  | N | IPP Non-CHP | 2 | X | SUN
Onshore Wind Turbine.WND | onshore wind | TRUE | 62761 | Rosewater Wind Farm LLC | 62891 | Rosewater Wind Farm | IN | White | ROSEW | Onshore Wind Turbine | WT |  | S | 102 |  | 102 | 102 | 1.3 | N |  |  | N | IPP Non-CHP | 2 | X | WND
Solar Photovoltaic.SUN | solar PV | TRUE | 62759 | National Grid Renewables | 62893 | Prairie Wolf Solar LLC | IL | Coles | PWOLF | Solar Photovoltaic | PV |  | S | 200 |  | 200 | 200 |  | N |  |  | N | IPP Non-CHP | 2 | X | SUN
Onshore Wind Turbine.WND | onshore wind | TRUE | 60025 | Greenbacker Renewable Energy Corporation | 62897 | Holiday Hill Community Wind | MA | Hampden | HHCW1 | Onshore Wind Turbine | WT |  | S | 5 |  | 5 | 5 | 0 | N |  |  | N | IPP Non-CHP | 2 | X | WND
Solar Photovoltaic.SUN | solar PV | TRUE | 60531 | Standard Solar | 62898 | Town of Burrillville Solar CSG | RI | Providence | X0042 | Solar Photovoltaic | PV |  | S | 3.3 |  | 3.3 | 3.3 |  | N |  |  | N | IPP Non-CHP | 2 | X | SUN
Solar Photovoltaic.SUN | solar PV | TRUE | 61012 | AES Distributed Energy | 62899 | East Line Solar | AZ | Pinal | EASTL | Solar Photovoltaic | PV |  | S | 100 |  | 100 | 100 |  | N |  |  | N | IPP Non-CHP | 2 | X | SUN
Solar Photovoltaic.SUN | solar PV | TRUE | 62766 | Somerville Solar, LLC | 62900 | Somerville Solar | TN | Fayette | PV | Solar Photovoltaic | PV |  | S | 2.3 |  | 2.3 | 2.3 |  | N |  |  | N | IPP Non-CHP | 2 | X | SUN
Natural Gas Fired Combustion Turbine.NG | natural gas peaker | FALSE | 62767 | Phoenix Contact Services, Inc | 62901 | Phoenix Contact - CCHP Plant | PA | Dauphin | CCHP | Natural Gas Fired Combustion Turbine | GT |  | S | 1 | 1 | 1 | 1 | 0.1 | N |  |  | Y | Industrial CHP | 7 | T | NG
Solar Photovoltaic.SUN | solar PV | TRUE | 62772 | CA ODEVI LLC | 62902 | Windsor Floating Solar | CA | Sonoma | WUS15 | Solar Photovoltaic | PV |  | S | 1.5 |  | 1.5 | 1.5 |  | N |  |  | N | IPP Non-CHP | 2 | X | SUN
Solar Photovoltaic.SUN | solar PV | TRUE | 60281 | Altus Power America Management, LLC | 62903 | NorthPark Solar | NJ | Monmouth | NPSP1 | Solar Photovoltaic | PV |  | S | 6.1 |  | 6.1 | 6.1 |  | N |  |  | N | IPP Non-CHP | 2 | X | SUN
Solar Photovoltaic.SUN | solar PV | TRUE | 60281 | Altus Power America Management, LLC | 62903 | NorthPark Solar | NJ | Monmouth | NPSP2 | Solar Photovoltaic | PV |  | S | 4.5 |  | 4.5 | 4.5 |  | N |  |  | N | IPP Non-CHP | 2 | X | SUN
Solar Photovoltaic.SUN | solar PV | TRUE | 60281 | Altus Power America Management, LLC | 62904 | Milhurst Solar | NJ | Monmouth | NPSMH | Solar Photovoltaic | PV |  | S | 1.3 |  | 1.3 | 1.3 |  | N |  |  | N | IPP Non-CHP | 2 | X | SUN
Solar Photovoltaic.SUN | solar PV | TRUE | 60281 | Altus Power America Management, LLC | 62905 | Day Four Solar LLC | NJ | Burlington | DAY04 | Solar Photovoltaic | PV |  | S | 4.5 |  | 4.5 | 4.5 |  | N |  |  | N | IPP Non-CHP | 2 | X | SUN
Solar Photovoltaic.SUN | solar PV | TRUE | 60281 | Altus Power America Management, LLC | 62906 | Augusta Solar Farm | NJ | Sussex | AUGSF | Solar Photovoltaic | PV |  | S | 2.9 |  | 2.9 | 2.9 |  | N |  |  | N | IPP Non-CHP | 2 | X | SUN
Batteries.MWH | battery storage | 0 | 61522 | Viridity Energy Solutions, Inc. | 62907 | Hinesburg | VT | Chittenden | VEC | Batteries | BA |  | S | 1.9 |  | 1.9 | 1.9 | 0.1 | N |  |  | N | IPP Non-CHP | 2 | X | MWH
Batteries.MWH | battery storage | 0 | 62731 | Gopher Energy Storage, LLC | 62908 | Anoka BESS | MN | Anoka | BA | Batteries | BA |  | S | 6 |  | 6 | 6 | 0 | N |  |  | N | IPP Non-CHP | 2 | X | MWH
Onshore Wind Turbine.WND | onshore wind | TRUE | 56215 | RWE Renewables Americas, LLC | 62909 | Raymond Wind Farm, LLC | TX | Willacy | ERAYM | Onshore Wind Turbine | WT |  | S | 200.2 |  | 200.2 | 200.2 | 22 | N |  |  | N | IPP Non-CHP | 2 | X | WND
Solar Photovoltaic.SUN | solar PV | TRUE | 60531 | Standard Solar | 62910 | MNCPPC Germantown Solar | MD | Montgomery | X0008 | Solar Photovoltaic | PV |  | S | 1 |  | 1 | 1 |  | N |  |  | N | IPP Non-CHP | 2 | X | SUN
Solar Photovoltaic.SUN | solar PV | TRUE | 62773 | Kearsarge Gill LLC | 62911 | Kearsarge Gill | MA | Franklin | GILL | Solar Photovoltaic | PV |  | S | 2 |  | 2 | 2 |  | N |  |  | N | IPP Non-CHP | 2 | X | SUN
Solar Photovoltaic.SUN | solar PV | TRUE | 60025 | Greenbacker Renewable Energy Corporation | 62912 | Solar Hagerstown | MD | Washington | 137 | Solar Photovoltaic | PV |  | S | 10 |  | 7.5 | 10 |  | N |  |  | N | IPP Non-CHP | 2 | X | SUN
Solar Photovoltaic.SUN | solar PV | TRUE | 6452 | Florida Power & Light Co | 62914 | Nassau Solar Center | FL | Nassau | 1 | Solar Photovoltaic | PV |  | S | 74.5 |  | 74.5 | 74.5 |  | N |  |  | N | Electric Utility | 1 | X | SUN
Solar Photovoltaic.SUN | solar PV | TRUE | 6452 | Florida Power & Light Co | 62915 | Magnolia Springs Solar Center | FL | Clay | 1 | Solar Photovoltaic | PV |  | S | 74.5 |  | 74.5 | 74.5 |  | N |  |  | N | Electric Utility | 1 | X | SUN
Solar Photovoltaic.SUN | solar PV | TRUE | 6452 | Florida Power & Light Co | 62916 | Trailside Solar Center | FL | St Johns | 1 | Solar Photovoltaic | PV |  | S | 74.5 |  | 74.5 | 74.5 |  | N |  |  | N | Electric Utility | 1 | X | SUN
Solar Photovoltaic.SUN | solar PV | TRUE | 6452 | Florida Power & Light Co | 62917 | Rodeo Solar Center | FL | DeSoto | 1 | Solar Photovoltaic | PV |  | S | 74.5 |  | 74.5 | 74.5 |  | N |  |  | N | Electric Utility | 1 | X | SUN
Conventional Hydroelectric.WAT | hydro | FALSE | 19564 | University of Notre Dame | 62918 | Notre Dame Hydro | IN | St Joseph | HYD1 | Conventional Hydroelectric | HY |  | S | 2.5 | 0.9 | 2.5 | 2.5 | 0.2 | N |  |  | N | Commercial Non-CHP | 4 | X | WAT
Solar Photovoltaic.SUN | solar PV | TRUE | 6452 | Florida Power & Light Co | 62919 | Orange Blossom Solar Center | FL | Indian River | 1 | Solar Photovoltaic | PV |  | S | 74.5 |  | 74.5 | 74.5 |  | N |  |  | N | Electric Utility | 1 | X | SUN
Natural Gas Internal Combustion Engine.NG | natural gas peaker | TRUE | 62777 | Burrstone Energy Center | 62920 | Burrstone Energy Center | NY | Oneida | CG-1 | Natural Gas Internal Combustion Engine | IC |  | S | 1.1 | 0.8 | 1.1 | 1.1 | 0.7 | N |  |  | Y | IPP CHP | 3 | T | NG
Natural Gas Internal Combustion Engine.NG | natural gas peaker | TRUE | 62777 | Burrstone Energy Center | 62920 | Burrstone Energy Center | NY | Oneida | CG-2 | Natural Gas Internal Combustion Engine | IC |  | S | 1.1 | 0.8 | 1.1 | 1.1 | 0.7 | N |  |  | Y | IPP CHP | 3 | T | NG
Natural Gas Internal Combustion Engine.NG | natural gas peaker | TRUE | 62777 | Burrstone Energy Center | 62920 | Burrstone Energy Center | NY | Oneida | CG-3 | Natural Gas Internal Combustion Engine | IC |  | S | 1.1 | 0.8 | 1.1 | 1.1 | 0.7 | N |  |  | Y | IPP CHP | 3 | T | NG
Natural Gas Internal Combustion Engine.NG | natural gas peaker | TRUE | 62777 | Burrstone Energy Center | 62920 | Burrstone Energy Center | NY | Oneida | CG-4 | Natural Gas Internal Combustion Engine | IC |  | S | 0.3 | 0.8 | 0.3 | 0.3 | 0.2 | N |  |  | Y | IPP CHP | 3 | T | NG
Solar Photovoltaic.SUN | solar PV | TRUE | 6452 | Florida Power & Light Co | 62921 | Palm Bay Solar | FL | Brevard | 1 | Solar Photovoltaic | PV |  | S | 74.5 |  | 74.5 | 74.5 |  | N |  |  | N | Electric Utility | 1 | X | SUN
Solar Photovoltaic.SUN | solar PV | TRUE | 6452 | Florida Power & Light Co | 62922 | Lakeside Solar Center | FL | Okeechobee | 1 | Solar Photovoltaic | PV |  | S | 74.5 |  | 74.5 | 74.5 |  | N |  |  | N | Electric Utility | 1 | X | SUN
Solar Photovoltaic.SUN | solar PV | TRUE | 6452 | Florida Power & Light Co | 62923 | Union Springs Solar Center | FL | Union | 1 | Solar Photovoltaic | PV |  | S | 74.5 |  | 74.5 | 74.5 |  | N |  |  | N | Electric Utility | 1 | X | SUN
Solar Photovoltaic.SUN | solar PV | TRUE | 6452 | Florida Power & Light Co | 62924 | Pelican Solar Center | FL | St Lucie | 1 | Solar Photovoltaic | PV |  | S | 74.5 |  | 74.5 | 74.5 |  | N |  |  | N | Electric Utility | 1 | X | SUN
Solar Photovoltaic.SUN | solar PV | TRUE | 6452 | Florida Power & Light Co | 62925 | Egret Solar Center | FL | Baker | 1 | Solar Photovoltaic | PV |  | S | 74.5 |  | 74.5 | 74.5 |  | N |  |  | N | Electric Utility | 1 | X | SUN
Natural Gas Fired Combined Cycle.NG | natural gas combined cycle | TRUE | 62787 | Jackson Generation, LLC | 62926 | Jackson Generation, LLC | IL | Will | 01 | Natural Gas Fired Combined Cycle | CS |  | S | 644.3 | 0.85 | 600 | 558 | 340 | N |  |  | N | IPP Non-CHP | 2 | X | NG
Natural Gas Fired Combined Cycle.NG | natural gas combined cycle | TRUE | 62787 | Jackson Generation, LLC | 62926 | Jackson Generation, LLC | IL | Will | 02 | Natural Gas Fired Combined Cycle | CS |  | S | 644.3 | 0.85 | 600 | 558 | 340 | N |  |  | N | IPP Non-CHP | 2 | X | NG
Solar Photovoltaic.SUN | solar PV | TRUE | 62784 | Kenyon Energy KS Solar 1 LLC | 62931 | City of Pratt Solar | KS | Pratt | PRATT | Solar Photovoltaic | PV |  | S | 6 |  | 6 | 6 |  | N |  |  | N | IPP Non-CHP | 2 | X | SUN
Solar Photovoltaic.SUN | solar PV | TRUE | 62789 | Oberon Solar IB | 62932 | Oberon IB | TX | Ector | OBR1B | Solar Photovoltaic | PV |  | W | 30 |  | 30 | 30 |  | N |  |  | N | IPP Non-CHP | 2 | X | SUN
Solar Photovoltaic.SUN | solar PV | TRUE | 62788 | Oberon Solar IA | 62933 | Oberon IA | TX | Ector | OBR1A | Solar Photovoltaic | PV |  | J | 150 |  | 150 | 150 |  | N |  |  | N | IPP Non-CHP | 2 | X | SUN
Onshore Wind Turbine.WND | onshore wind | TRUE | 62758 | Orchard Windfarm, LLC | 62935 | Orchard Windfarm 1, LLC | OR | Morrow | OCHW | Onshore Wind Turbine | WT |  | S | 10 |  | 10 | 10 | 0 | N |  |  | N | IPP Non-CHP | 2 | X | WND
Onshore Wind Turbine.WND | onshore wind | TRUE | 62778 | Rattlesnake Flat, LLC | 62936 | Rattlesnake Flat | WA | Adams | RAT | Onshore Wind Turbine | WT |  | S | 144 |  | 144 | 144 | 2.3 | N |  |  | N | IPP Non-CHP | 2 | X | WND
Batteries.MWH | battery storage | 0 | 62731 | Gopher Energy Storage, LLC | 62937 | Athens BESS | MN | Isanti | BA | Batteries | BA |  | S | 6 |  | 6 | 6 | 0 | N |  |  | N | IPP Non-CHP | 2 | X | MWH
Onshore Wind Turbine.WND | onshore wind | TRUE | 59496 | Allete Clean Energy | 62938 | Glen Ullin Energy Center | ND | Morton | 39001 | Onshore Wind Turbine | WT |  | W | 106.7 |  | 106.7 | 106.7 | 1 | N |  |  | N | IPP Non-CHP | 2 | X | WND
Onshore Wind Turbine.WND | onshore wind | TRUE | 59496 | Allete Clean Energy | 62939 | South Peak Wind | MT | Judith Basin | 41001 | Onshore Wind Turbine | WT |  | W | 80 |  | 80 | 80 | 1 | N |  |  | N | IPP Non-CHP | 2 | X | WND
Solar Photovoltaic.SUN | solar PV | TRUE | 62764 | C2 Starratt Solar LLC | 62940 | Starratt Solar | FL | Duval | PV | Solar Photovoltaic | PV |  | S | 5 |  | 5 | 5 |  | N |  |  | N | IPP Non-CHP | 2 | X | SUN
Solar Photovoltaic.SUN | solar PV | TRUE | 60370 | DG AMP Solar, LLC | 62941 | DG AMP Rittman Rd | OH | Medina | AMPRR | Solar Photovoltaic | PV |  | S | 2.6 |  | 2.6 | 2.6 |  | N |  |  | N | IPP Non-CHP | 2 | X | SUN
Solar Photovoltaic.SUN | solar PV | TRUE | 60370 | DG AMP Solar, LLC | 62942 | DG AMP 1048 Wadsworth | OH | Medina | A1048 | Solar Photovoltaic | PV |  | S | 6.3 |  | 6.3 | 6.3 |  | N |  |  | N | IPP Non-CHP | 2 | X | SUN
Onshore Wind Turbine.WND | onshore wind | TRUE | 17650 | Southern Power Co | 62943 | Deuel Harvest Wind Energy LLC | SD | Deuel | GEN1 | Onshore Wind Turbine | WT |  | W | 300 |  | 300 | 300 | 2.8 | N |  |  | N | IPP Non-CHP | 2 | X | WND
Onshore Wind Turbine.WND | onshore wind | TRUE | 62796 | Paulding Wind Farm IV LLC | 62944 | Timber Road IV | OH | Paulding | TRIV | Onshore Wind Turbine | WT |  | S | 125.1 |  | 125.1 | 125.1 | 0.7 | N |  |  | N | IPP Non-CHP | 2 | X | WND
Solar Photovoltaic.SUN | solar PV | TRUE | 62794 | AP Solar 2, LLC | 62945 | Fighting Jays Solar Project | TX | Fort Bend | FJSOL | Solar Photovoltaic | PV |  | S | 227.5 |  | 227.5 | 227.5 |  | N |  |  | N | IPP Non-CHP | 2 | X | SUN
Solar Photovoltaic.SUN | solar PV | TRUE | 62795 | Dickinson Solar, LLC | 62946 | Dickinson Solar | PA | Cumberland | DICK | Solar Photovoltaic | PV |  | S | 3 |  | 3 | 3 |  | N |  |  | N | IPP Non-CHP | 2 | X | SUN
Solar Photovoltaic.SUN | solar PV | TRUE | 60146 | Ameresco Federal Solutions | 62948 | NASA Wallops Flight Facility Solar | VA | Accomack | CRPT5 | Solar Photovoltaic | PV |  | W | 0.1 |  | 0.1 | 0.1 |  | N |  |  | N | IPP Non-CHP | 2 | X | SUN
Solar Photovoltaic.SUN | solar PV | TRUE | 60146 | Ameresco Federal Solutions | 62948 | NASA Wallops Flight Facility Solar | VA | Accomack | CRPT6 | Solar Photovoltaic | PV |  | W | 0.1 |  | 0.1 | 0.1 |  | N |  |  | N | IPP Non-CHP | 2 | X | SUN
Solar Photovoltaic.SUN | solar PV | TRUE | 60146 | Ameresco Federal Solutions | 62948 | NASA Wallops Flight Facility Solar | VA | Accomack | CRPT7 | Solar Photovoltaic | PV |  | W | 0.1 |  | 0.1 | 0.1 |  | N |  |  | N | IPP Non-CHP | 2 | X | SUN
Solar Photovoltaic.SUN | solar PV | TRUE | 60146 | Ameresco Federal Solutions | 62948 | NASA Wallops Flight Facility Solar | VA | Accomack | TRCK1 | Solar Photovoltaic | PV |  | W | 4 |  | 4 | 4 |  | N |  |  | N | IPP Non-CHP | 2 | X | SUN
Solar Photovoltaic.SUN | solar PV | TRUE | 62805 | Bluestone Farm Solar, LLC | 62950 | Bluestone Solar | VA | Mecklenburg | BLUE1 | Solar Photovoltaic | PV |  | S | 49.9 | 0.95 | 49.9 | 40.5 |  | N |  |  | N | IPP Non-CHP | 2 | X | SUN
Solar Photovoltaic.SUN | solar PV | TRUE | 62807 | Hawtree Creek Farm Solar, LLC | 62951 | Hawtree Solar | NC | Warren | HAWT1 | Solar Photovoltaic | PV |  | S | 65 |  | 65 | 50 |  | N |  |  | N | IPP Non-CHP | 2 | X | SUN
Onshore Wind Turbine.WND | onshore wind | TRUE | 15466 | Public Service Co of Colorado | 62952 | Cheyenne Ridge Wind Farm | CO | Cheyenne | CRW01 | Onshore Wind Turbine | WT |  | S | 498.4 |  | 477.1 | 477.1 | 1 | N |  |  | N | Electric Utility | 1 | X | WND
Solar Photovoltaic.SUN | solar PV | TRUE | 61677 | Sol Systems | 62953 | Griffin Solar | TX | McLennan | 1080 | Solar Photovoltaic | PV |  | S | 5 |  | 5 | 5 |  | N |  |  | N | IPP Non-CHP | 2 | X | SUN
Solar Photovoltaic.SUN | solar PV | TRUE | 20860 | Wisconsin Public Service Corp | 62955 | Badger Hollow I | WI | Iowa | GEN1 | Solar Photovoltaic | PV |  | J | 150 |  | 150 | 150 |  | N |  |  | N | Electric Utility | 1 | X | SUN
Onshore Wind Turbine.WND | onshore wind | TRUE | 49893 | Invenergy Services LLC | 62956 | Thunderhead Wind Energy LLC | NE | Antelope | GEN1 | Onshore Wind Turbine | WT |  | S | 300 |  | 300 | 300 | 0 | N |  |  | N | IPP Non-CHP | 2 | X | WND
Solar Photovoltaic.SUN | solar PV | TRUE | 62800 | DG Edison New Jersey LLC | 62957 | DG Iron Mountain | NJ | Middlesex | IRNMT | Solar Photovoltaic | PV |  | S | 5.4 |  | 5.4 | 5.4 |  | N |  |  | N | IPP Non-CHP | 2 | X | SUN
Solar Photovoltaic.SUN | solar PV | TRUE | 62801 | DG Linden New Jersey LLC | 62958 | DG Infineum | NJ | Union | INFNM | Solar Photovoltaic | PV |  | S | 2 |  | 2 | 2 |  | N |  |  | N | IPP Non-CHP | 2 | X | SUN
Solar Photovoltaic.SUN | solar PV | TRUE | 62808 | Whitehorn Solar, LLC | 62959 | Whitehorn Solar | VA | Pittsylvania | WHIT1 | Solar Photovoltaic | PV |  | S | 50 |  | 50 | 30.3 |  | N |  |  | N | IPP Non-CHP | 2 | X | SUN
Solar Photovoltaic.SUN | solar PV | TRUE | 62817 | DG Georgia Solar II, LLC | 62960 | Kimberly-Clark Solar | GA | Troup | KC | Solar Photovoltaic | PV |  | S | 2.3 |  | 2.3 | 2.3 |  | N |  |  | N | IPP Non-CHP | 2 | X | SUN
Solar Photovoltaic.SUN | solar PV | TRUE | 63359 | REA Investments, LLC | 62961 | Novel Brooten Solar CSG | MN | Stearns | BROOT | Solar Photovoltaic | PV |  | S | 1 | 0.95 | 1 | 1 | 1 | N |  |  | N | IPP Non-CHP | 2 | X | SUN
Solar Photovoltaic.SUN | solar PV | TRUE | 63359 | REA Investments, LLC | 62962 | Novel Reber Solar CSG | MN | Stearns | REBER | Solar Photovoltaic | PV |  | S | 1 |  | 1 | 1 |  | N |  |  | N | IPP Non-CHP | 2 | X | SUN
Solar Photovoltaic.SUN | solar PV | TRUE | 63359 | REA Investments, LLC | 62963 | Novel Historical Society Solar CSG | MN | Renville | HIST | Solar Photovoltaic | PV |  | S | 1 |  | 1 | 1 |  | N |  |  | N | IPP Non-CHP | 2 | X | SUN
Solar Photovoltaic.SUN | solar PV | TRUE | 63359 | REA Investments, LLC | 62966 | Novel Herber Solar CSG | MN | Winona | HERB | Solar Photovoltaic | PV |  | S | 1 | 0.96 | 1 | 1 | 1 | N |  |  | N | IPP Non-CHP | 2 | X | SUN
Solar Photovoltaic.SUN | solar PV | TRUE | 63359 | REA Investments, LLC | 62967 | Novel Herickhoff Solar CSG | MN | Douglas | HERIC | Solar Photovoltaic | PV |  | S | 1 | 1 | 1 | 1 | 1 | N |  |  | N | IPP Non-CHP | 2 | X | SUN
Batteries.MWH | battery storage | 0 | 62812 | Syncarpha Tewksbury, LLC | 62968 | Syncarpha Tewksbury Hybrid CSG | MA | Middlesex | SYTKB | Batteries | BA |  | S | 2 | 1 | 2 | 2 | 0.1 | N |  |  | N | IPP Non-CHP | 2 | X | MWH
Solar Photovoltaic.SUN | solar PV | TRUE | 62812 | Syncarpha Tewksbury, LLC | 62968 | Syncarpha Tewksbury Hybrid CSG | MA | Middlesex | SYTKS | Solar Photovoltaic | PV |  | S | 2.8 | 1 | 2.8 | 2.8 |  | N |  |  | N | IPP Non-CHP | 2 | X | SUN
Batteries.MWH | battery storage | 0 | 62826 | Syncarpha Puddon I, LLC | 62969 | Syncarpha Puddon I Hybrid CSG | MA | Worcester | SYP1B | Batteries | BA |  | S | 4 | 1 | 4 | 4 | 0.1 | N |  |  | N | IPP Non-CHP | 2 | X | MWH
Solar Photovoltaic.SUN | solar PV | TRUE | 62826 | Syncarpha Puddon I, LLC | 62969 | Syncarpha Puddon I Hybrid CSG | MA | Worcester | SYP1S | Solar Photovoltaic | PV |  | S | 5 | 1 | 5 | 5 |  | N |  |  | N | IPP Non-CHP | 2 | X | SUN
Batteries.MWH | battery storage | 0 | 62827 | Syncarpha Puddon II, LLC | 62970 | Syncarpha Puddon II Hybrid CSG | MA | Worcester | SYP2B | Batteries | BA |  | S | 4 | 1 | 4 | 4 | 0.1 | N |  |  | N | IPP Non-CHP | 2 | X | MWH
Solar Photovoltaic.SUN | solar PV | TRUE | 62827 | Syncarpha Puddon II, LLC | 62970 | Syncarpha Puddon II Hybrid CSG | MA | Worcester | SYP2S | Solar Photovoltaic | PV |  | S | 5 | 1 | 5 | 5 |  | N |  |  | N | IPP Non-CHP | 2 | X | SUN
Solar Photovoltaic.SUN | solar PV | TRUE | 62813 | Syncarpha Westminster, LLC | 62971 | Syncarpha Westminster Hybrid CSG | MA | Worcester | SYWES | Solar Photovoltaic | PV |  | S | 4.7 | 1 | 4.7 | 4.7 |  | N |  |  | N | IPP Non-CHP | 2 | X | SUN
Batteries.MWH | battery storage | 0 | 62814 | Syncarpha Leicester, LLC | 62972 | Syncarpha Leicester Hybrid CSG | MA | Worcester | SYLEB | Batteries | BA |  | S | 2 | 1 | 2 | 2 | 0.1 | N |  |  | N | IPP Non-CHP | 2 | X | MWH
Solar Photovoltaic.SUN | solar PV | TRUE | 62814 | Syncarpha Leicester, LLC | 62972 | Syncarpha Leicester Hybrid CSG | MA | Worcester | SYLES | Solar Photovoltaic | PV |  | S | 2.6 | 1 | 2.6 | 2.6 |  | N |  |  | N | IPP Non-CHP | 2 | X | SUN
Batteries.MWH | battery storage | 0 | 62819 | Syncarpha Halifax, LLC | 62973 | Syncarpha Halifax Hybrid CSG | MA | Plymouth | SYHAB | Batteries | BA |  | S | 1.6 | 1 | 1.6 | 1.6 | 0 | N |  |  | N | IPP Non-CHP | 2 | X | MWH
Solar Photovoltaic.SUN | solar PV | TRUE | 62819 | Syncarpha Halifax, LLC | 62973 | Syncarpha Halifax Hybrid CSG | MA | Plymouth | SYHAS | Solar Photovoltaic | PV |  | S | 1.7 | 1 | 1.7 | 1.7 | 0 | N |  |  | N | IPP Non-CHP | 2 | X | SUN
Solar Photovoltaic.SUN | solar PV | TRUE | 62820 | Syncarpha Millbury, LLC | 62974 | Syncarpha Millbury Hybrid (CSG) | MA | Worcester | SYMIS | Solar Photovoltaic | PV |  | S | 5 | 1 | 5 | 5 |  | N |  |  | N | IPP Non-CHP | 2 | X | SUN
Batteries.MWH | battery storage | 0 | 62822 | Syncarpha Blandford, LLC | 62975 | Syncarpha Blandford Hybrid CSG | MA | Hampden | SYBLB | Batteries | BA |  | S | 3.9 | 1 | 3.9 | 3.9 | 0 | N |  |  | N | IPP Non-CHP | 2 | X | MWH
Solar Photovoltaic.SUN | solar PV | TRUE | 62822 | Syncarpha Blandford, LLC | 62975 | Syncarpha Blandford Hybrid CSG | MA | Hampden | SYBLS | Solar Photovoltaic | PV |  | S | 4.9 |  | 4.9 | 4.9 |  | N |  |  | N | IPP Non-CHP | 2 | X | SUN
Batteries.MWH | battery storage | 0 | 62821 | Syncarpha Northampton, LLC | 62976 | Syncarpha Northampton Hybrid CSG | MA | Hampshire | SYNOB | Batteries | BA |  | S | 2 | 1 | 2 | 2 | 0 | N |  |  | N | IPP Non-CHP | 2 | X | MWH
Solar Photovoltaic.SUN | solar PV | TRUE | 62821 | Syncarpha Northampton, LLC | 62976 | Syncarpha Northampton Hybrid CSG | MA | Hampshire | SYNOS | Solar Photovoltaic | PV |  | S | 3.6 | 1 | 3.6 | 3.6 | 0 | N |  |  | N | IPP Non-CHP | 2 | X | SUN
Batteries.MWH | battery storage | 0 | 62824 | Syncarpha Northbridge I, LLC | 62977 | Syncarpha Northbridge I Hybrid(CSG) | MA | Worcester | SYN1B | Batteries | BA |  | S | 4 | 1 | 4 | 4 | 0.1 | N |  |  | N | IPP Non-CHP | 2 | X | MWH
Solar Photovoltaic.SUN | solar PV | TRUE | 62824 | Syncarpha Northbridge I, LLC | 62977 | Syncarpha Northbridge I Hybrid(CSG) | MA | Worcester | SYN1S | Solar Photovoltaic | PV |  | S | 5 | 1 | 5 | 5 |  | N |  |  | N | IPP Non-CHP | 2 | X | SUN
Batteries.MWH | battery storage | 0 | 62825 | Syncarpha Northbridge II, LLC | 62978 | Syncarpha Northbridge II Hybrid CSG | MA | Worcester | SYN2B | Batteries | BA |  | S | 3 | 1 | 3 | 3 | 0.1 | N |  |  | N | IPP Non-CHP | 2 | X | MWH
Solar Photovoltaic.SUN | solar PV | TRUE | 62825 | Syncarpha Northbridge II, LLC | 62978 | Syncarpha Northbridge II Hybrid CSG | MA | Worcester | SYN2S | Solar Photovoltaic | PV |  | S | 5 | 1 | 5 | 5 |  | N |  |  | N | IPP Non-CHP | 2 | X | SUN
Solar Photovoltaic.SUN | solar PV | TRUE | 63359 | REA Investments, LLC | 62979 | Novel DeCook Solar CSG | MN | Olmsted | DECO | Solar Photovoltaic | PV |  | S | 1 | 0.95 | 1 | 1 | 1 | N |  |  | N | IPP Non-CHP | 2 | X | SUN
Solar Photovoltaic.SUN | solar PV | TRUE | 57222 | Liberty Utilities (CalPeco Electric) LLC | 62980 | Turquoise Liberty Solar | NV | Washoe | PV | Solar Photovoltaic | PV |  | S | 10 | 1 | 10 | 10 |  | N |  |  | N | Electric Utility | 1 | X | SUN
Batteries.MWH | battery storage | 0 | 56404 | National Grid | 62981 | East Pulaski BESS | NY | Oswego | BESS | Batteries | BA |  | S | 2 |  | 2 | 2 | 0.2 | N |  |  | N | Electric Utility | 1 | X | MWH
Solar Photovoltaic.SUN | solar PV | TRUE | 63359 | REA Investments, LLC | 62982 | Novel Schmoll Farms Solar CSG | MN | Dodge | SCHM | Solar Photovoltaic | PV |  | S | 1 | 1 | 1 | 1 |  | N |  |  | N | IPP Non-CHP | 2 | X | SUN
Solar Photovoltaic.SUN | solar PV | TRUE | 63359 | REA Investments, LLC | 62983 | Novel Pederson Solar CSG | MN | Benton | PED | Solar Photovoltaic | PV |  | S | 1 | 0.95 | 1 | 1 | 1 | N |  |  | N | IPP Non-CHP | 2 | X | SUN
Solar Photovoltaic.SUN | solar PV | TRUE | 63359 | REA Investments, LLC | 62984 | Novel Jewison Solar CSG | MN | Waseca | JEWI | Solar Photovoltaic | PV |  | S | 1 | 0.95 | 1 | 1 | 1 | N |  |  | N | IPP Non-CHP | 2 | X | SUN
Solar Photovoltaic.SUN | solar PV | TRUE | 63359 | REA Investments, LLC | 62985 | Novel Byron Solar CSG | MN | Olmsted | BYRN | Solar Photovoltaic | PV |  | S | 1 | 1 | 1 | 1 | 1 | N |  |  | N | IPP Non-CHP | 2 | X | SUN
Solar Photovoltaic.SUN | solar PV | TRUE | 63359 | REA Investments, LLC | 62986 | Novel Kanewischer Solar CSG | MN | Waseca | KANE | Solar Photovoltaic | PV |  | S | 1 | 1 | 1 | 1 | 1 | N |  |  | N | IPP Non-CHP | 2 | X | SUN
Solar Photovoltaic.SUN | solar PV | FALSE | 61944 | MN8 Energy LLC | 62987 | Grossmont HS Solar Project | CA | San Diego | GHSP | Solar Photovoltaic | PV |  | S | 1.4 |  | 1.3 | 0.8 |  | N |  |  | N | Commercial Non-CHP | 4 | X | SUN
Solar Photovoltaic.SUN | solar PV | TRUE | 62842 | Lightsource Renewable Energy Asset Management, LLC | 62988 | Wildflower Solar 1 | CA | Sacramento | CAWF1 | Solar Photovoltaic | PV |  | W | 13 | 0.95 | 13 | 13 |  | N |  |  | N | IPP Non-CHP | 2 | X | SUN
Solar Photovoltaic.SUN | solar PV | TRUE | 62842 | Lightsource Renewable Energy Asset Management, LLC | 62989 | Whitetail Solar 1 | PA | Franklin | PAWT1 | Solar Photovoltaic | PV |  | W | 13.5 |  | 13.5 | 13.5 |  | N |  |  | N | IPP Non-CHP | 2 | X | SUN
Solar Photovoltaic.SUN | solar PV | TRUE | 62842 | Lightsource Renewable Energy Asset Management, LLC | 62990 | Whitetail Solar 2 | PA | Franklin | PAWT2 | Solar Photovoltaic | PV |  | W | 20 | 0.95 | 20 | 20 |  | N |  |  | N | IPP Non-CHP | 2 | X | SUN
Solar Photovoltaic.SUN | solar PV | TRUE | 62842 | Lightsource Renewable Energy Asset Management, LLC | 62991 | Whitetail Solar 3 | PA | Franklin | PAWT3 | Solar Photovoltaic | PV |  | W | 20 | 0.95 | 20 | 20 |  | N |  |  | N | IPP Non-CHP | 2 | X | SUN
Solar Photovoltaic.SUN | solar PV | TRUE | 62838 | LSE Dorado, LLC | 62992 | Goose Pond Solar | MA | Hampden | GPNOR | Solar Photovoltaic | PV |  | S | 2 |  | 2 | 2 |  | N |  |  | N | IPP Non-CHP | 2 | X | SUN
Solar Photovoltaic.SUN | solar PV | TRUE | 62838 | LSE Dorado, LLC | 62992 | Goose Pond Solar | MA | Hampden | GPSOU | Solar Photovoltaic | PV |  | S | 2 |  | 2 | 2 |  | N |  |  | N | IPP Non-CHP | 2 | X | SUN
Solar Photovoltaic.SUN | solar PV | TRUE | 62842 | Lightsource Renewable Energy Asset Management, LLC | 62993 | Johnson Corner Solar 1 | KS | Stanton | KSJC1 | Solar Photovoltaic | PV |  | W | 20 | 0.95 | 20 | 20 |  | N |  |  | N | IPP Non-CHP | 2 | X | SUN
Solar Photovoltaic.SUN | solar PV | TRUE | 62842 | Lightsource Renewable Energy Asset Management, LLC | 62994 | Bluewater CDEC 1 | NM | Cibola | NMBW1 | Solar Photovoltaic | PV |  | W | 2.4 |  | 2.4 | 2.4 |  | N |  |  | N | IPP Non-CHP | 2 | X | SUN
Solar Photovoltaic.SUN | solar PV | TRUE | 62842 | Lightsource Renewable Energy Asset Management, LLC | 62995 | Grants CDEC 2 | NM | Cibola | NMGR1 | Solar Photovoltaic | PV |  | W | 4.5 |  | 4.5 | 4.5 |  | N |  |  | N | IPP Non-CHP | 2 | X | SUN
Solar Photovoltaic.SUN | solar PV | TRUE | 62845 | ESA Four Oaks 2 NC LLC | 62996 | ESA Four Oaks 2 NC LLC | NC | Johnston | PGR08 | Solar Photovoltaic | PV |  | S | 2 |  | 2 | 2 |  | N |  |  | N | IPP Non-CHP | 2 | X | SUN
Solar Photovoltaic.SUN | solar PV | TRUE | 62844 | Spring Hope Solar 3, LLC | 62997 | Spring Hope Solar 3, LLC | NC | Nash | PGR09 | Solar Photovoltaic | PV |  | S | 5 |  | 5 | 5 |  | N |  |  | N | IPP Non-CHP | 2 | X | SUN
Solar Photovoltaic.SUN | solar PV | TRUE | 61012 | AES Distributed Energy | 62998 | 25 Ashdown Road Solar, LLC | NY | Saratoga | ASHDO | Solar Photovoltaic | PV |  | S | 4 | 1 | 4 | 4 |  | N |  |  | N | IPP Non-CHP | 2 | X | SUN
Batteries.MWH | battery storage | 0 | 61012 | AES Distributed Energy | 62999 | Finchville Solar, LLC Hybrid CSG | NY | Orange | BESS | Batteries | BA |  | S | 3 | 1 | 3 | 3 | 0 | N |  |  | N | IPP Non-CHP | 2 | X | MWH
Solar Photovoltaic.SUN | solar PV | TRUE | 61012 | AES Distributed Energy | 62999 | Finchville Solar, LLC Hybrid CSG | NY | Orange | FINCH | Solar Photovoltaic | PV |  | S | 5 | 1 | 5 | 5 | 0 | N |  |  | N | IPP Non-CHP | 2 | X | SUN
Batteries.MWH | battery storage | 0 | 61012 | AES Distributed Energy | 63000 | RT 52 Walden Solar 1, LLC Hybrid | NY | Orange | BESS | Batteries | BA |  | S | 4 | 1 | 4 | 4 | 0 | N |  |  | N | IPP Non-CHP | 2 | X | MWH
Solar Photovoltaic.SUN | solar PV | TRUE | 61012 | AES Distributed Energy | 63000 | RT 52 Walden Solar 1, LLC Hybrid | NY | Orange | WALDN | Solar Photovoltaic | PV |  | S | 5 | 1 | 5 | 5 |  | N |  |  | N | IPP Non-CHP | 2 | X | SUN
Geothermal.GEO | geothermal | TRUE | 62861 | Open Mountain Energy LLC. | 63001 | Whitegrass No. 1 | NV | Lyon | OH1 | Geothermal | BT |  | S | 1.9 | 0.95 | 1.9 | 1.9 | 0.3 | N |  |  | N | IPP Non-CHP | 2 | X | GEO
Geothermal.GEO | geothermal | TRUE | 62861 | Open Mountain Energy LLC. | 63001 | Whitegrass No. 1 | NV | Lyon | OH2 | Geothermal | BT |  | S | 1.9 | 0.95 | 1.9 | 1.9 | 0.3 | N |  |  | N | IPP Non-CHP | 2 | X | GEO
Geothermal.GEO | geothermal | TRUE | 62861 | Open Mountain Energy LLC. | 63001 | Whitegrass No. 1 | NV | Lyon | OL1 | Geothermal | BT |  | S | 1.3 | 0.95 | 1.3 | 1.3 | 0.3 | N |  |  | N | IPP Non-CHP | 2 | X | GEO
Geothermal.GEO | geothermal | TRUE | 62861 | Open Mountain Energy LLC. | 63001 | Whitegrass No. 1 | NV | Lyon | OL2 | Geothermal | BT |  | S | 1.3 | 0.95 | 1.3 | 1.3 | 0.3 | N |  |  | N | IPP Non-CHP | 2 | X | GEO
Solar Photovoltaic.SUN | solar PV | TRUE | 63359 | REA Investments, LLC | 63004 | Novel Bartel Solar CSG | MN | Olmsted | BART | Solar Photovoltaic | PV |  | S | 1 | 0.96 | 1 | 1 | 1 | N |  |  | N | IPP Non-CHP | 2 | X | SUN
Solar Photovoltaic.SUN | solar PV | TRUE | 63359 | REA Investments, LLC | 63005 | Novel Haley Solar CSG | MN | Waseca | HALY | Solar Photovoltaic | PV |  | S | 1 | 1 | 1 | 1 | 1 | N |  |  | N | IPP Non-CHP | 2 | X | SUN
Solar Photovoltaic.SUN | solar PV | TRUE | 63359 | REA Investments, LLC | 63007 | Novel MNDot Solar CSG | MN | Washington | MNDT | Solar Photovoltaic | PV |  | S | 1 | 0.98 | 1 | 1 | 1 | N |  |  | N | IPP Non-CHP | 2 | X | SUN
Solar Photovoltaic.SUN | solar PV | TRUE | 63359 | REA Investments, LLC | 63008 | Novel Winegar Partnership Solar CSG | MN | Waseca | WINE | Solar Photovoltaic | PV |  | S | 1 | 1 | 1 | 1 |  | N |  |  | N | IPP Non-CHP | 2 | X | SUN
Solar Photovoltaic.SUN | solar PV | TRUE | 63359 | REA Investments, LLC | 63009 | Novel Peter Solar CSG | MN | Le Sueur | PETR | Solar Photovoltaic | PV |  | S | 1 | 1 | 1 | 1 |  | N |  |  | N | IPP Non-CHP | 2 | X | SUN
Solar Photovoltaic.SUN | solar PV | TRUE | 63359 | REA Investments, LLC | 63010 | Novel Benedix Solar CSG | MN | Dodge | BNDX | Solar Photovoltaic | PV |  | S | 1 | 1 | 1 | 1 | 1 | N |  |  | N | IPP Non-CHP | 2 | X | SUN
Batteries.MWH | battery storage | 0 | 61012 | AES Distributed Energy | 63011 | Cronin Road Solar 1, LLC CSG Hybrid | MA | Worcester | BESS | Batteries | BA |  | S | 1.5 | 1 | 1.5 | 1.5 | 0 | N |  |  | N | IPP Non-CHP | 2 | X | MWH
Solar Photovoltaic.SUN | solar PV | TRUE | 61012 | AES Distributed Energy | 63011 | Cronin Road Solar 1, LLC CSG Hybrid | MA | Worcester | CRONI | Solar Photovoltaic | PV |  | S | 1.5 | 1 | 1.5 | 1.5 |  | N |  |  | N | IPP Non-CHP | 2 | X | SUN
Solar Photovoltaic.SUN | solar PV | TRUE | 61012 | AES Distributed Energy | 63012 | Ransomville Solar 1, LLC | NY | Niagara | SWANN | Solar Photovoltaic | PV |  | S | 5 | 1 | 5 | 5 |  | N |  |  | N | IPP Non-CHP | 2 | X | SUN
Solar Photovoltaic.SUN | solar PV | TRUE | 61012 | AES Distributed Energy | 63013 | Johnstown Solar 1, LLC | NY | Fulton | STATE | Solar Photovoltaic | PV |  | S | 4 | 1 | 4 | 4 |  | N |  |  | N | IPP Non-CHP | 2 | X | SUN
Solar Photovoltaic.SUN | solar PV | TRUE | 62873 | Plott Hound Solar, LLC | 63015 | Plott Hound Solar | NC | Craven | 1088 | Solar Photovoltaic | PV |  | W | 5 | 1 | 5 | 5 |  | N |  |  | N | IPP Non-CHP | 2 | X | SUN
Solar Photovoltaic.SUN | solar PV | TRUE | 62872 | Carolina Lily Solar, LLC | 63016 | Carolina Lily Solar | NC | Davie | 1096 | Solar Photovoltaic | PV |  | W | 5 | 1 | 5 | 5 |  | N |  |  | N | IPP Non-CHP | 2 | X | SUN
Solar Photovoltaic.SUN | solar PV | TRUE | 62871 | Ray Wilson Solar, LLC | 63017 | Ray Wilson Solar | NC | Davie | 1090 | Solar Photovoltaic | PV |  | W | 5 | 1 | 5 | 5 |  | N |  |  | N | IPP Non-CHP | 2 | X | SUN
Solar Photovoltaic.SUN | solar PV | TRUE | 62870 | Heritage Sustainable Energy. LLC | 63019 | Green Lake Solar | MI | Grand Traverse | GRN1 | Solar Photovoltaic | PV |  | S | 1 |  | 1 | 1 |  | N |  |  | N | IPP Non-CHP | 2 | X | SUN
Solar Photovoltaic.SUN | solar PV | TRUE | 62870 | Heritage Sustainable Energy. LLC | 63020 | TCLP Solar Phase 1 | MI | Leelanau | TCLP1 | Solar Photovoltaic | PV |  | S | 1 |  | 1 | 1 |  | N |  |  | N | IPP Non-CHP | 2 | X | SUN
Solar Photovoltaic.SUN | solar PV | TRUE | 62856 | Forefront Power, LLC | 63021 | SCCCD - Clovis Community College | CA | Fresno | 232 | Solar Photovoltaic | PV |  | S | 1.3 |  | 1.3 | 1.3 |  | N |  |  | N | IPP Non-CHP | 2 | X | SUN
Batteries.MWH | battery storage | 0 | 62876 | Department of the Army, Fort Carson | 63022 | Fort Carson Battery Energy Storage System | CO | El Paso | 1 | Batteries | BA |  | S | 4.2 |  | 4.2 | 4.2 | 0.1 | N |  |  | N | Commercial Non-CHP | 4 | X | MWH
Natural Gas Internal Combustion Engine.NG | natural gas peaker | FALSE | 62877 | Jefferson Torresdale Hospital | 63023 | Jefferson Torresdale Hospital | PA | Philadelphia | COGEN | Natural Gas Internal Combustion Engine | IC |  | S | 1.1 | 0.8 | 1.1 | 1.1 | 0.6 | N |  |  | Y | Commercial CHP | 5 | T | NG
Solar Photovoltaic.SUN | solar PV | TRUE | 63631 | Four Brothers 2, LLC | 63024 | Hertford Solar Power, LLC | NC | Hertford | KEH | Solar Photovoltaic | PV |  | S | 10 |  | 10 | 10 | 0 | N | 1 | 2061 | N | IPP Non-CHP | 2 | X | SUN
Onshore Wind Turbine.WND | onshore wind | TRUE | 62855 | Clear Creek Wind, LLC | 63025 | Clear Creek Wind | MO | Nodaway | V110 | Onshore Wind Turbine | WT |  | W | 22 |  | 22 | 22 | 2 | N |  |  | N | IPP Non-CHP | 2 | X | WND
Onshore Wind Turbine.WND | onshore wind | TRUE | 62855 | Clear Creek Wind, LLC | 63025 | Clear Creek Wind | MO | Nodaway | V120 | Onshore Wind Turbine | WT |  | W | 220 |  | 220 | 220 | 2 | N |  |  | N | IPP Non-CHP | 2 | X | WND
Solar Photovoltaic.SUN | solar PV | TRUE | 61677 | Sol Systems | 63027 | Mars Solar | TX | Webb | 20 | Solar Photovoltaic | PV |  | S | 10 |  | 10 | 10 |  | N |  |  | N | IPP Non-CHP | 2 | X | SUN
Solar Photovoltaic.SUN | solar PV | TRUE | 49893 | Invenergy Services LLC | 63029 | Hardin Solar Energy LLC | OH | Hardin | GEN1 | Solar Photovoltaic | PV |  | S | 150 |  | 150 | 150 |  | N |  |  | N | IPP Non-CHP | 2 | X | SUN
Onshore Wind Turbine.WND | onshore wind | TRUE | 64495 | Canadian Breaks LLC | 63030 | Canadian Breaks, LLC | TX | Deaf Smith | CBRKS | Onshore Wind Turbine | WT |  | W | 210.1 |  | 210.1 | 210.1 | 0 | N |  |  | N | IPP Non-CHP | 2 | X | WND
Solar Photovoltaic.SUN | solar PV | TRUE | 5248 | Dominion Energy Inc. | 63031 | Gloucester Solar | VA | Gloucester | GLSO | Solar Photovoltaic | PV |  | S | 19.9 |  | 19.8 | 19.8 |  | N |  |  | N | Electric Utility | 1 | X | SUN
Solar Photovoltaic.SUN | solar PV | TRUE | 60281 | Altus Power America Management, LLC | 63033 | FastSun 19 CSG | MN | Dakota | FS19 | Solar Photovoltaic | PV |  | S | 1 |  | 1 | 1 |  | N |  |  | N | IPP Non-CHP | 2 | X | SUN
Solar Photovoltaic.SUN | solar PV | TRUE | 60281 | Altus Power America Management, LLC | 63034 | FastSun 18 CSG | MN | Winona | FS18 | Solar Photovoltaic | PV |  | S | 1 |  | 1 | 1 |  | N |  |  | N | IPP Non-CHP | 2 | X | SUN
Solar Photovoltaic.SUN | solar PV | TRUE | 60281 | Altus Power America Management, LLC | 63035 | FastSun 13 CSG | MN | Douglas | FS13 | Solar Photovoltaic | PV |  | S | 1 |  | 1 | 1 |  | N |  |  | N | IPP Non-CHP | 2 | X | SUN
Solar Photovoltaic.SUN | solar PV | TRUE | 60281 | Altus Power America Management, LLC | 63036 | FastSun 14 CSG | MN | Blue Earth | FS14 | Solar Photovoltaic | PV |  | S | 1 |  | 1 | 1 |  | N |  |  | N | IPP Non-CHP | 2 | X | SUN
Solar Photovoltaic.SUN | solar PV | TRUE | 60281 | Altus Power America Management, LLC | 63037 | FastSun 11 CSG | MN | Goodhue | FS11 | Solar Photovoltaic | PV |  | S | 1 |  | 1 | 1 |  | N |  |  | N | IPP Non-CHP | 2 | X | SUN
Solar Photovoltaic.SUN | solar PV | TRUE | 60281 | Altus Power America Management, LLC | 63038 | FastSun 10 CSG | MN | Goodhue | FS10 | Solar Photovoltaic | PV |  | S | 1 |  | 1 | 1 |  | N |  |  | N | IPP Non-CHP | 2 | X | SUN
Solar Photovoltaic.SUN | solar PV | TRUE | 60281 | Altus Power America Management, LLC | 63039 | FastSun 8 CSG | MN | Nicollet | FS8 | Solar Photovoltaic | PV |  | S | 1 |  | 1 | 1 |  | N |  |  | N | IPP Non-CHP | 2 | X | SUN
Solar Photovoltaic.SUN | solar PV | TRUE | 60281 | Altus Power America Management, LLC | 63040 | FastSun 9 CSG | MN | Goodhue | FS9 | Solar Photovoltaic | PV |  | S | 1 |  | 1 | 1 |  | N |  |  | N | IPP Non-CHP | 2 | X | SUN
Solar Photovoltaic.SUN | solar PV | TRUE | 61012 | AES Distributed Energy | 63041 | Lane Ave Solar LLC | MA | Worcester | HANRA | Solar Photovoltaic | PV |  | S | 1.5 | 1 | 1.5 | 1.5 |  | N |  |  | N | IPP Non-CHP | 2 | X | SUN
Solar Photovoltaic.SUN | solar PV | TRUE | 60281 | Altus Power America Management, LLC | 63042 | FastSun 3 CSG | MN | Stearns | FS3 | Solar Photovoltaic | PV |  | S | 1 |  | 1 | 1 |  | N |  |  | N | IPP Non-CHP | 2 | X | SUN
Solar Photovoltaic.SUN | solar PV | TRUE | 60281 | Altus Power America Management, LLC | 63043 | FastSun 7 CSG | MN | McLeod | FS7 | Solar Photovoltaic | PV |  | S | 1 |  | 1 | 1 |  | N |  |  | N | IPP Non-CHP | 2 | X | SUN
Batteries.MWH | battery storage | 0 | 61012 | AES Distributed Energy | 63044 | Ryan Road Solar LLC Hybrid(CSG) | MA | Worcester | BESS | Batteries | BA |  | S | 4.3 |  | 4.3 | 4.3 | 0 | N |  |  | N | IPP Non-CHP | 2 | X | MWH
Solar Photovoltaic.SUN | solar PV | TRUE | 61012 | AES Distributed Energy | 63044 | Ryan Road Solar LLC Hybrid(CSG) | MA | Worcester | ORCHA | Solar Photovoltaic | PV |  | S | 4.3 |  | 4.3 | 4.3 |  | N |  |  | N | IPP Non-CHP | 2 | X | SUN
Solar Photovoltaic.SUN | solar PV | TRUE | 60281 | Altus Power America Management, LLC | 63045 | FastSun 5 CSG | MN | Winona | FS5 | Solar Photovoltaic | PV |  | S | 1 |  | 1 | 1 |  | N |  |  | N | IPP Non-CHP | 2 | X | SUN
Solar Photovoltaic.SUN | solar PV | TRUE | 60281 | Altus Power America Management, LLC | 63046 | FastSun 1 CSG | MN | Meeker | FS1 | Solar Photovoltaic | PV |  | S | 1 |  | 1 | 1 |  | N |  |  | N | IPP Non-CHP | 2 | X | SUN
Solar Photovoltaic.SUN | solar PV | TRUE | 61012 | AES Distributed Energy | 63047 | W. Orange Rd Solar LLC | MA | Franklin | HEYES | Solar Photovoltaic | PV |  | S | 5 | 1 | 5 | 5 |  | N |  |  | N | IPP Non-CHP | 2 | X | SUN
Solar Photovoltaic.SUN | solar PV | TRUE | 61012 | AES Distributed Energy | 63048 | Wilbur Woods Solar LLC | MA | Franklin | DESMO | Solar Photovoltaic | PV |  | S | 5 | 1 | 5 | 5 |  | N |  |  | N | IPP Non-CHP | 2 | X | SUN
Solar Photovoltaic.SUN | solar PV | TRUE | 49893 | Invenergy Services LLC | 63049 | Prineville Solar Energy LLC | OR | Crook | GEN1 | Solar Photovoltaic | PV |  | S | 40 |  | 46.2 | 46.2 |  | N |  |  | N | IPP Non-CHP | 2 | X | SUN
Solar Photovoltaic.SUN | solar PV | TRUE | 49893 | Invenergy Services LLC | 63050 | Millican Solar Energy LLC | OR | Crook | GEN1 | Solar Photovoltaic | PV |  | S | 70 |  | 71.4 | 71.4 |  | N |  |  | N | IPP Non-CHP | 2 | X | SUN
Solar Photovoltaic.SUN | solar PV | TRUE | 61227 | Nautilus Solar Solutions | 63051 | Hollygrove CSG | NY | Wayne | 32 | Solar Photovoltaic | PV |  | S | 2 |  | 2 | 2 |  | N |  |  | N | IPP Non-CHP | 2 | X | SUN
Solar Photovoltaic.SUN | solar PV | TRUE | 61227 | Nautilus Solar Solutions | 63052 | Guildlerland CSG | NY | Albany | 106 | Solar Photovoltaic | PV |  | S | 2 |  | 2 | 2 |  | N |  |  | N | IPP Non-CHP | 2 | X | SUN
Onshore Wind Turbine.WND | onshore wind | TRUE | 12341 | MidAmerican Energy Co | 63053 | Palo Alto Wind Farm | IA | Palo Alto | PAWF | Onshore Wind Turbine | WT |  | S | 250 | 0.9 | 250 | 250 | 0.1 | N |  |  | N | Electric Utility | 1 | X | WND
Onshore Wind Turbine.WND | onshore wind | TRUE | 12341 | MidAmerican Energy Co | 63053 | Palo Alto Wind Farm | IA | Palo Alto | PAWF2 | Onshore Wind Turbine | WT |  | S | 90 | 0.9 | 90 | 90 | 0.1 | N |  |  | N | Electric Utility | 1 | X | WND
Solar Photovoltaic.SUN | solar PV | TRUE | 62885 | CalCity Solar 1, LLC | 63054 | CalCity Solar 1 | CA | Kern | CALTR | Solar Photovoltaic | PV |  | S | 3 |  | 3 | 3 |  | N |  |  | N | IPP Non-CHP | 2 | X | SUN
Solar Photovoltaic.SUN | solar PV | TRUE | 61227 | Nautilus Solar Solutions | 63055 | Howland CSG | NY | Oswego | 26 | Solar Photovoltaic | PV |  | S | 2 |  | 2 | 2 |  | N |  |  | N | IPP Non-CHP | 2 | X | SUN
Solar Photovoltaic.SUN | solar PV | TRUE | 61227 | Nautilus Solar Solutions | 63056 | Gifford CSG | NY | Schenectady | 131 | Solar Photovoltaic | PV |  | S | 2 |  | 2 | 2 |  | N |  |  | N | IPP Non-CHP | 2 | X | SUN
Solar Photovoltaic.SUN | solar PV | TRUE | 61227 | Nautilus Solar Solutions | 63057 | Czub CSG | NY | Rensselaer | 114 | Solar Photovoltaic | PV |  | S | 2 |  | 2 | 2 |  | N |  |  | N | IPP Non-CHP | 2 | X | SUN
Solar Photovoltaic.SUN | solar PV | TRUE | 61227 | Nautilus Solar Solutions | 63058 | Mereand CSG | NY | Jefferson | 199 | Solar Photovoltaic | PV |  | S | 2 |  | 2 | 2 |  | N |  |  | N | IPP Non-CHP | 2 | X | SUN
Solar Photovoltaic.SUN | solar PV | TRUE | 61227 | Nautilus Solar Solutions | 63059 | Aegis CSG | NY | Ontario | 19 | Solar Photovoltaic | PV |  | S | 2 |  | 2 | 2 |  | N |  |  | N | IPP Non-CHP | 2 | X | SUN
Solar Photovoltaic.SUN | solar PV | TRUE | 61227 | Nautilus Solar Solutions | 63060 | Pearl CSG | NY | Genesee | 28 | Solar Photovoltaic | PV |  | S | 2 |  | 2 | 2 |  | N |  |  | N | IPP Non-CHP | 2 | X | SUN
Solar Photovoltaic.SUN | solar PV | TRUE | 61227 | Nautilus Solar Solutions | 63060 | Pearl CSG | NY | Genesee | 29 | Solar Photovoltaic | PV |  | S | 2 |  | 2 | 2 |  | N |  |  | N | IPP Non-CHP | 2 | X | SUN
Solar Photovoltaic.SUN | solar PV | TRUE | 61012 | AES Distributed Energy | 63061 | Clover Creek Solar Community Solar | UT | Juab | CLVR | Solar Photovoltaic | PV |  | S | 80 |  | 80 | 80 |  | N |  |  | N | IPP Non-CHP | 2 | X | SUN
Solar Photovoltaic.SUN | solar PV | TRUE | 7140 | Georgia Power Co | 63062 | Fort Valley State University Solar | GA | Peach | 1 | Solar Photovoltaic | PV |  | S | 10.8 |  | 10.8 | 10.8 |  | N |  |  | N | Electric Utility | 1 | X | SUN
Natural Gas Fired Combustion Turbine.NG | natural gas peaker | TRUE | 5416 | Duke Energy Carolinas, LLC | 63063 | Duke Energy CHP at Clemson University | SC | Pickens | GT01 | Natural Gas Fired Combustion Turbine | GT |  | S | 13.4 | 0.85 | 12.5 | 15.5 | 12.5 | N |  |  | N | Electric Utility | 1 | X | NG
Batteries.MWH | battery storage | 0 | 3046 | Duke Energy Progress - (NC) | 63064 | Asheville-Rock Hill Battery | NC | Buncombe | ES1 | Batteries | BA |  | S | 8.8 |  | 8.8 | 8.8 | 8.8 | N |  |  | N | Electric Utility | 1 | X | MWH
Solar Photovoltaic.SUN | solar PV | TRUE | 62856 | Forefront Power, LLC | 63068 | SCCCD - Fresno Community College | CA | Fresno | 231 | Solar Photovoltaic | PV |  | S | 2.2 |  | 2.2 | 2.2 |  | N |  |  | N | IPP Non-CHP | 2 | X | SUN
Solar Photovoltaic.SUN | solar PV | TRUE | 62856 | Forefront Power, LLC | 63069 | Harmony Road Solar | IL | McHenry | 1823 | Solar Photovoltaic | PV |  | S | 1.9 |  | 1.9 | 1.9 |  | N |  |  | N | IPP Non-CHP | 2 | X | SUN
Solar Photovoltaic.SUN | solar PV | TRUE | 62856 | Forefront Power, LLC | 63070 | Square Barn Solar | IL | McHenry | 1820 | Solar Photovoltaic | PV |  | S | 1.5 |  | 1.5 | 1.5 |  | N |  |  | N | IPP Non-CHP | 2 | X | SUN
Solar Photovoltaic.SUN | solar PV | TRUE | 62856 | Forefront Power, LLC | 63071 | Reed Road Solar | IL | McHenry | 1822 | Solar Photovoltaic | PV |  | S | 1.3 |  | 1.3 | 1.3 |  | N |  |  | N | IPP Non-CHP | 2 | X | SUN
Solar Photovoltaic.SUN | solar PV | TRUE | 61227 | Nautilus Solar Solutions | 63072 | BTC2 Solar (CSG) | MD | Baltimore | 18 | Solar Photovoltaic | PV |  | S | 2 |  | 2 | 2 |  | N |  |  | N | IPP Non-CHP | 2 | X | SUN
Solar Photovoltaic.SUN | solar PV | TRUE | 62856 | Forefront Power, LLC | 63073 | Mooseheart School Solar | IL | Kane | 1817 | Solar Photovoltaic | PV |  | S | 2 |  | 2 | 2 |  | N |  |  | N | IPP Non-CHP | 2 | X | SUN
Solar Photovoltaic.SUN | solar PV | TRUE | 62856 | Forefront Power, LLC | 63074 | Reedley Community College Solar | CA | Fresno | 234 | Solar Photovoltaic | PV |  | S | 2.6 |  | 2.6 | 2.6 |  | N |  |  | N | IPP Non-CHP | 2 | X | SUN
Solar Photovoltaic.SUN | solar PV | TRUE | 61227 | Nautilus Solar Solutions | 63075 | Upper Marlboro 1 CSG | MD | Prince Georges | 20 | Solar Photovoltaic | PV |  | S | 2 |  | 2 | 2 |  | N |  |  | N | IPP Non-CHP | 2 | X | SUN
Solar Photovoltaic.SUN | solar PV | TRUE | 5248 | Dominion Energy Inc. | 63076 | Gutenberg Solar | NC | Northampton | GUTN | Solar Photovoltaic | PV |  | S | 79.9 |  | 79.9 | 79.9 |  | N |  |  | N | Electric Utility | 1 | X | SUN
Solar Photovoltaic.SUN | solar PV | TRUE | 62627 | Alchemy Renewable Energy | 63077 | Twittys Creek Solar, LLC | VA | Charlotte | VATC | Solar Photovoltaic | PV |  | S | 13.8 | 1 | 13.8 | 13.8 |  | N |  |  | N | IPP Non-CHP | 2 | X | SUN
Solar Photovoltaic.SUN | solar PV | TRUE | 60059 | ZGlobal Inc | 63078 | Eagle Creek | CA | Kern | EGCRK | Solar Photovoltaic | PV |  | W | 3 | 1 | 3 | 3 |  | N |  |  | N | IPP Non-CHP | 2 | X | SUN
Solar Photovoltaic.SUN | solar PV | TRUE | 61227 | Nautilus Solar Solutions | 63079 | Bethlehem Solar | NY | Albany | 157 | Solar Photovoltaic | PV |  | S | 1.7 |  | 1.7 | 1.7 |  | N |  |  | N | IPP Non-CHP | 2 | X | SUN
Solar Photovoltaic.SUN | solar PV | TRUE | 60639 | AEP Renewables | 63080 | Harry Allen Solar Energy LLC | NV | Clark | GEN1 | Solar Photovoltaic | PV |  | J | 100 |  | 100 | 100 |  | N |  |  | N | IPP Non-CHP | 2 | X | SUN
Solar Photovoltaic.SUN | solar PV | TRUE | 59300 | PNM Resources | 63081 | San Miguel I Solar Energy Center | NM | San Miguel | SMI | Solar Photovoltaic | PV |  | S | 10 | 1 | 10 | 8.2 |  | N |  |  | N | Electric Utility | 1 | X | SUN
Solar Photovoltaic.SUN | solar PV | TRUE | 59300 | PNM Resources | 63082 | San Miguel II Solar Energy Center | NM | San Miguel | SMII | Solar Photovoltaic | PV |  | S | 10 | 1 | 10 | 8.2 |  | N |  |  | N | Electric Utility | 1 | X | SUN
Solar Photovoltaic.SUN | solar PV | TRUE | 62834 | Caden Energix Pamplin LLC | 63083 | Caden Energix Pamplin LLC | VA | Appomattox | ENX04 | Solar Photovoltaic | PV |  | S | 15.7 |  | 15.7 | 15.7 | 15.7 | N |  |  | N | IPP Non-CHP | 2 | X | SUN
Solar Photovoltaic.SUN | solar PV | TRUE | 62835 | Caden Energix Hickory LLC | 63084 | Caden Energix Hickory LLC | VA | Chesapeake City | ENX02 | Solar Photovoltaic | PV |  | S | 20 |  | 20 | 20 | 20 | N |  |  | N | IPP Non-CHP | 2 | X | SUN
Solar Photovoltaic.SUN | solar PV | TRUE | 62835 | Caden Energix Hickory LLC | 63084 | Caden Energix Hickory LLC | VA | Chesapeake City | ENX03 | Solar Photovoltaic | PV |  | S | 12 |  | 12 | 12 | 12 | N |  |  | N | IPP Non-CHP | 2 | X | SUN
Solar Photovoltaic.SUN | solar PV | TRUE | 61227 | Nautilus Solar Solutions | 63085 | White CSG | MD | Baltimore | 15124 | Solar Photovoltaic | PV |  | S | 2 |  | 2 | 2 |  | N |  |  | N | IPP Non-CHP | 2 | X | SUN
Solar Photovoltaic.SUN | solar PV | TRUE | 61227 | Nautilus Solar Solutions | 63086 | Frog Hollow CSG | NY | Ulster | 1731 | Solar Photovoltaic | PV |  | S | 2 |  | 2 | 2 |  | N |  |  | N | IPP Non-CHP | 2 | X | SUN
Solar Photovoltaic.SUN | solar PV | TRUE | 62900 | Caden Energix Rives Road LLC | 63087 | Caden Energix Rives Road LLC | VA | Prince George | ENX01 | Solar Photovoltaic | PV |  | S | 19.7 |  | 19.7 | 19.7 | 19.7 | N |  |  | N | IPP Non-CHP | 2 | X | SUN
Solar Photovoltaic.SUN | solar PV | TRUE | 61227 | Nautilus Solar Solutions | 63089 | Gibbons CSG | MD | Worcester | 15122 | Solar Photovoltaic | PV |  | S | 2 |  | 2 | 2 |  | N |  |  | N | IPP Non-CHP | 2 | X | SUN
Batteries.MWH | battery storage | 0 | 62731 | Gopher Energy Storage, LLC | 63090 | Athens - Coopers Corner BESS | MN | Isanti | COOPR | Batteries | BA |  | S | 3 | 0.95 | 3 | 3 | 0 | N |  |  | N | IPP Non-CHP | 2 | X | MWH
Batteries.MWH | battery storage | 0 | 62856 | Forefront Power, LLC | 63091 | UC Santa Cruz Solar | CA | Santa Cruz | 18027 | Batteries | BA |  | S | 1 |  | 1 | 1 |  | N |  |  | N | IPP Non-CHP | 2 | X | MWH
Solar Photovoltaic.SUN | solar PV | TRUE | 62856 | Forefront Power, LLC | 63091 | UC Santa Cruz Solar | CA | Santa Cruz | 246 | Solar Photovoltaic | PV |  | S | 1.8 |  | 1.8 | 1.8 |  | N |  |  | N | IPP Non-CHP | 2 | X | SUN
Solar Photovoltaic.SUN | solar PV | TRUE | 62902 | Highline Services, LLC | 63092 | Riverview Solar | CO | Logan | RIVER | Solar Photovoltaic | PV |  | W | 1.5 |  | 1.5 | 1.5 | 0.1 | N |  |  | N | Electric Utility | 1 | X | SUN
Other Waste Biomass.OBG | biomass | TRUE | 62897 | MSB Investors, LLC | 63094 | Tajiguas Resource Recovery Project | CA | Santa Barbara | SBAD1 | Other Waste Biomass | IC |  | W | 1.1 | 1 | 1.1 | 1.1 | 0.5 | N |  |  | Y | IPP CHP | 3 | T | OBG | LFG
Other Waste Biomass.OBG | biomass | TRUE | 62897 | MSB Investors, LLC | 63094 | Tajiguas Resource Recovery Project | CA | Santa Barbara | SBAD2 | Other Waste Biomass | IC |  | W | 1.1 | 1 | 1.1 | 1.1 | 0.5 | N |  |  | Y | IPP CHP | 3 | T | OBG | LFG
Onshore Wind Turbine.WND | onshore wind | TRUE | 56201 | Engie North America | 63100 | Prairie Hill Wind Project | TX | Limestone | WTG | Onshore Wind Turbine | WT |  | W | 300 |  | 300 | 300 | 3 | N |  |  | N | IPP Non-CHP | 2 | X | WND
Onshore Wind Turbine.WND | onshore wind | TRUE | 56201 | Engie North America | 63101 | Las Lomas Wind Project | TX | Zapata | WTG | Onshore Wind Turbine | WT |  | W | 201.6 |  | 201.6 | 201.6 | 4.2 | N |  |  | N | IPP Non-CHP | 2 | X | WND
Onshore Wind Turbine.WND | onshore wind | TRUE | 56201 | Engie North America | 63102 | Dakota Range III Wind Project | SD | Grant | WTG | Onshore Wind Turbine | WT |  | W | 153.6 |  | 153.6 | 153.6 | 4 | N |  |  | N | IPP Non-CHP | 2 | X | WND
Onshore Wind Turbine.WND | onshore wind | TRUE | 56201 | Engie North America | 63103 | Triple H Wind Project | SD | Hyde | WTG | Onshore Wind Turbine | WT |  | W | 250.2 |  | 250.2 | 250.2 | 2.7 | N |  |  | N | IPP Non-CHP | 2 | X | WND
Onshore Wind Turbine.WND | onshore wind | TRUE | 56201 | Engie North America | 63104 | King Plains Wind Project | OK | Garfield | WTG | Onshore Wind Turbine | WT |  | W | 248.2 |  | 248.2 | 248.2 | 2.8 | N |  |  | N | IPP Non-CHP | 2 | X | WND
Solar Photovoltaic.SUN | solar PV | TRUE | 20860 | Wisconsin Public Service Corp | 63105 | Two Creeks Solar | WI | Manitowoc | 1 | Solar Photovoltaic | PV |  | J | 150 |  | 150 | 150 |  | N |  |  | N | Electric Utility | 1 | X | SUN
Solar Photovoltaic.SUN | solar PV | TRUE | 61227 | Nautilus Solar Solutions | 63106 | Dover CSG | NY | Dutchess | 21 | Solar Photovoltaic | PV |  | S | 2 |  | 2 | 2 |  | N |  |  | N | IPP Non-CHP | 2 | X | SUN
Solar Photovoltaic.SUN | solar PV | TRUE | 61227 | Nautilus Solar Solutions | 63107 | Howell CSG | NY | Orange | 1725 | Solar Photovoltaic | PV |  | S | 2 |  | 2 | 2 |  | N |  |  | N | IPP Non-CHP | 2 | X | SUN
Solar Photovoltaic.SUN | solar PV | TRUE | 61227 | Nautilus Solar Solutions | 63108 | Strauss CSG | NY | Seneca | 30 | Solar Photovoltaic | PV |  | S | 2 |  | 2 | 2 |  | N |  |  | N | IPP Non-CHP | 2 | X | SUN
Solar Photovoltaic.SUN | solar PV | TRUE | 6452 | Florida Power & Light Co | 63109 | Discovery Solar Center | FL | Brevard | 1 | Solar Photovoltaic | PV |  | S | 74.5 |  | 74.5 | 74.5 |  | N |  |  | N | Electric Utility | 1 | X | SUN
Solar Photovoltaic.SUN | solar PV | TRUE | 6452 | Florida Power & Light Co | 63110 | Sabal Palm Solar Center | FL | Palm Beach | 1 | Solar Photovoltaic | PV |  | S | 74.5 |  | 74.5 | 74.5 |  | N |  |  | N | Electric Utility | 1 | X | SUN
Solar Photovoltaic.SUN | solar PV | TRUE | 61227 | Nautilus Solar Solutions | 63112 | Ellsworth I CSG | NY | Saratoga | 22 | Solar Photovoltaic | PV |  | S | 2 |  | 2 | 2 |  | N |  |  | N | IPP Non-CHP | 2 | X | SUN
Onshore Wind Turbine.WND | onshore wind | TRUE | 62916 | Mohave County Wind Farm | 63114 | Mohave County Wind Farm | AZ | Mohave | MCWF | Onshore Wind Turbine | WT |  | S | 350 |  | 350 | 350 | 0 | N |  |  | N | IPP Non-CHP | 2 | X | WND
Solar Photovoltaic.SUN | solar PV | TRUE | 62915 | Madison Energy Holdings LLC | 63116 | Dakota Community Solar One LLC CSG | MN | Dakota | 52838 | Solar Photovoltaic | PV |  | S | 1 | 0.98 | 1 | 1 |  | N |  |  | N | IPP Non-CHP | 2 | X | SUN
Solar Photovoltaic.SUN | solar PV | TRUE | 62915 | Madison Energy Holdings LLC | 63117 | Douglas Todd Community Solar One LLC CSG | MN | Douglas | 52834 | Solar Photovoltaic | PV |  | S | 1 | 0.98 | 1 | 1 |  | N |  |  | N | IPP Non-CHP | 2 | X | SUN
Solar Photovoltaic.SUN | solar PV | TRUE | 62915 | Madison Energy Holdings LLC | 63118 | Meeker Community Solar One LLC CSG | MN | Meeker | 52824 | Solar Photovoltaic | PV |  | S | 1 | 0.98 | 1 | 1 |  | N |  |  | N | IPP Non-CHP | 2 | X | SUN
Solar Photovoltaic.SUN | solar PV | TRUE | 62915 | Madison Energy Holdings LLC | 63119 | McLeod Community Solar One LLC CSG | MN | McLeod | 52832 | Solar Photovoltaic | PV |  | S | 1 | 0.98 | 1 | 1 |  | N |  |  | N | IPP Non-CHP | 2 | X | SUN
Solar Photovoltaic.SUN | solar PV | TRUE | 62915 | Madison Energy Holdings LLC | 63120 | Nicollet Community Solar One LLC | MN | Nicollet | 52828 | Solar Photovoltaic | PV |  | S | 1 | 0.98 | 1 | 1 |  | N |  |  | N | IPP Non-CHP | 2 | X | SUN
Solar Photovoltaic.SUN | solar PV | TRUE | 62915 | Madison Energy Holdings LLC | 63121 | Stearns Community Solar One LLC CSG | MN | Stearns | 52825 | Solar Photovoltaic | PV |  | S | 1 | 0.98 | 1 | 1 |  | N |  |  | N | IPP Non-CHP | 2 | X | SUN
Solar Photovoltaic.SUN | solar PV | TRUE | 62915 | Madison Energy Holdings LLC | 63122 | Sherburne Community Solar One LLC CSG | MN | Sherburne | 52814 | Solar Photovoltaic | PV |  | S | 1 | 0.98 | 1 | 1 |  | N |  |  | N | IPP Non-CHP | 2 | X | SUN
Solar Photovoltaic.SUN | solar PV | TRUE | 62905 | Syncarpha Taos I, LLC | 63123 | Syncarpha Taos | NM | Taos | SYNTA | Solar Photovoltaic | PV |  | S | 3.1 | 1 | 3.1 | 3.1 |  | N |  |  | N | IPP Non-CHP | 2 | X | SUN
Solar Photovoltaic.SUN | solar PV | TRUE | 62904 | Syncarpha El Rito I, LLC | 63124 | Syncarpha El Rito | NM | Rio Arriba | SYNEL | Solar Photovoltaic | PV |  | S | 1.6 |  | 1.6 | 1.6 |  | N |  |  | N | IPP Non-CHP | 2 | X | SUN
Solar Photovoltaic.SUN | solar PV | TRUE | 62906 | Syncarpha Questa I, LLC | 63125 | Syncarpha Questa | NM | Taos | SYNQU | Solar Photovoltaic | PV |  | S | 1.6 | 1 | 1.6 | 1.6 |  | N |  |  | N | IPP Non-CHP | 2 | X | SUN
Solar Photovoltaic.SUN | solar PV | TRUE | 62911 | Drew Solar LLC | 63127 | Drew Solar LLC | CA | Imperial | DS | Solar Photovoltaic | PV |  | S | 100 |  | 100 | 100 |  | N |  |  | N | IPP Non-CHP | 2 | X | SUN
Solar Photovoltaic.SUN | solar PV | TRUE | 62912 | Iris Solar LLC | 63128 | Iris Solar LLC | LA | Washington | ISLLC | Solar Photovoltaic | PV |  | S | 50 |  | 50 | 50 |  | N |  |  | N | IPP Non-CHP | 2 | X | SUN
Solar Photovoltaic.SUN | solar PV | TRUE | 61012 | AES Distributed Energy | 63129 | Allis Medina Solar LLC CSG | NY | Orleans | ALLIS | Solar Photovoltaic | PV |  | S | 5 |  | 5 | 5 |  | N |  |  | N | IPP Non-CHP | 2 | X | SUN
Solar Photovoltaic.SUN | solar PV | TRUE | 61012 | AES Distributed Energy | 63130 | Beals Medina Solar LLC CSG | NY | Orleans | BEALS | Solar Photovoltaic | PV |  | S | 3.5 |  | 3.5 | 3.5 |  | N |  |  | N | IPP Non-CHP | 2 | X | SUN
Solar Photovoltaic.SUN | solar PV | TRUE | 61012 | AES Distributed Energy | 63131 | West Street Solar 1 LLC | MA | Worcester | GRDNR | Solar Photovoltaic | PV |  | S | 5 |  | 5 | 5 |  | N |  |  | N | IPP Non-CHP | 2 | X | SUN
Onshore Wind Turbine.WND | onshore wind | TRUE | 61219 | Longroad Energy Services LLC | 63132 | Weaver Wind | ME | Hancock | WEAVR | Onshore Wind Turbine | WT |  | S | 72.6 |  | 72.6 | 72.6 | 0 | N |  |  | N | IPP Non-CHP | 2 | X | WND
Onshore Wind Turbine.WND | onshore wind | TRUE | 62913 | Roundhouse Renewable Energy, LLC | 63133 | Roundhouse Wind Energy Project | WY | Laramie | 82059 | Onshore Wind Turbine | WT |  | S | 124 | 0.9 | 124 | 124 | 2.8 | N |  |  | N | IPP Non-CHP | 2 | X | WND
Onshore Wind Turbine.WND | onshore wind | TRUE | 62913 | Roundhouse Renewable Energy, LLC | 63133 | Roundhouse Wind Energy Project | WY | Laramie | 82060 | Onshore Wind Turbine | WT |  | S | 79 | 0.87 | 79 | 79 | 2.8 | N |  |  | N | IPP Non-CHP | 2 | X | WND
Onshore Wind Turbine.WND | onshore wind | TRUE | 62913 | Roundhouse Renewable Energy, LLC | 63133 | Roundhouse Wind Energy Project | WY | Laramie | 82061 | Onshore Wind Turbine | WT |  | S | 23 | 0.9 | 23 | 23 | 2.8 | N |  |  | N | IPP Non-CHP | 2 | X | WND
Solar Photovoltaic.SUN | solar PV | TRUE | 61227 | Nautilus Solar Solutions | 63136 | Hopkins Hill CSG | RI | Kent | 64605 | Solar Photovoltaic | PV |  | S | 4.8 |  | 4.8 | 4.8 |  | N |  |  | N | IPP Non-CHP | 2 | X | SUN
Solar Photovoltaic.SUN | solar PV | TRUE | 61227 | Nautilus Solar Solutions | 63136 | Hopkins Hill CSG | RI | Kent | HH1 | Solar Photovoltaic | PV |  | S | 3.3 |  | 3.3 | 3.3 |  | N |  |  | N | IPP Non-CHP | 2 | X | SUN
Solar Photovoltaic.SUN | solar PV | TRUE | 61227 | Nautilus Solar Solutions | 63136 | Hopkins Hill CSG | RI | Kent | HH2 | Solar Photovoltaic | PV |  | S | 3.3 |  | 3.3 | 3.3 |  | N |  |  | N | IPP Non-CHP | 2 | X | SUN
Solar Photovoltaic.SUN | solar PV | TRUE | 15470 | Duke Energy Indiana, LLC | 63137 | Tippecanoe Solar Power Plant | IN | Tippecanoe | PV1 | Solar Photovoltaic | PV |  | S | 1.6 |  | 1.6 | 1.6 | 1.6 | N |  |  | N | Electric Utility | 1 | X | SUN
Solar Photovoltaic.SUN | solar PV | TRUE | 60531 | Standard Solar | 63138 | USS Haven Solar LLC CSG | MN | Sherburne | USHAV | Solar Photovoltaic | PV |  | J | 1 |  | 1 | 1 |  | N |  |  | N | IPP Non-CHP | 2 | X | SUN
Solar Photovoltaic.SUN | solar PV | TRUE | 60531 | Standard Solar | 63139 | USS White Cloud LLC CSG | MN | Sherburne | USSWC | Solar Photovoltaic | PV |  | J | 1 |  | 1 | 1 |  | N |  |  | N | IPP Non-CHP | 2 | X | SUN
Solar Photovoltaic.SUN | solar PV | TRUE | 60531 | Standard Solar | 63140 | USS Westeros Solar LLC CSG | MN | Carver | USSWS | Solar Photovoltaic | PV |  | J | 1 |  | 1 | 1 |  | N |  |  | N | IPP Non-CHP | 2 | X | SUN
Solar Photovoltaic.SUN | solar PV | TRUE | 60531 | Standard Solar | 63141 | USS Sunrise Solar LLC CSG | MN | Chisago | SNRSE | Solar Photovoltaic | PV |  | J | 1 |  | 1 | 1 |  | N |  |  | N | IPP Non-CHP | 2 | X | SUN
Solar Photovoltaic.SUN | solar PV | TRUE | 60531 | Standard Solar | 63142 | USS Milkweed Solar LLC CSG | MN | Stearns | MLKWD | Solar Photovoltaic | PV |  | J | 1 |  | 1 | 1 |  | N |  |  | N | IPP Non-CHP | 2 | X | SUN
Solar Photovoltaic.SUN | solar PV | TRUE | 60531 | Standard Solar | 63143 | USS Greenhouse Solar LLC CSG | MN | Goodhue | GRHSE | Solar Photovoltaic | PV |  | J | 1 |  | 1 | 1 |  | N |  |  | N | IPP Non-CHP | 2 | X | SUN
Solar Photovoltaic.SUN | solar PV | TRUE | 60531 | Standard Solar | 63144 | USS Mayhew Solar LLC CSG | MN | Benton | MAYHW | Solar Photovoltaic | PV |  | J | 1 |  | 1 | 1 |  | N |  |  | N | IPP Non-CHP | 2 | X | SUN
Solar Photovoltaic.SUN | solar PV | TRUE | 60531 | Standard Solar | 63145 | USS Cheyenne Solar LLC CSG | MN | Chisago | CHYNE | Solar Photovoltaic | PV |  | J | 1 |  | 1 | 1 |  | N |  |  | N | IPP Non-CHP | 2 | X | SUN
Solar Photovoltaic.SUN | solar PV | TRUE | 60531 | Standard Solar | 63146 | USS Midtown Solar LLC CSG | MN | Stearns | MDTWN | Solar Photovoltaic | PV |  | J | 1 |  | 1 | 1 |  | N |  |  | N | IPP Non-CHP | 2 | X | SUN
Solar Photovoltaic.SUN | solar PV | TRUE | 60531 | Standard Solar | 63147 | USS Monarch Solar LLC CSG | MN | Pope | MNRCH | Solar Photovoltaic | PV |  | J | 1 |  | 1 | 1 |  | N |  |  | N | IPP Non-CHP | 2 | X | SUN
Solar Photovoltaic.SUN | solar PV | TRUE | 60531 | Standard Solar | 63148 | USS Turkey Solar LLC CSG | MN | Meeker | TURKY | Solar Photovoltaic | PV |  | J | 1 |  | 1 | 1 |  | N |  |  | N | IPP Non-CHP | 2 | X | SUN
Solar Photovoltaic.SUN | solar PV | TRUE | 56990 | NJR Clean Energy Ventures Corporation | 63149 | Franklin Solar | NJ | Warren | FRANK | Solar Photovoltaic | PV |  | W | 8.8 | 1 | 8.8 | 8.8 |  | N |  |  | N | IPP Non-CHP | 2 | X | SUN
Solar Photovoltaic.SUN | solar PV | TRUE | 56990 | NJR Clean Energy Ventures Corporation | 63150 | Pohatcong Solar Farm | NJ | Warren | POHAT | Solar Photovoltaic | PV |  | W | 8 | 1 | 8 | 8 |  | N |  |  | N | IPP Non-CHP | 2 | X | SUN
Solar Photovoltaic.SUN | solar PV | TRUE | 60531 | Standard Solar | 63151 | USS Solar Sources LLC CSG | MN | Washington | SOURC | Solar Photovoltaic | PV |  | J | 1 |  | 1 | 1 |  | N |  |  | N | IPP Non-CHP | 2 | X | SUN
Solar Photovoltaic.SUN | solar PV | TRUE | 60531 | Standard Solar | 63152 | USS Christoffer Solar LLC CSG | MN | Chippewa | CHRST | Solar Photovoltaic | PV |  | J | 1 |  | 1 | 1 |  | N |  |  | N | IPP Non-CHP | 2 | X | SUN
Solar Photovoltaic.SUN | solar PV | TRUE | 60531 | Standard Solar | 63153 | USS Buckaroo Solar LLC CSG | MN | Clay | BUCKR | Solar Photovoltaic | PV |  | J | 1 |  | 1 | 1 |  | N |  |  | N | IPP Non-CHP | 2 | X | SUN
Solar Photovoltaic.SUN | solar PV | TRUE | 60531 | Standard Solar | 63154 | USS Horne North Solar LLC CSG | MN | Clay | HORNN | Solar Photovoltaic | PV |  | J | 1 |  | 1 | 1 |  | N |  |  | N | IPP Non-CHP | 2 | X | SUN
Solar Photovoltaic.SUN | solar PV | TRUE | 60531 | Standard Solar | 63155 | USS Horne South Solar LLC CSG | MN | Clay | HORNS | Solar Photovoltaic | PV |  | J | 1 |  | 1 | 1 |  | N |  |  | N | IPP Non-CHP | 2 | X | SUN
Solar Photovoltaic.SUN | solar PV | TRUE | 60531 | Standard Solar | 63156 | USS JJ Clay Solar LLC CSG | MN | Clay | JJCLY | Solar Photovoltaic | PV |  | J | 1 |  | 1 | 1 |  | N |  |  | N | IPP Non-CHP | 2 | X | SUN
Solar Photovoltaic.SUN | solar PV | TRUE | 60531 | Standard Solar | 63157 | USS Verde Solar LLC CSG | MN | Redwood | VERDE | Solar Photovoltaic | PV |  | J | 1 |  | 1 | 1 |  | N |  |  | N | IPP Non-CHP | 2 | X | SUN
Solar Photovoltaic.SUN | solar PV | TRUE | 60531 | Standard Solar | 63158 | USS Cougar Solar LLC CSG | MN | Redwood | COUGR | Solar Photovoltaic | PV |  | J | 1 |  | 1 | 1 |  | N |  |  | N | IPP Non-CHP | 2 | X | SUN
Solar Photovoltaic.SUN | solar PV | TRUE | 60531 | Standard Solar | 63159 | USS Flower Solar LLC CSG | MN | Nicollet | FLOWR | Solar Photovoltaic | PV |  | J | 1 |  | 1 | 1 |  | N |  |  | N | IPP Non-CHP | 2 | X | SUN
Solar Photovoltaic.SUN | solar PV | TRUE | 60531 | Standard Solar | 63160 | USS All In Solar LLC CSG | MN | Freeborn | ALLIN | Solar Photovoltaic | PV |  | S | 1 |  | 1 | 1 |  | N |  |  | N | IPP Non-CHP | 2 | X | SUN
Solar Photovoltaic.SUN | solar PV | TRUE | 61012 | AES Distributed Energy | 63161 | AES Tonawanda Solar LLC | NY | Erie | TNWDA | Solar Photovoltaic | PV |  | S | 2 |  | 2 | 2 |  | N |  |  | N | IPP Non-CHP | 2 | X | SUN
Solar Photovoltaic.SUN | solar PV | TRUE | 62961 | Mountain Parks Services, Inc. | 63163 | Tom Sifers Solar | CO | Grand | SIFRS | Solar Photovoltaic | PV |  | S | 1 |  | 1 | 1 |  | N |  |  | N | IPP Non-CHP | 2 | X | SUN
Solar Photovoltaic.SUN | solar PV | TRUE | 62961 | Mountain Parks Services, Inc. | 63164 | Whiskey Hill Solar | CO | Jackson | WHSKY | Solar Photovoltaic | PV |  | S | 1 |  | 1 | 1 |  | N |  |  | N | IPP Non-CHP | 2 | X | SUN
Solar Photovoltaic.SUN | solar PV | TRUE | 65173 | United States Solar Corporation | 63165 | USS Reindeer Solar LLC CSG | MN | Benton | RENDR | Solar Photovoltaic | PV |  | W | 1 |  | 1 | 1 | 1 | N |  |  | N | IPP Non-CHP | 2 | X | SUN
Solar Photovoltaic.SUN | solar PV | TRUE | 65173 | United States Solar Corporation | 63166 | USS Bush Solar LLC CSG | MN | Steele | BUSH | Solar Photovoltaic | PV |  | W | 1 |  | 1 | 1 |  | N |  |  | N | IPP Non-CHP | 2 | X | SUN
Solar Photovoltaic.SUN | solar PV | TRUE | 65173 | United States Solar Corporation | 63167 | USS Hancock Solar LLC CSG | MN | Carver | HNCCK | Solar Photovoltaic | PV |  | W | 1 | 1 | 1 | 1 | 1 | N |  |  |  | IPP Non-CHP | 2 | X | SUN
Solar Photovoltaic.SUN | solar PV | TRUE | 65173 | United States Solar Corporation | 63168 | USS Pheasant Solar LLC CSG | MN | Chippewa | PHSNT | Solar Photovoltaic | PV |  | W | 1 | 1 | 1 | 1 |  | N |  |  | N | IPP Non-CHP | 2 | X | SUN
Solar Photovoltaic.SUN | solar PV | TRUE | 60531 | Standard Solar | 63169 | USS KVPV Solar LLC CSG | MN | Clay | KVPV | Solar Photovoltaic | PV |  | S | 1 | 1 | 1 | 1 |  | N |  |  | N | IPP Non-CHP | 2 | X | SUN
Solar Photovoltaic.SUN | solar PV | TRUE | 60531 | Standard Solar | 63170 | USS Kass Solar LLC | MN | Lyon | KASS | Solar Photovoltaic | PV |  | S | 1 | 1 | 1 | 1 |  | N |  |  | N | IPP Non-CHP | 2 | X | SUN
Solar Photovoltaic.SUN | solar PV | TRUE | 65173 | United States Solar Corporation | 63171 | USS Chariot Solar LLC | MN | Renville | CHROT | Solar Photovoltaic | PV |  | W | 1 | 1 | 1 | 1 | 1 | N |  |  | N | IPP Non-CHP | 2 | X | SUN
Petroleum Liquids.DFO | petroleum | TRUE | 1456 | Town of Bedford - (VA) | 63173 | Orange Street G1 | VA | Bedford | 1 | Petroleum Liquids | IC |  | S | 1.8 | 0.8 | 1.8 | 1.8 | 1.8 | N |  |  | N | Electric Utility | 1 | X | DFO
Solar Photovoltaic.SUN | solar PV | TRUE | 62962 | Hartmann Community Solar LLC | 63174 | Hartmann Project CSG | MN | Sherburne | TC3 | Solar Photovoltaic | PV |  | S | 1 |  | 1 | 1 |  | N |  |  | N | IPP Non-CHP | 2 | X | SUN
Solar Photovoltaic.SUN | solar PV | TRUE | 62963 | E. Goenner Community Solar LLC | 63175 | E. Goenner Project CSG | MN | Sherburne | TC3 | Solar Photovoltaic | PV |  | S | 1 |  | 1 | 1 |  | N |  |  | N | IPP Non-CHP | 2 | X | SUN
Solar Photovoltaic.SUN | solar PV | TRUE | 62964 | Prawer Community Solar LLC | 63176 | Prawer Project CSG | MN | Sherburne | TC3 | Solar Photovoltaic | PV |  | S | 1 |  | 1 | 1 |  | N |  |  | N | IPP Non-CHP | 2 | X | SUN
Solar Photovoltaic.SUN | solar PV | TRUE | 62965 | Schwinghamer Community Solar LLC | 63177 | Schwinghamer Project CSG | MN | Stearns | TC3 | Solar Photovoltaic | PV |  | S | 1 |  | 1 | 1 |  | N |  |  | N | IPP Non-CHP | 2 | X | SUN
Solar Photovoltaic.SUN | solar PV | TRUE | 62966 | STAG St. Paul Community Solar LLC | 63178 | STAG St. Paul Project CSG | MN | Dakota | TC3 | Solar Photovoltaic | PV |  | S | 1 |  | 1 | 1 |  | N |  |  | N | IPP Non-CHP | 2 | X | SUN
Solar Photovoltaic.SUN | solar PV | TRUE | 60970 | SunShare Management | 63179 | Linden 01 CSG | MN | Scott | KANE1 | Solar Photovoltaic | PV |  | S | 1 |  | 1 | 1 |  | N |  |  | N | IPP Non-CHP | 2 | X | SUN
Solar Photovoltaic.SUN | solar PV | TRUE | 62627 | Alchemy Renewable Energy | 63180 | TPE Whitney Solar, LLC | TX | Bosque | TXWHT | Solar Photovoltaic | PV |  | S | 9.9 |  | 9.9 | 9.9 |  | N |  |  | N | IPP Non-CHP | 2 | X | SUN
Solar Photovoltaic.SUN | solar PV | TRUE | 62923 | Solar Planet Power | 63181 | Monroeville Solar | OH | Huron | MNVL | Solar Photovoltaic | PV |  | W | 3.2 |  | 3 | 3 |  | N |  |  | N | IPP Non-CHP | 2 | X | SUN
Solar Photovoltaic.SUN | solar PV | TRUE | 60970 | SunShare Management | 63182 | Linden 02 CSG | MN | Scott | LIND2 | Solar Photovoltaic | PV |  | S | 1 |  | 1 | 1 |  | N |  |  | N | IPP Non-CHP | 2 | X | SUN
Solar Photovoltaic.SUN | solar PV | TRUE | 60970 | SunShare Management | 63183 | Linden 03 CSG | MN | Scott | LIND3 | Solar Photovoltaic | PV |  | S | 1 |  | 1 | 1 |  | N |  |  | N | IPP Non-CHP | 2 | X | SUN
Solar Photovoltaic.SUN | solar PV | TRUE | 59300 | PNM Resources | 63184 | Rio Rancho Solar Energy Center | NM | Bernalillo | RIRA | Solar Photovoltaic | PV |  | S | 10 | 1 | 10 | 10 |  | N |  |  | N | Electric Utility | 1 | X | SUN
Solar Photovoltaic.SUN | solar PV | TRUE | 56990 | NJR Clean Energy Ventures Corporation | 63185 | Sayreville Solar Project | NJ | Middlesex | SAYRE | Solar Photovoltaic | PV |  | W | 3.1 | 1 | 3.1 | 3.1 |  | N |  |  | N | IPP Non-CHP | 2 | X | SUN
Solar Photovoltaic.SUN | solar PV | TRUE | 62894 | Imeson Solar Farm LLC | 63186 | Imeson Solar | FL | Duval | IMESO | Solar Photovoltaic | PV |  | S | 5 |  | 5 | 5 |  | N |  |  | N | IPP Non-CHP | 2 | X | SUN
Batteries.MWH | battery storage | 0 | 62894 | Imeson Solar Farm LLC | 63186 | Imeson Solar | FL | Duval | IMESS | Batteries | BA |  | S | 5 |  | 5 | 5 | 5 | N |  |  | N | IPP Non-CHP | 2 | X | MWH
Solar Photovoltaic.SUN | solar PV | TRUE | 62951 | FL Solar 4, LLC | 63187 | FL Solar 4, LLC | FL | Leon | FL4 | Solar Photovoltaic | PV |  | S | 42 |  | 42 | 42 |  | N |  |  | N | IPP Non-CHP | 2 | X | SUN
Solar Photovoltaic.SUN | solar PV | TRUE | 62701 | Vista Solar, Inc. | 63189 | Bio-Rad | CA | Contra Costa | BIORD | Solar Photovoltaic | PV |  | W | 2.5 |  | 2.4 | 1.1 |  | N |  |  | N | IPP Non-CHP | 2 | X | SUN
Solar Photovoltaic.SUN | solar PV | TRUE | 62701 | Vista Solar, Inc. | 63191 | Hopkinton Phase 2 | RI | Washington | HTP2 | Solar Photovoltaic | PV |  | W | 2.5 |  | 2.5 | 1.9 |  | N |  |  | N | IPP Non-CHP | 2 | X | SUN
Solar Photovoltaic.SUN | solar PV | TRUE | 56990 | NJR Clean Energy Ventures Corporation | 63198 | ACCP NJ 1 | NJ | Sussex | ACCP1 | Solar Photovoltaic | PV |  | W | 1.2 |  | 1.2 | 1.2 |  | N |  |  | N | IPP Non-CHP | 2 | X | SUN
Solar Photovoltaic.SUN | solar PV | TRUE | 60474 | Vanguard Energy Partners, LLC | 63200 | Bergenmand Solar Partners, LLC Mahwah | NJ | Bergen | SA1 | Solar Photovoltaic | PV |  | W | 0.5 | 0.99 | 0.5 | 0.1 |  | N |  |  | N | IPP Non-CHP | 2 | X | SUN
Solar Photovoltaic.SUN | solar PV | TRUE | 60474 | Vanguard Energy Partners, LLC | 63200 | Bergenmand Solar Partners, LLC Mahwah | NJ | Bergen | SA2 | Solar Photovoltaic | PV |  | W | 0.5 | 0.99 | 0.5 | 0.1 |  | N |  |  | N | IPP Non-CHP | 2 | X | SUN
Petroleum Liquids.DFO | petroleum | TRUE | 19780 | Vermont Public Power Supply Authority | 63203 | VPPSA Project 10 | VT | Franklin | 12510 | Petroleum Liquids | GT |  | S | 23.6 | 0.9 | 19 | 23.8 | 14 | N |  |  | N | Electric Utility | 1 | X | DFO
Petroleum Liquids.DFO | petroleum | TRUE | 19780 | Vermont Public Power Supply Authority | 63203 | VPPSA Project 10 | VT | Franklin | 12511 | Petroleum Liquids | GT |  | S | 23.6 | 0.9 | 19 | 23.5 | 14 | N |  |  | N | Electric Utility | 1 | X | DFO
Solar Photovoltaic.SUN | solar PV | TRUE | 62988 | DG California Solar LLC | 63204 | CID Solar (CA) | CA | Kings | HLS | Solar Photovoltaic | PV |  | S | 2 |  | 2 | 2 |  | N |  |  | N | IPP Non-CHP | 2 | X | SUN
Onshore Wind Turbine.WND | onshore wind | TRUE | 17650 | Southern Power Co | 63205 | Skookumchuck Wind Facility | WA | Thurston | 1 | Onshore Wind Turbine | WT |  | W | 136 |  | 136.8 | 136.8 | 3.5 | N |  |  | N | IPP Non-CHP | 2 | X | WND
Solar Photovoltaic.SUN | solar PV | TRUE | 62989 | Rafael Solar LLC | 63206 | Rafael Solar | OR | Marion | RSPV1 | Solar Photovoltaic | PV |  | S | 2.2 | 1 | 2.2 | 2.2 |  | N |  |  | N | IPP Non-CHP | 2 | X | SUN
Solar Photovoltaic.SUN | solar PV | TRUE | 62990 | Case Creek Solar LLC | 63207 | Case Creek Solar | OR | Marion | CCPV1 | Solar Photovoltaic | PV |  | S | 2.2 | 1 | 2.2 | 2.2 |  | N |  |  | N | IPP Non-CHP | 2 | X | SUN
Solar Photovoltaic.SUN | solar PV | TRUE | 62991 | Kale Patch Solar LLC | 63208 | Kale Patch Solar | OR | Marion | KPPV1 | Solar Photovoltaic | PV |  | S | 2.2 | 1 | 2.2 | 2.2 |  | N |  |  | N | IPP Non-CHP | 2 | X | SUN
Onshore Wind Turbine.WND | onshore wind | TRUE | 62993 | Aviator Wind, LLC | 63209 | Aviator Wind | TX | Coke | AVTOR | Onshore Wind Turbine | WT |  | S | 525 | 0.95 | 525 | 525 | 0 | N |  |  | N | IPP Non-CHP | 2 | X | WND
Solar Photovoltaic.SUN | solar PV | TRUE | 49893 | Invenergy Services LLC | 63211 | Samson Solar Energy | TX | Franklin | GEN1 | Solar Photovoltaic | PV |  | S | 250 |  | 250 | 250 | 0 | N |  |  | N | IPP Non-CHP | 2 | X | SUN
Solar Photovoltaic.SUN | solar PV | TRUE | 58135 | Ecos Energy LLC | 63212 | Battle Creek Solar | VT | Bennington | BC1 | Solar Photovoltaic | PV |  | S | 2.2 | 0.99 | 2.2 | 2.2 |  | N |  |  | N | IPP Non-CHP | 2 | X | SUN
Solar Photovoltaic.SUN | solar PV | FALSE | 62947 | Johnson Melloh Solutions | 63213 | Sheridan School Corporation Solar | IN | Hamilton | 418ES | Solar Photovoltaic | PV |  | W | 0.6 |  | 0.4 | 0.4 |  | N |  |  | N | Commercial Non-CHP | 4 | X | SUN
Solar Photovoltaic.SUN | solar PV | FALSE | 62947 | Johnson Melloh Solutions | 63213 | Sheridan School Corporation Solar | IN | Hamilton | 418HS | Solar Photovoltaic | PV |  | W | 0.9 |  | 0.4 | 0.4 |  | N |  |  | N | Commercial Non-CHP | 4 | X | SUN
Batteries.MWH | battery storage | 0 | 62950 | HG Solar Development, LLC | 63214 | Middleton Solar Park | MA | Essex | MDB02 | Batteries | BA |  | S | 3 |  | 3 | 3 | 0.3 | N |  |  | N | IPP Non-CHP | 2 | X | MWH
Solar Photovoltaic.SUN | solar PV | TRUE | 62950 | HG Solar Development, LLC | 63214 | Middleton Solar Park | MA | Essex | MDL01 | Solar Photovoltaic | PV |  | S | 5 |  | 5 | 3.8 |  | N |  |  | N | IPP Non-CHP | 2 | X | SUN
Solar Photovoltaic.SUN | solar PV | TRUE | 60531 | Standard Solar | 63215 | USS Dot Com Solar LLC CSG | MN | Redwood | DOTCM | Solar Photovoltaic | PV |  | S | 1.4 |  | 1.4 | 1.4 |  | N |  |  | N | IPP Non-CHP | 2 | X | SUN
Solar Photovoltaic.SUN | solar PV | TRUE | 60531 | Standard Solar | 63216 | USS B&B Solar LLC CSG | MN | Redwood | BB | Solar Photovoltaic | PV |  | S | 1 |  | 1 | 1 |  | N |  |  | N | IPP Non-CHP | 2 | X | SUN
Solar Photovoltaic.SUN | solar PV | TRUE | 65173 | United States Solar Corporation | 63218 | USS Water Town Solar LLC CSG | MN | Le Sueur | WTRTN | Solar Photovoltaic | PV |  | W | 1 |  | 1 | 1 | 1 | N |  |  | N | IPP Non-CHP | 2 | X | SUN
Solar Photovoltaic.SUN | solar PV | TRUE | 65173 | United States Solar Corporation | 63219 | USS Water Fowl Solar LLC CSG | MN | McLeod | WTRFL | Solar Photovoltaic | PV |  | W | 1 |  | 1 | 1 |  | N |  |  | N | IPP Non-CHP | 2 | X | SUN
Solar Photovoltaic.SUN | solar PV | TRUE | 65173 | United States Solar Corporation | 63220 | USS Water City Solar LLC CSG | MN | Le Sueur | WTRCY | Solar Photovoltaic | PV |  | W | 1 |  | 1 | 1 | 1 | N |  |  | N | IPP Non-CHP | 2 | X | SUN
Solar Photovoltaic.SUN | solar PV | TRUE | 60531 | Standard Solar | 63221 | USS Steamboat Solar LLC CSG | MN | Redwood | STMBT | Solar Photovoltaic | PV |  | S | 1 |  | 1 | 1 |  | N |  |  | N | IPP Non-CHP | 2 | X | SUN
Solar Photovoltaic.SUN | solar PV | TRUE | 62842 | Lightsource Renewable Energy Asset Management, LLC | 63222 | Impact Solar 1 | TX | Lamar | TXIM1 | Solar Photovoltaic | PV |  | W | 198.5 | 0.95 | 198.5 | 198.5 |  | N |  |  | N | IPP Non-CHP | 2 | X | SUN
Solar Photovoltaic.SUN | solar PV | TRUE | 55983 | Luminant Generation Company LLC | 63223 | Brightside | TX | Bee | UNIT1 | Solar Photovoltaic | PV |  | S | 50.7 | 0.9 | 50.7 | 50.7 | 0 | N |  |  | N | IPP Non-CHP | 2 | X | SUN
Solar Photovoltaic.SUN | solar PV | TRUE | 60531 | Standard Solar | 63224 | NY 26 Carthage CSG | NY | Jefferson | X0140 | Solar Photovoltaic | PV |  | S | 5 |  | 5 | 5 |  | N |  |  | N | IPP Non-CHP | 2 | X | SUN
Solar Photovoltaic.SUN | solar PV | TRUE | 63006 | AGA TAG Solar IV LLC | 63225 | AGA TAG Solar IV LLC | NC | Brunswick | PV1 | Solar Photovoltaic | PV |  | S | 4.9 |  | 4.8 | 4.8 |  | N |  |  | N | IPP Non-CHP | 2 | X | SUN
Solar Photovoltaic.SUN | solar PV | FALSE | 62998 | Cox Enterprises | 63229 | Manheim New Jersey | NJ | Burlington | NJSGR | Solar Photovoltaic | PV |  | S | 0.8 | 1 | 0.8 | 0.8 |  | N |  |  | N | Commercial Non-CHP | 4 | X | SUN
Solar Photovoltaic.SUN | solar PV | FALSE | 62998 | Cox Enterprises | 63229 | Manheim New Jersey | NJ | Burlington | NJSRO | Solar Photovoltaic | PV |  | S | 1.4 | 1 | 1.4 | 1.4 |  | N |  |  | N | Commercial Non-CHP | 4 | X | SUN
Solar Photovoltaic.SUN | solar PV | FALSE | 62994 | Dynamic Energy Solutions, LLC | 63230 | Knaggs Brothers Farm | NY | Albany | KNAGG | Solar Photovoltaic | PV |  | S | 3.9 |  | 3.9 | 0.5 |  | N |  |  | N | Industrial Non-CHP | 6 | X | SUN
Solar Photovoltaic.SUN | solar PV | TRUE | 63001 | MN CSG 2, LLC | 63231 | Woodbury Solar | MN | Washington | PV | Solar Photovoltaic | PV |  | S | 3 |  | 3 | 3 |  | N |  |  | N | IPP Non-CHP | 2 | X | SUN
Solar Photovoltaic.SUN | solar PV | FALSE | 62994 | Dynamic Energy Solutions, LLC | 63232 | Brookfield Wire Company | MA | Worcester | BROOK | Solar Photovoltaic | PV |  | W | 1.4 |  | 1.4 | 0.2 |  | N |  |  | N | Industrial Non-CHP | 6 | X | SUN
Solar Photovoltaic.SUN | solar PV | TRUE | 62992 | O'Neill Creek Solar LLC | 63235 | O'Neill Creek Solar | OR | Washington | OCPV1 | Solar Photovoltaic | PV |  | S | 2.2 | 1 | 2.2 | 2.2 |  | N |  |  | N | IPP Non-CHP | 2 | X | SUN
Natural Gas Internal Combustion Engine.NG | natural gas peaker | FALSE | 62997 | Veolia North America | 63236 | Kings Plaza Total Energy Plant (TEP) | NY | Kings | DG2 | Natural Gas Internal Combustion Engine | IC |  | W | 3.2 | 1 | 3.2 | 3.2 | 0.1 | N |  |  | Y | Commercial CHP | 5 | T | NG
Natural Gas Internal Combustion Engine.NG | natural gas peaker | FALSE | 62997 | Veolia North America | 63236 | Kings Plaza Total Energy Plant (TEP) | NY | Kings | DG3 | Natural Gas Internal Combustion Engine | IC |  | W | 3.2 | 1 | 3.2 | 3.2 | 0.1 | N |  |  | Y | Commercial CHP | 5 | T | NG
Natural Gas Internal Combustion Engine.NG | natural gas peaker | FALSE | 62997 | Veolia North America | 63236 | Kings Plaza Total Energy Plant (TEP) | NY | Kings | DG4 | Natural Gas Internal Combustion Engine | IC |  | W | 3.2 | 1 | 3.2 | 3.2 | 0.1 | N |  |  | Y | Commercial CHP | 5 | T | NG
Natural Gas Internal Combustion Engine.NG | natural gas peaker | FALSE | 62997 | Veolia North America | 63236 | Kings Plaza Total Energy Plant (TEP) | NY | Kings | DG5 | Natural Gas Internal Combustion Engine | IC |  | W | 3.2 | 1 | 3.2 | 3.2 | 0.1 | N |  |  | Y | Commercial CHP | 5 | T | NG
Solar Photovoltaic.SUN | solar PV | TRUE | 62999 | Old Court Rd Solar, LLC | 63237 | Old Court Rd Solar | MD | Howard | OLDCT | Solar Photovoltaic | PV |  | S | 2 |  | 2 | 2 |  | N |  |  | N | IPP Non-CHP | 2 | X | SUN
Solar Photovoltaic.SUN | solar PV | TRUE | 58135 | Ecos Energy LLC | 63239 | Sherman Solar | CT | New London | SHRM | Solar Photovoltaic | PV |  | S | 1 | 0.99 | 1 | 1 |  | N |  |  | N | IPP Non-CHP | 2 | X | SUN
Solar Photovoltaic.SUN | solar PV | TRUE | 58135 | Ecos Energy LLC | 63240 | Jackson Solar (CT) | CT | New London | JACK | Solar Photovoltaic | PV |  | S | 1 | 0.99 | 1 | 1 |  | N |  |  | N | IPP Non-CHP | 2 | X | SUN
Solar Photovoltaic.SUN | solar PV | TRUE | 63016 | Limelight Solar II LLC | 63241 | Limelight Solar II LLC | SC | Spartanburg | SCLL | Solar Photovoltaic | PV |  | S | 2 |  | 2 | 2 |  | N |  |  | N | IPP Non-CHP | 2 | X | SUN
Solar Photovoltaic.SUN | solar PV | TRUE | 63018 | ATOOD Solar III LLC | 63242 | ATOOD Solar III LLC | SC | Spartanburg | SCAT | Solar Photovoltaic | PV |  | S | 2 | 0.95 | 2 | 2 |  | N |  |  | N | IPP Non-CHP | 2 | X | SUN
Solar Photovoltaic.SUN | solar PV | TRUE | 63019 | AGA TAG Solar III LLC | 63243 | AGA TAG Solar III LLC | SC | Spartanburg | SCAG | Solar Photovoltaic | PV |  | S | 2 |  | 2 | 2 |  | N |  |  | N | IPP Non-CHP | 2 | X | SUN
Solar Photovoltaic.SUN | solar PV | TRUE | 58135 | Ecos Energy LLC | 63244 | Sydney Solar | CT | Windham | SYDN | Solar Photovoltaic | PV |  | S | 2 | 0.99 | 2 | 2 |  | N |  |  | N | IPP Non-CHP | 2 | X | SUN
Solar Photovoltaic.SUN | solar PV | TRUE | 58135 | Ecos Energy LLC | 63245 | Dickinson Solar (CT) | CT | Windham | DCKN | Solar Photovoltaic | PV |  | S | 2 | 0.99 | 2 | 2 |  | N |  |  | N | IPP Non-CHP | 2 | X | SUN
Landfill Gas.LFG | natural gas peaker | TRUE | 62998 | Cox Enterprises | 63246 | New River Clean Energy | WV | Raleigh | NEW2 | Landfill Gas | IC |  | S | 1.6 | 1 | 1.6 | 1.6 | 0.8 | N |  |  | N | IPP Non-CHP | 2 | X | LFG
Landfill Gas.LFG | natural gas peaker | TRUE | 62998 | Cox Enterprises | 63246 | New River Clean Energy | WV | Raleigh | NEWR1 | Landfill Gas | IC |  | S | 1.6 | 1 | 1.6 | 1.6 | 0.8 | N |  |  | N | IPP Non-CHP | 2 | X | LFG
Solar Photovoltaic.SUN | solar PV | TRUE | 63359 | REA Investments, LLC | 63247 | Novel Debra Solar LLC CSG | MN | Dodge | DEBRA | Solar Photovoltaic | PV |  | S | 1 | 0.95 | 1 | 1 | 1 | N |  |  | N | IPP Non-CHP | 2 | X | SUN
Solar Photovoltaic.SUN | solar PV | TRUE | 63359 | REA Investments, LLC | 63249 | Novel Wayne Solar LLC CSG | MN | Dodge | WAYNE | Solar Photovoltaic | PV |  | S | 1 | 1 | 1 | 1 |  | N |  |  | N | IPP Non-CHP | 2 | X | SUN
Onshore Wind Turbine.WND | onshore wind | TRUE | 50123 | Leeward Asset Management, LLC | 63251 | Lone Tree Wind, LLC | IL | Bureau | LTW | Onshore Wind Turbine | WT |  | S | 79 | 0.9 | 79 | 79 | 0.1 | N |  |  | N | IPP Non-CHP | 2 | X | WND
Solar Photovoltaic.SUN | solar PV | TRUE | 63049 | Cannon Garden LLC | 63252 | Cannon Garden Solar | MN | Rice | CGS | Solar Photovoltaic | PV |  | S | 1 |  | 1 | 1 |  | N |  |  | N | IPP Non-CHP | 2 | X | SUN
Solar Photovoltaic.SUN | solar PV | FALSE | 63054 | Francis Scott Key Mall | 63253 | Francis Scott Key Mall | MD | Frederick | FSK | Solar Photovoltaic | PV |  | W | 1.6 | 1 | 2.1 | 2.1 |  | N |  |  | N | Commercial Non-CHP | 4 | X | SUN
Solar Photovoltaic.SUN | solar PV | FALSE | 63055 | Altamonte Mall | 63254 | Altamonte Mall | FL | Seminole | ALT | Solar Photovoltaic | PV |  | W | 1.5 | 1 | 1.5 | 1.5 |  | N |  |  | N | Commercial Non-CHP | 4 | X | SUN
Batteries.MWH | battery storage | 0 | 63012 | 2W Permian Solar, LLC | 63255 | 2W Permian Solar Project Hybrid | TX | Andrews | 2WPBA | Batteries | BA |  | S | 40 |  | 40 | 40 | 0.1 | N |  |  | N | IPP Non-CHP | 2 | X | MWH
Solar Photovoltaic.SUN | solar PV | TRUE | 63012 | 2W Permian Solar, LLC | 63255 | 2W Permian Solar Project Hybrid | TX | Andrews | 2WPSO | Solar Photovoltaic | PV |  | S | 420 |  | 420 | 420 |  | N |  |  | N | IPP Non-CHP | 2 | X | SUN
Solar Photovoltaic.SUN | solar PV | FALSE | 63056 | Pembroke Lakes Mall | 63256 | Pembroke Lakes Mall | FL | Broward | PLM | Solar Photovoltaic | PV |  | W | 1.1 | 1 | 1.1 | 1.1 |  | N |  |  | N | Commercial Non-CHP | 4 | X | SUN
Solar Photovoltaic.SUN | solar PV | FALSE | 63057 | Short Hills Mall | 63257 | Short Hills Mall | NJ | Essex | SHM | Solar Photovoltaic | PV |  | W | 2.7 | 1 | 3.5 | 3.5 |  | N |  |  | N | Commercial Non-CHP | 4 | X | SUN
Onshore Wind Turbine.WND | onshore wind | TRUE | 63021 | Aurora Wind Project, LLC | 63258 | Aurora Wind Project | ND | Williams | AURWP | Onshore Wind Turbine | WT |  | S | 298.8 |  | 298.8 | 298.8 | 0 | N |  |  | N | IPP Non-CHP | 2 | X | WND
Natural Gas Fired Combined Cycle.NG | natural gas combined cycle | TRUE | 56155 | Lansing Board of Water and Light | 63259 | Delta Energy Park | MI | Eaton | DEPC2 | Natural Gas Fired Combined Cycle | CT | 804 | S | 58 | 0.85 | 48.3 | 58 | 35 | N |  |  | N | Electric Utility | 1 | X | NG
Natural Gas Fired Combined Cycle.NG | natural gas combined cycle | TRUE | 56155 | Lansing Board of Water and Light | 63259 | Delta Energy Park | MI | Eaton | DEPC3 | Natural Gas Fired Combined Cycle | CT | 805 | S | 58 | 0.85 | 48.3 | 58 | 35 | N |  |  | N | Electric Utility | 1 | X | NG
Natural Gas Fired Combustion Turbine.NG | natural gas peaker | TRUE | 56155 | Lansing Board of Water and Light | 63259 | Delta Energy Park | MI | Eaton | DEPS1 | Natural Gas Fired Combustion Turbine | GT |  | S | 58 | 0.85 | 46.3 | 57.1 | 35 | N |  |  | N | Electric Utility | 1 | X | NG
Natural Gas Fired Combined Cycle.NG | natural gas combined cycle | TRUE | 56155 | Lansing Board of Water and Light | 63259 | Delta Energy Park | MI | Eaton | DEPST | Natural Gas Fired Combined Cycle | CA | 852 | S | 89.2 | 0.85 | 81 | 84.1 | 16 | N |  |  | N | Electric Utility | 1 | X | NG
Solar Photovoltaic.SUN | solar PV | TRUE | 62982 | AC Power 1, LLC | 63260 | AC Power | NJ | Burlington | ACP | Solar Photovoltaic | PV |  | S | 1.3 |  | 1.3 | 1.3 |  | N |  |  | N | IPP Non-CHP | 2 | X | SUN
Solar Photovoltaic.SUN | solar PV | TRUE | 63058 | DG Northeast 1, LLC | 63262 | Becton Canaan | CT | Litchfield | PH1GR | Solar Photovoltaic | PV |  | S | 1.5 | 1 | 1.5 | 1.5 |  | N |  |  | N | IPP Non-CHP | 2 | X | SUN
Solar Photovoltaic.SUN | solar PV | TRUE | 63058 | DG Northeast 1, LLC | 63262 | Becton Canaan | CT | Litchfield | PH1RF | Solar Photovoltaic | PV |  | S | 0.5 | 1 | 0.5 | 0.5 |  | N |  |  | N | IPP Non-CHP | 2 | X | SUN
Solar Photovoltaic.SUN | solar PV | TRUE | 63058 | DG Northeast 1, LLC | 63262 | Becton Canaan | CT | Litchfield | PH2RF | Solar Photovoltaic | PV |  | S | 0.5 | 1 | 0.5 | 0.5 |  | N |  |  | N | IPP Non-CHP | 2 | X | SUN
Solar Photovoltaic.SUN | solar PV | TRUE | 58135 | Ecos Energy LLC | 63263 | Plainfield Solar 2 | CT | Windham | PLFD2 | Solar Photovoltaic | PV |  | S | 1 |  | 1 | 1 |  | N |  |  | N | IPP Non-CHP | 2 | X | SUN
Batteries.MWH | battery storage | 0 | 61012 | AES Distributed Energy | 63264 | Partridge Hill Solar Hybrid | MA | Worcester | BATT | Batteries | BA |  | S | 1.3 | 1 | 1.3 | 1.3 | 0 | N |  |  | N | IPP Non-CHP | 2 | X | MWH
Solar Photovoltaic.SUN | solar PV | TRUE | 61012 | AES Distributed Energy | 63264 | Partridge Hill Solar Hybrid | MA | Worcester | PART3 | Solar Photovoltaic | PV |  | S | 2 | 1 | 2 | 2 |  | N |  |  | N | IPP Non-CHP | 2 | X | SUN
Solar Photovoltaic.SUN | solar PV | TRUE | 62627 | Alchemy Renewable Energy | 63266 | Penny Hill Solar | NC | Pitt | NCPHL | Solar Photovoltaic | PV |  | W | 2 | 1 | 2 | 2 |  | N |  |  | N | IPP Non-CHP | 2 | X | SUN
Solar Photovoltaic.SUN | solar PV | TRUE | 62627 | Alchemy Renewable Energy | 63267 | Meeks Solar, LLC | NC | Martin | NCMKS | Solar Photovoltaic | PV |  | S | 2 | 1 | 2 | 2 |  | N |  |  | N | IPP Non-CHP | 2 | X | SUN
Onshore Wind Turbine.WND | onshore wind | TRUE | 13781 | Northern States Power Co - Minnesota | 63269 | Crowned Ridge Wind II Energy Center | SD | Codington | CRW2 | Onshore Wind Turbine | WT |  | S | 200.6 |  | 200.6 | 200.6 | 1 | N |  |  | N | Electric Utility | 1 | X | WND
Solar Photovoltaic.SUN | solar PV | TRUE | 62627 | Alchemy Renewable Energy | 63270 | Strider Solar, LLC | NC | Randolph | NCSTR | Solar Photovoltaic | PV |  | S | 5 | 1 | 5 | 5 |  | N |  |  | N | IPP Non-CHP | 2 | X | SUN
Solar Photovoltaic.SUN | solar PV | TRUE | 62161 | Cubico USA, LLC | 63271 | Huntley | SC | Orangeburg | 1295 | Solar Photovoltaic | PV |  | S | 75 |  | 75 | 75 |  | N |  |  | N | IPP Non-CHP | 2 | X | SUN
Solar Photovoltaic.SUN | solar PV | TRUE | 62627 | Alchemy Renewable Energy | 63272 | Woodsdale Farm, LLC | NC | Person | NCWOO | Solar Photovoltaic | PV |  | W | 2 |  | 2 | 2 |  | N |  |  | N | IPP Non-CHP | 2 | X | SUN
Solar Photovoltaic.SUN | solar PV | TRUE | 62161 | Cubico USA, LLC | 63273 | Wagyu | TX | Brazoria | 1215 | Solar Photovoltaic | PV |  | S | 120 |  | 120 | 120 |  | N |  |  | N | IPP Non-CHP | 2 | X | SUN
Solar Photovoltaic.SUN | solar PV | TRUE | 60531 | Standard Solar | 63276 | Mtn. Solar 1 | CO | Adams | X0133 | Solar Photovoltaic | PV |  | S | 1.5 |  | 1.5 | 1.5 |  | N |  |  | N | IPP Non-CHP | 2 | X | SUN
Solar Photovoltaic.SUN | solar PV | TRUE | 60531 | Standard Solar | 63277 | Mtn. Solar 2 | CO | Adams | X0133 | Solar Photovoltaic | PV |  | S | 1.5 |  | 1.5 | 1.5 |  | N |  |  | N | IPP Non-CHP | 2 | X | SUN
Solar Photovoltaic.SUN | solar PV | TRUE | 60531 | Standard Solar | 63278 | CO LI CSG 1 - Kamerra | CO | Adams | X0056 | Solar Photovoltaic | PV |  | S | 1.5 |  | 1.5 | 1.5 |  | N |  |  | N | IPP Non-CHP | 2 | X | SUN
Solar Photovoltaic.SUN | solar PV | TRUE | 58871 | Citizens Enterprises Corporation | 63279 | Barneveld Solar | NY | Oneida | PV1 | Solar Photovoltaic | PV |  | W | 1 |  | 1 | 1 |  | N |  |  | N | IPP Non-CHP | 2 | X | SUN
Batteries.MWH | battery storage | 0 | 61012 | AES Distributed Energy | 63280 | AES Kekaha Solar, LLC Hybrid | HI | Kauai | BESS | Batteries | BA |  | S | 14 |  | 14 | 14 | 0 | N |  |  | N | IPP Non-CHP | 2 | X | MWH
Solar Photovoltaic.SUN | solar PV | TRUE | 61012 | AES Distributed Energy | 63280 | AES Kekaha Solar, LLC Hybrid | HI | Kauai | KEKAH | Solar Photovoltaic | PV |  | S | 14 |  | 14 | 14 | 0 | N |  |  | N | IPP Non-CHP | 2 | X | SUN
Natural Gas Fired Combustion Turbine.NG | natural gas peaker | FALSE | 63067 | Valero Wilmington | 63285 | Valero Wilmington Cogeneration Plant | CA | Los Angeles | 79G1 | Natural Gas Fired Combustion Turbine | GT |  | S | 33.5 | 0.85 | 32.2 | 35.3 | 13 | N |  |  | Y | Industrial CHP | 7 | T | NG
Solar Photovoltaic.SUN | solar PV | TRUE | 63071 | DG Amaze New Jersey, LLC | 63286 | DG Amaze ACY1 | NJ | Gloucester | ACY1 | Solar Photovoltaic | PV |  | S | 3.8 |  | 3.8 | 3.8 |  | N |  |  | N | IPP Non-CHP | 2 | X | SUN
Onshore Wind Turbine.WND | onshore wind | TRUE | 63072 | Cerro Gordo Wind Farm | 63287 | Cerro Gordo Wind Farm | IA | Cerro Gordo | CGWF | Onshore Wind Turbine | WT |  | S | 42 |  | 42 | 42 | 0 | N |  |  | N | IPP Non-CHP | 2 | X | WND
Solar Photovoltaic.SUN | solar PV | FALSE | 63060 | Brass Mill Center | 63288 | Brass Mill Center | CT | New Haven | BMC | Solar Photovoltaic | PV |  | W | 3.4 | 1 | 3.4 | 3.4 |  | N |  |  | N | Commercial Non-CHP | 4 | X | SUN
Solar Photovoltaic.SUN | solar PV | FALSE | 63062 | White Marsh Mall | 63289 | White Marsh Mall | MD | Baltimore | WMM | Solar Photovoltaic | PV |  | W | 1.1 | 1 | 1.1 | 1.1 |  | N |  |  | N | Commercial Non-CHP | 4 | X | SUN
Solar Photovoltaic.SUN | solar PV | FALSE | 63061 | Natick Mall | 63290 | Natick Mall | MA | Middlesex | NM | Solar Photovoltaic | PV |  | W | 2.2 | 1 | 2.2 | 2.2 |  | N |  |  | N | Commercial Non-CHP | 4 | X | SUN
Solar Photovoltaic.SUN | solar PV | FALSE | 63059 | Diamond Properties | 63291 | Grand Prix Solar | NY | Westchester | GPS | Solar Photovoltaic | PV |  | J | 1.6 | 1 | 1.9 | 1.9 |  | N |  |  | N | Commercial Non-CHP | 4 | X | SUN
Solar Photovoltaic.SUN | solar PV | FALSE | 63059 | Diamond Properties | 63292 | 100 Brook Hill Drive Solar | NY | Rockland | BHD | Solar Photovoltaic | PV |  | W | 2 | 1 | 1.5 | 1.5 |  | N |  |  | N | Commercial Non-CHP | 4 | X | SUN
Solar Photovoltaic.SUN | solar PV | TRUE | 62627 | Alchemy Renewable Energy | 63293 | Cottonwood Solar, LLC | NC | Northampton | NCCWD | Solar Photovoltaic | PV |  | S | 3 | 1 | 3 | 3 |  | N |  |  | N | IPP Non-CHP | 2 | X | SUN
Solar Photovoltaic.SUN | solar PV | FALSE | 63079 | Cincinnati Zoo & Botanical Garden | 63294 | Parking Lot Array | OH | Hamilton | LOTPV | Solar Photovoltaic | PV |  | S | 1.4 |  | 1.3 | 0.8 |  | N |  |  | N | Commercial Non-CHP | 4 | X | SUN
Solar Photovoltaic.SUN | solar PV | TRUE | 63073 | Chicot Solar, LLC | 63295 | Chicot Solar | AR | Chicot | CHICO | Solar Photovoltaic | PV |  | S | 100 |  | 100 | 100 | 0 | N |  |  | N | IPP Non-CHP | 2 | X | SUN
Solar Photovoltaic.SUN | solar PV | TRUE | 62627 | Alchemy Renewable Energy | 63296 | 232 Long Branch 29 Solar I, LLC | NC | Cleveland | NCLFT | Solar Photovoltaic | PV |  | S | 2 |  | 2 | 2 |  | N |  |  | N | IPP Non-CHP | 2 | X | SUN
Solar Photovoltaic.SUN | solar PV | FALSE | 62994 | Dynamic Energy Solutions, LLC | 63297 | Hobart & William Smith College Gates Rd. | NY | Ontario | GATES | Solar Photovoltaic | PV |  | S | 1.9 |  | 1.8 | 0.2 |  | N |  |  | N | Commercial Non-CHP | 4 | X | SUN
Solar Photovoltaic.SUN | solar PV | FALSE | 62994 | Dynamic Energy Solutions, LLC | 63298 | Barrette Outdoor Living, Inc. | NJ | Atlantic | BARRE | Solar Photovoltaic | PV |  | S | 1.5 |  | 1.5 | 0.2 |  | N |  |  | N | Industrial Non-CHP | 6 | X | SUN
Solar Photovoltaic.SUN | solar PV | TRUE | 62627 | Alchemy Renewable Energy | 63299 | Harvest Beulaville, LLC | NC | Duplin | NCBVL | Solar Photovoltaic | PV |  | S | 2 |  | 2 | 2 |  | N |  |  | N | IPP Non-CHP | 2 | X | SUN
Solar Photovoltaic.SUN | solar PV | TRUE | 62983 | SE Athos I, LLC | 63300 | Athos Solar Project | CA | Riverside | IPAT1 | Solar Photovoltaic | PV |  | S | 250 |  | 250 | 250 |  | N |  |  | N | IPP Non-CHP | 2 | X | SUN
Solar Photovoltaic.SUN | solar PV | TRUE | 63065 | SOLV Energy LLC | 63301 | Garrett Solar | OR | Lake | 1888 | Solar Photovoltaic | PV |  | W | 10 |  | 10 | 10 |  | N |  |  | N | IPP Non-CHP | 2 | X | SUN
Other Natural Gas.NG | natural gas peaker | TRUE | 62971 | South Energy Investments LLC | 63302 | South Windsor Fuel Cell | CT | Hartford | SWFC5 | Other Natural Gas | FC |  | S | 5 |  | 5 | 5 | 0.4 | N |  |  | N | IPP Non-CHP | 2 | X | NG
Solar Photovoltaic.SUN | solar PV | TRUE | 61944 | MN8 Energy LLC | 63303 | Alticor Inc - Solar Project | CA | Orange | AISP | Solar Photovoltaic | PV |  | W | 1.2 |  | 1.1 | 0.7 |  | N |  |  | N | IPP Non-CHP | 2 | X | SUN
Solar Photovoltaic.SUN | solar PV | TRUE | 62759 | National Grid Renewables | 63304 | Allium Community Solar Garden, LLC | MN | Stearns | ALIUM | Solar Photovoltaic | PV |  | S | 1 |  | 1 | 1 |  | N |  |  | N | IPP Non-CHP | 2 | X | SUN
Solar Photovoltaic.SUN | solar PV | TRUE | 62759 | National Grid Renewables | 63305 | Aster Community Solar Garden, LLC | MN | Kandiyohi | ASTER | Solar Photovoltaic | PV |  | S | 1 |  | 1 | 1 |  | N |  |  | N | IPP Non-CHP | 2 | X | SUN
Solar Photovoltaic.SUN | solar PV | TRUE | 62759 | National Grid Renewables | 63307 | Westport Community Solar, LLC | MN | Kandiyohi | WESTP | Solar Photovoltaic | PV |  | S | 1 |  | 1 | 1 |  | N |  |  | N | IPP Non-CHP | 2 | X | SUN
Solar Photovoltaic.SUN | solar PV | TRUE | 62759 | National Grid Renewables | 63308 | Marigold Community Solar Garden, LLC | MN | Le Sueur | MGOLD | Solar Photovoltaic | PV |  | S | 1 |  | 1 | 1 |  | N |  |  | N | IPP Non-CHP | 2 | X | SUN
Solar Photovoltaic.SUN | solar PV | TRUE | 62759 | National Grid Renewables | 63309 | Honeysuckle Solar, LLC | MN | McLeod | HONEY | Solar Photovoltaic | PV |  | S | 1 |  | 1 | 1 |  | N |  |  | N | IPP Non-CHP | 2 | X | SUN
Solar Photovoltaic.SUN | solar PV | TRUE | 62759 | National Grid Renewables | 63311 | Lantana Solar, LLC | MN | Redwood | LANTA | Solar Photovoltaic | PV |  | S | 1 |  | 1 | 1 |  | N |  |  | N | IPP Non-CHP | 2 | X | SUN
Solar Photovoltaic.SUN | solar PV | TRUE | 62759 | National Grid Renewables | 63312 | Hyacinth Solar, LLC | MN | Dakota | HYCIN | Solar Photovoltaic | PV |  | S | 1 |  | 1 | 1 |  | N |  |  | N | IPP Non-CHP | 2 | X | SUN
Solar Photovoltaic.SUN | solar PV | TRUE | 62759 | National Grid Renewables | 63313 | Coral Bells Solar, LLC | MN | Chisago | CORAL | Solar Photovoltaic | PV |  | S | 1 |  | 1 | 1 |  | N |  |  | N | IPP Non-CHP | 2 | X | SUN
Solar Photovoltaic.SUN | solar PV | TRUE | 62759 | National Grid Renewables | 63314 | Primrose Solar, LLC | MN | Blue Earth | PROSE | Solar Photovoltaic | PV |  | S | 1 |  | 1 | 1 |  | N |  |  | N | IPP Non-CHP | 2 | X | SUN
Solar Photovoltaic.SUN | solar PV | TRUE | 62759 | National Grid Renewables | 63315 | Kerria Solar, LLC | MN | Renville | KERIA | Solar Photovoltaic | PV |  | S | 1 |  | 1 | 1 |  | N |  |  | N | IPP Non-CHP | 2 | X | SUN
Solar Photovoltaic.SUN | solar PV | TRUE | 62759 | National Grid Renewables | 63317 | Geranium Solar, LLC | MN | Kandiyohi | GERNM | Solar Photovoltaic | PV |  | S | 1 |  | 1 | 1 |  | N |  |  | N | IPP Non-CHP | 2 | X | SUN
Solar Photovoltaic.SUN | solar PV | TRUE | 62759 | National Grid Renewables | 63318 | Bellflower Solar, LLC | MN | Stearns | BELLF | Solar Photovoltaic | PV |  | S | 1 |  | 1 | 1 |  | N |  |  | N | IPP Non-CHP | 2 | X | SUN
Solar Photovoltaic.SUN | solar PV | TRUE | 62759 | National Grid Renewables | 63319 | Iris Solar, LLC (MN) | MN | Nicollet | IRIS | Solar Photovoltaic | PV |  | S | 1 |  | 1 | 1 |  | N |  |  | N | IPP Non-CHP | 2 | X | SUN
Solar Photovoltaic.SUN | solar PV | TRUE | 63092 | SE Titan, LLC | 63320 | Titan Solar Project | TX | Culberson | IPTTN | Solar Photovoltaic | PV |  | S | 260 |  | 260 | 260 |  | N |  |  | N | IPP Non-CHP | 2 | X | SUN
Solar Photovoltaic.SUN | solar PV | TRUE | 62759 | National Grid Renewables | 63321 | Bingham Solar, LLC | MI | Clinton | BINGH | Solar Photovoltaic | PV |  | S | 20 |  | 20 | 20 |  | N |  |  | N | IPP Non-CHP | 2 | X | SUN
Solar Photovoltaic.SUN | solar PV | TRUE | 62759 | National Grid Renewables | 63322 | Temperance Solar, LLC | MI | Monroe | TEMPR | Solar Photovoltaic | PV |  | S | 20 |  | 20 | 20 |  | N |  |  | N | IPP Non-CHP | 2 | X | SUN
Solar Photovoltaic.SUN | solar PV | TRUE | 63080 | Bluefin Origination 1, LLC | 63323 | Bluefin Origination 1 | MD | Prince Georges | SIMBA | Solar Photovoltaic | PV |  | S | 2 |  | 2 | 2 |  | N |  |  | N | IPP Non-CHP | 2 | X | SUN
Batteries.MWH | battery storage | 0 | 15470 | Duke Energy Indiana, LLC | 63324 | Camp Atterbury Microgrid Hybrid | IN | Johnson | ES1 | Batteries | BA |  | S | 5 |  | 5 | 5 | 0 | N |  |  | N | Electric Utility | 1 | X | MWH
Solar Photovoltaic.SUN | solar PV | TRUE | 15470 | Duke Energy Indiana, LLC | 63324 | Camp Atterbury Microgrid Hybrid | IN | Johnson | PV1 | Solar Photovoltaic | PV |  | S | 2 |  | 2 | 2 |  | N |  |  | N | Electric Utility | 1 | X | SUN
Onshore Wind Turbine.WND | onshore wind | TRUE | 59496 | Allete Clean Energy | 63327 | Diamond Spring, LLC | OK | Johnston | 46001 | Onshore Wind Turbine | WT |  | S | 303.5 |  | 303.5 | 303.5 | 1 | N |  |  | N | IPP Non-CHP | 2 | X | WND
Solar Photovoltaic.SUN | solar PV | TRUE | 63100 | SE Juno, LLC | 63328 | Juno Solar Project | TX | Borden | IPJNO | Solar Photovoltaic | PV |  | S | 141 |  | 141 | 141 |  | N |  |  | N | IPP Non-CHP | 2 | X | SUN
Solar Photovoltaic.SUN | solar PV | TRUE | 63100 | SE Juno, LLC | 63328 | Juno Solar Project | TX | Borden | JUNO1 | Solar Photovoltaic | PV |  | S | 159 |  | 159 | 159 |  | N |  |  | N | IPP Non-CHP | 2 | X | SUN
Solar Photovoltaic.SUN | solar PV | TRUE | 63101 | SE Aragorn, LLC | 63329 | Aragorn Solar Project | TX | Culberson | IPAGN | Solar Photovoltaic | PV |  | S | 187.2 |  | 180 | 180 |  | N |  |  | N | IPP Non-CHP | 2 | X | SUN
Solar Photovoltaic.SUN | solar PV | TRUE | 62627 | Alchemy Renewable Energy | 63330 | Duus Solar, LLC | OR | Clackamas | ORDUS | Solar Photovoltaic | PV |  | S | 10 |  | 10 | 10 |  | N |  |  | N | IPP Non-CHP | 2 | X | SUN
Solar Photovoltaic.SUN | solar PV | TRUE | 62627 | Alchemy Renewable Energy | 63331 | Firwood Solar, LLC | OR | Clackamas | ORFWD | Solar Photovoltaic | PV |  | S | 10 |  | 10 | 10 |  | N |  |  | N | IPP Non-CHP | 2 | X | SUN
Solar Photovoltaic.SUN | solar PV | TRUE | 62627 | Alchemy Renewable Energy | 63332 | Aulander Hwy 42 Solar, LLC | NC | Hertford | NCAUL | Solar Photovoltaic | PV |  | S | 5 |  | 5 | 5 |  | N |  |  | N | IPP Non-CHP | 2 | X | SUN
Solar Photovoltaic.SUN | solar PV | TRUE | 56990 | NJR Clean Energy Ventures Corporation | 63334 | Campus Drive Solar | NJ | Burlington | CAMPS | Solar Photovoltaic | PV |  | W | 3.7 |  | 3.7 | 3.7 |  | N |  |  | N | IPP Non-CHP | 2 | X | SUN
Natural Gas Fired Combustion Turbine.NG | natural gas peaker | TRUE | 63082 | ProEnergy Services | 63335 | HO Clarke Generating | TX | Harris | CTG-1 | Natural Gas Fired Combustion Turbine | GT |  | W | 60.5 | 0.85 | 44.5 | 49.8 | 22.5 | N |  |  | N | IPP Non-CHP | 2 | X | NG
Natural Gas Fired Combustion Turbine.NG | natural gas peaker | TRUE | 63082 | ProEnergy Services | 63335 | HO Clarke Generating | TX | Harris | CTG-2 | Natural Gas Fired Combustion Turbine | GT |  | W | 60.5 | 0.85 | 44.5 | 49.8 | 22.5 | N |  |  | N | IPP Non-CHP | 2 | X | NG
Natural Gas Fired Combustion Turbine.NG | natural gas peaker | TRUE | 63082 | ProEnergy Services | 63335 | HO Clarke Generating | TX | Harris | CTG-3 | Natural Gas Fired Combustion Turbine | GT |  | W | 60.5 | 0.85 | 44.5 | 49.8 | 22.5 | N |  |  | N | IPP Non-CHP | 2 | X | NG
Natural Gas Fired Combustion Turbine.NG | natural gas peaker | TRUE | 63082 | ProEnergy Services | 63335 | HO Clarke Generating | TX | Harris | CTG-4 | Natural Gas Fired Combustion Turbine | GT |  | W | 60.5 | 0.85 | 44.5 | 49.8 | 22.5 | N |  |  | N | IPP Non-CHP | 2 | X | NG
Natural Gas Fired Combustion Turbine.NG | natural gas peaker | TRUE | 63082 | ProEnergy Services | 63335 | HO Clarke Generating | TX | Harris | CTG-5 | Natural Gas Fired Combustion Turbine | GT |  | W | 60.5 | 0.85 | 44.5 | 49.8 | 22.5 | N |  |  | N | IPP Non-CHP | 2 | X | NG
Natural Gas Fired Combustion Turbine.NG | natural gas peaker | TRUE | 63082 | ProEnergy Services | 63335 | HO Clarke Generating | TX | Harris | CTG-6 | Natural Gas Fired Combustion Turbine | GT |  | W | 60.5 | 0.85 | 44.5 | 49.8 | 22.5 | N |  |  | N | IPP Non-CHP | 2 | X | NG
Natural Gas Fired Combustion Turbine.NG | natural gas peaker | TRUE | 63082 | ProEnergy Services | 63335 | HO Clarke Generating | TX | Harris | CTG-7 | Natural Gas Fired Combustion Turbine | GT |  | W | 60.5 | 0.85 | 44.5 | 49.8 | 22.5 | N |  |  | N | IPP Non-CHP | 2 | X | NG
Natural Gas Fired Combustion Turbine.NG | natural gas peaker | TRUE | 63082 | ProEnergy Services | 63335 | HO Clarke Generating | TX | Harris | CTG-8 | Natural Gas Fired Combustion Turbine | GT |  | W | 60.5 | 0.85 | 44.5 | 49.8 | 22.5 | N |  |  | N | IPP Non-CHP | 2 | X | NG
Solar Photovoltaic.SUN | solar PV | TRUE | 63106 | Sutton Solar 2, LLC | 63336 | Sutton Solar 2, LLC CSG | MA | Worcester | 6004 | Solar Photovoltaic | PV |  | S | 1 |  | 1 | 1 |  | N |  |  | N | IPP Non-CHP | 2 | X | SUN
Batteries.MWH | battery storage | 0 | 63107 | Lansing Renewables, LLC | 63337 | Lansing Renewables, LLC | NY | Tompkins | 14320 | Batteries | BA |  | S | 3 |  | 3 | 3 |  | N |  |  | N | IPP Non-CHP | 2 | X | MWH
Solar Photovoltaic.SUN | solar PV | TRUE | 63107 | Lansing Renewables, LLC | 63337 | Lansing Renewables, LLC | NY | Tompkins | 6004 | Solar Photovoltaic | PV |  | S | 5 |  | 5 | 4 |  | N |  |  | N | IPP Non-CHP | 2 | X | SUN
Solar Photovoltaic.SUN | solar PV | TRUE | 63108 | Granby Solar, LLC | 63338 | Granby Solar, LLC CSG | MA | Hampshire | 4787 | Solar Photovoltaic | PV |  | S | 3 |  | 3 | 3 |  | N |  |  | N | IPP Non-CHP | 2 | X | SUN
Batteries.MWH | battery storage | 0 | 63108 | Granby Solar, LLC | 63338 | Granby Solar, LLC CSG | MA | Hampshire | 4788 | Batteries | BA |  | S | 2 |  | 2 | 1.8 |  | N |  |  | N | IPP Non-CHP | 2 | X | MWH
Solar Photovoltaic.SUN | solar PV | TRUE | 63109 | Hales Mills Solar, LLC | 63339 | Hales Mills Solar, LLC | NY | Fulton | 6609 | Solar Photovoltaic | PV |  | S | 5 |  | 3.6 | 2.9 |  | N |  |  | N | IPP Non-CHP | 2 | X | SUN
Batteries.MWH | battery storage | 0 | 63110 | Owlville Creek Solar 2, LLC | 63340 | Owlville Creek Solar 2, LLC | NY | Madison | 20660 | Batteries | BA |  | S | 3 |  | 3 | 3 |  | N |  |  | N | IPP Non-CHP | 2 | X | MWH
Solar Photovoltaic.SUN | solar PV | TRUE | 63110 | Owlville Creek Solar 2, LLC | 63340 | Owlville Creek Solar 2, LLC | NY | Madison | 6609 | Solar Photovoltaic | PV |  | S | 5 |  | 5 | 4 |  | N |  |  | N | IPP Non-CHP | 2 | X | SUN
Batteries.MWH | battery storage | 0 | 63111 | Owlville Creek Solar, LLC | 63341 | Owlville Creek Solar, LLC | NY | Madison | 20660 | Batteries | BA |  | S | 3 |  | 3 | 3 |  | N |  |  | N | IPP Non-CHP | 2 | X | MWH
Solar Photovoltaic.SUN | solar PV | TRUE | 63111 | Owlville Creek Solar, LLC | 63341 | Owlville Creek Solar, LLC | NY | Madison | 6608 | Solar Photovoltaic | PV |  | S | 5 |  | 5 | 4 |  | N |  |  | N | IPP Non-CHP | 2 | X | SUN
Solar Photovoltaic.SUN | solar PV | TRUE | 63121 | Starvation Solar I, LLC | 63344 | Starvation | OR | Harney | STAR | Solar Photovoltaic | PV |  | S | 9.9 |  | 9.9 | 9.9 |  | N |  |  | N | IPP Non-CHP | 2 | X | SUN
Solar Photovoltaic.SUN | solar PV | TRUE | 63119 | Scotch Bonnet Solar, LLC | 63345 | Scotch Bonnet Solar, LLC | NC | Pender | PGR07 | Solar Photovoltaic | PV |  | S | 4.5 |  | 4.5 | 4.5 |  | N |  |  | N | IPP Non-CHP | 2 | X | SUN
Solar Photovoltaic.SUN | solar PV | TRUE | 63120 | Cubera Solar, LLC | 63346 | Cubera Solar, LLC | NC | Harnett | PGR06 | Solar Photovoltaic | PV |  | S | 2 |  | 2 | 2 |  | N |  |  | N | IPP Non-CHP | 2 | X | SUN
Natural Gas Fired Combustion Turbine.NG | natural gas peaker | FALSE | 63113 | Architect of the Capitol, Capitol Power Plant | 63347 | AOC, Capitol Power Plant | DC | District of Columbia | CTG1 | Natural Gas Fired Combustion Turbine | GT |  | S | 7.5 | 0.8 | 7.5 | 7.5 | 7 | N |  |  | Y | Commercial CHP | 5 | T | NG | DFO
Solar Photovoltaic.SUN | solar PV | TRUE | 63115 | AZ Solar 1, LLC | 63349 | OE_AZ1 | AZ | La Paz | AZ1 | Solar Photovoltaic | PV |  | S | 32.5 |  | 32.5 | 32.5 |  | N |  |  | N | IPP Non-CHP | 2 | X | SUN
Solar Photovoltaic.SUN | solar PV | TRUE | 63114 | GA Solar 3, LLC | 63350 | OE_GA3 | GA | Mitchell | GA3 | Solar Photovoltaic | PV |  | S | 57.5 |  | 57.5 | 57.5 |  | N |  |  | N | IPP Non-CHP | 2 | X | SUN
Solar Photovoltaic.SUN | solar PV | TRUE | 63116 | Bluebell Solar II, LLC | 63351 | Bluebell Solar II | TX | Sterling | BBS2 | Solar Photovoltaic | PV |  | S | 115 |  | 115 | 115 |  | N |  |  | N | IPP Non-CHP | 2 | X | SUN
Solar Photovoltaic.SUN | solar PV | TRUE | 62067 | EnterSolar | 63353 | Allied Beverages Elizabeth | NJ | Union | ABE | Solar Photovoltaic | PV |  | W | 3.2 |  | 3.2 | 3.2 |  | N |  |  | N | IPP Non-CHP | 2 | X | SUN
Solar Photovoltaic.SUN | solar PV | TRUE | 62067 | EnterSolar | 63354 | Ticket Network South Windsor | CT | Hartford | TNSW | Solar Photovoltaic | PV |  | W | 1 |  | 1 | 1 |  | N |  |  | N | IPP Non-CHP | 2 | X | SUN
Solar Photovoltaic.SUN | solar PV | TRUE | 62067 | EnterSolar | 63355 | Chanel Piscataway Rooftop | NJ | Middlesex | CPR | Solar Photovoltaic | PV |  | W | 1.4 |  | 1.4 | 1.4 |  | N |  |  | N | IPP Non-CHP | 2 | X | SUN
Solar Photovoltaic.SUN | solar PV | TRUE | 62067 | EnterSolar | 63356 | Colonial Pipeline Allentown Chesterfield | NJ | Burlington | CPAC | Solar Photovoltaic | PV |  | W | 1.9 |  | 1.9 | 1.9 |  | N |  |  | N | IPP Non-CHP | 2 | X | SUN
Solar Photovoltaic.SUN | solar PV | TRUE | 62067 | EnterSolar | 63357 | Colonial Pipeline Woodbury West Deptford | NJ | Gloucester | CPWWD | Solar Photovoltaic | PV |  | W | 3.7 |  | 3.7 | 3.7 |  | N |  |  | N | IPP Non-CHP | 2 | X | SUN
Solar Photovoltaic.SUN | solar PV | TRUE | 62067 | EnterSolar | 63358 | Corbin Russwin Phase 3 Berlin | CT | Hartford | CRP3B | Solar Photovoltaic | PV |  | W | 1 |  | 1 | 1 |  | N |  |  | N | IPP Non-CHP | 2 | X | SUN
Solar Photovoltaic.SUN | solar PV | TRUE | 62067 | EnterSolar | 63361 | Medline Ind. Phase 2 Tracy | CA | San Joaquin | MIP2T | Solar Photovoltaic | PV |  | W | 1 |  | 1 | 1 |  | N |  |  | N | IPP Non-CHP | 2 | X | SUN
Solar Photovoltaic.SUN | solar PV | TRUE | 62067 | EnterSolar | 63363 | Niagara Bottling Stockton | CA | San Joaquin | NBS | Solar Photovoltaic | PV |  | W | 1 |  | 1 | 1 |  | N |  |  | N | IPP Non-CHP | 2 | X | SUN
Geothermal.GEO | geothermal | TRUE | 63102 | AMOR IX, LLC | 63365 | Soda Lake 3 | NV | Churchill | SL3 | Geothermal | BT |  | S | 26 | 0.9 | 20 | 20 | 10 | N |  |  | N | IPP Non-CHP | 2 | X | GEO
Solar Photovoltaic.SUN | solar PV | FALSE | 60268 | Hartz Solar, LLC | 63366 | 435A Bergen Avenue | NJ | Hudson | 1 | Solar Photovoltaic | PV |  | S | 1.4 | 1 | 1.4 | 1.1 |  | N |  |  | N | Commercial Non-CHP | 4 | X | SUN
Solar Photovoltaic.SUN | solar PV | TRUE | 63131 | Strandness Garden LLC | 63367 | Strandness Garden | MN | Pope | CGS | Solar Photovoltaic | PV |  | S | 1 |  | 1 | 1 |  | N |  |  | N | IPP Non-CHP | 2 | X | SUN
Solar Photovoltaic.SUN | solar PV | TRUE | 62719 | Green Street Power Partners | 63368 | GSPP Gilman, LLC | VT | Essex | GILMA | Solar Photovoltaic | PV |  | S | 2.1 |  | 2.1 | 2.1 |  | N |  |  | N | IPP Non-CHP | 2 | X | SUN
Solar Photovoltaic.SUN | solar PV | TRUE | 62719 | Green Street Power Partners | 63369 | Riley Road LLC | NY | Orange | RILE1 | Solar Photovoltaic | PV |  | S | 2 |  | 2 | 2 |  | N |  |  | N | IPP Non-CHP | 2 | X | SUN
Solar Photovoltaic.SUN | solar PV | TRUE | 62719 | Green Street Power Partners | 63369 | Riley Road LLC | NY | Orange | RILE2 | Solar Photovoltaic | PV |  | S | 2 |  | 2 | 2 |  | N |  |  | N | IPP Non-CHP | 2 | X | SUN
Solar Photovoltaic.SUN | solar PV | TRUE | 62719 | Green Street Power Partners | 63370 | GSSP Schneider LLC | MN | Stearns | SCHN1 | Solar Photovoltaic | PV |  | S | 1 |  | 1 | 1 |  | N |  |  | N | IPP Non-CHP | 2 | X | SUN
Solar Photovoltaic.SUN | solar PV | TRUE | 62719 | Green Street Power Partners | 63370 | GSSP Schneider LLC | MN | Stearns | SCHN2 | Solar Photovoltaic | PV |  | S | 1 |  | 1 | 1 |  | N |  |  | N | IPP Non-CHP | 2 | X | SUN
Solar Photovoltaic.SUN | solar PV | TRUE | 62719 | Green Street Power Partners | 63370 | GSSP Schneider LLC | MN | Stearns | SCHN3 | Solar Photovoltaic | PV |  | S | 1 |  | 1 | 1 |  | N |  |  | N | IPP Non-CHP | 2 | X | SUN
Solar Photovoltaic.SUN | solar PV | TRUE | 62719 | Green Street Power Partners | 63370 | GSSP Schneider LLC | MN | Stearns | SCHN4 | Solar Photovoltaic | PV |  | S | 1 |  | 1 | 1 |  | N |  |  | N | IPP Non-CHP | 2 | X | SUN
Solar Photovoltaic.SUN | solar PV | TRUE | 62719 | Green Street Power Partners | 63370 | GSSP Schneider LLC | MN | Stearns | SCHN5 | Solar Photovoltaic | PV |  | S | 1 |  | 1 | 1 |  | N |  |  | N | IPP Non-CHP | 2 | X | SUN
Solar Photovoltaic.SUN | solar PV | TRUE | 62719 | Green Street Power Partners | 63371 | Hope Solar Farm LLC | NY | Rensselaer | BRUNS | Solar Photovoltaic | PV |  | S | 2 |  | 2 | 2 |  | N |  |  | N | IPP Non-CHP | 2 | X | SUN
Solar Photovoltaic.SUN | solar PV | TRUE | 62719 | Green Street Power Partners | 63372 | Catlin Solar 1 LLC | NY | Schuyler | CATLI | Solar Photovoltaic | PV |  | S | 4 |  | 4 | 4 |  | N |  |  | N | IPP Non-CHP | 2 | X | SUN
Solar Photovoltaic.SUN | solar PV | TRUE | 62719 | Green Street Power Partners | 63373 | Saratoga Solar LLC | NY | Saratoga | SARAT | Solar Photovoltaic | PV |  | S | 5 |  | 5 | 5 |  | N |  |  | N | IPP Non-CHP | 2 | X | SUN
Solar Photovoltaic.SUN | solar PV | TRUE | 62719 | Green Street Power Partners | 63374 | CP Middletown Solar I LLC | CT | Middlesex | CPMI1 | Solar Photovoltaic | PV |  | S | 1 |  | 1 | 1 |  | N |  |  | N | IPP Non-CHP | 2 | X | SUN
Solar Photovoltaic.SUN | solar PV | TRUE | 62719 | Green Street Power Partners | 63375 | CP Middletown Solar II LLC | CT | Middlesex | CPMI2 | Solar Photovoltaic | PV |  | S | 1 |  | 1 | 1 |  | N |  |  | N | IPP Non-CHP | 2 | X | SUN
Solar Photovoltaic.SUN | solar PV | TRUE | 63125 | Phelan Pinon Hills Community Services District | 63376 | Phelan Pinon Hills CSD Solar | CA | San Bernardino | PPHS | Solar Photovoltaic | PV |  | S | 1.2 |  | 1.1 | 0.8 |  | N |  |  | N | IPP Non-CHP | 2 | X | SUN
Solar Photovoltaic.SUN | solar PV | TRUE | 62852 | ESA Hamlet NC LLC | 63377 | ESA Hamlet NC , LLC | NC | Richmond | PGR10 | Solar Photovoltaic | PV |  | S | 5 |  | 5 | 3 |  | N |  |  | N | IPP Non-CHP | 2 | X | SUN
Solar Photovoltaic.SUN | solar PV | TRUE | 63129 | Wapello Solar LLC | 63378 | Wapello Solar LLC | IA | Louisa | WAPLO | Solar Photovoltaic | PV |  | S | 100 |  | 100 | 100 |  | N |  |  | N | IPP Non-CHP | 2 | X | SUN
Solar Photovoltaic.SUN | solar PV | TRUE | 60531 | Standard Solar | 63379 | Mtn. Solar 3 CSG | CO | Morgan | X0134 | Solar Photovoltaic | PV |  | S | 1.5 |  | 1.5 | 1.5 |  | N |  |  | N | IPP Non-CHP | 2 | X | SUN
Solar Photovoltaic.SUN | solar PV | TRUE | 62915 | Madison Energy Holdings LLC | 63380 | Goodhue Community Solar One LLC CSG | MN | Goodhue | 52829 | Solar Photovoltaic | PV |  | S | 1 | 0.98 | 1 | 1 |  | N |  |  | N | IPP Non-CHP | 2 | X | SUN
Solar Photovoltaic.SUN | solar PV | TRUE | 62627 | Alchemy Renewable Energy | 63381 | Railroad Solar Farm, LLC | NC | Robeson | NCRAL | Solar Photovoltaic | PV |  | S | 4.1 | 1 | 4.1 | 4.1 |  | N |  |  | N | IPP Non-CHP | 2 | X | SUN
Solar Photovoltaic.SUN | solar PV | TRUE | 62627 | Alchemy Renewable Energy | 63383 | ATOOD Solar IV, LLC | NC | Brunswick | NCATD | Solar Photovoltaic | PV |  | S | 5 |  | 5 | 5 |  | N |  |  | N | IPP Non-CHP | 2 | X | SUN
Onshore Wind Turbine.WND | onshore wind | TRUE | 63139 | Minonk Stewardship Wind LLC | 63384 | Bennington Wind | IL | Marshall | BENN | Onshore Wind Turbine | WT |  | S | 93 |  | 93 | 93 | 0 | N |  |  | N | IPP Non-CHP | 2 | X | WND
Solar Photovoltaic.SUN | solar PV | TRUE | 61944 | MN8 Energy LLC | 63385 | Castaic Lake Phase II | CA | Los Angeles | CA135 | Solar Photovoltaic | PV |  | S | 3.5 |  | 3.5 | 3.5 |  | N |  |  | N | IPP Non-CHP | 2 | X | SUN
Solar Photovoltaic.SUN | solar PV | TRUE | 63141 | Rancho Seco Solar II, LLC | 63387 | Rancho Seco Solar II, LLC | CA | Sacramento | RSS2 | Solar Photovoltaic | PV |  | S | 160 |  | 160 | 160 |  | N |  |  | N | IPP Non-CHP | 2 | X | SUN
Solar Photovoltaic.SUN | solar PV | TRUE | 63183 | Oxy Renewable Energy LLC | 63388 | Oxy Renewable Energy - Goldsmith | TX | Ector | SOLAR | Solar Photovoltaic | PV |  | S | 16.8 | 1 | 16.8 | 11.8 |  | N |  |  | N | IPP Non-CHP | 2 | X | SUN
Onshore Wind Turbine.WND | onshore wind | TRUE | 63128 | Jordan Creek Wind Farm, LLC | 63389 | Jordan Creek Wind Farm, LLC | IN | Warren | JCW | Onshore Wind Turbine | WT |  | S | 398.6 |  | 398.6 | 398.6 | 0 | N |  |  | N | IPP Non-CHP | 2 | X | WND
Solar Photovoltaic.SUN | solar PV | TRUE | 60571 | AEP Onsite Partners, LLC | 63390 | Shelby Solar Array | OH | Richland | SHBOH | Solar Photovoltaic | PV |  | S | 1.9 |  | 1.9 | 1.9 |  | N |  |  | N | IPP Non-CHP | 2 | X | SUN
Solar Photovoltaic.SUN | solar PV | TRUE | 61724 | New Mexico Renewable Development LLC | 63391 | City of Rio Rancho WWTP | NM | Sandoval | CORR | Solar Photovoltaic | PV |  | S | 1.2 |  | 1.2 | 0.8 |  | N |  |  | N | IPP Non-CHP | 2 | X | SUN
Solar Photovoltaic.SUN | solar PV | TRUE | 61419 | Luminace Solar MC, LLC | 63392 | DEC Phase II at Georgetown | DE | Sussex | DECII | Solar Photovoltaic | PV |  | S | 3 | 1 | 3 | 3 |  | N |  |  | N | IPP Non-CHP | 2 | X | SUN
Onshore Wind Turbine.WND | onshore wind | TRUE | 63124 | Cuming County Renewables. LLC | 63393 | Cuming County Renewables, LLC | NE | Cuming | T-1 | Onshore Wind Turbine | WT |  | S | 2.5 | 1 | 2.5 | 2.5 | 2.5 | N |  |  | N | IPP Non-CHP | 2 | X | WND
Solar Photovoltaic.SUN | solar PV | TRUE | 63143 | Falls Creek Garden LLC | 63394 | Falls Creek Garden | MN | Rice | CGS | Solar Photovoltaic | PV |  | S | 1 | 1 | 1 | 1 |  | N |  |  | N | IPP Non-CHP | 2 | X | SUN
Solar Photovoltaic.SUN | solar PV | TRUE | 63144 | Star Garden LLC | 63395 | Star Garden | MN | Pope | CGS | Solar Photovoltaic | PV |  | S | 1 | 1 | 1 | 1 |  | N |  |  | N | IPP Non-CHP | 2 | X | SUN
Solar Photovoltaic.SUN | solar PV | TRUE | 63157 | Buffalo Garden LLC | 63396 | Buffalo Garden | MN | Waseca | CGS | Solar Photovoltaic | PV |  | S | 1 | 1 | 1 | 1 |  | N |  |  | N | IPP Non-CHP | 2 | X | SUN
Solar Photovoltaic.SUN | solar PV | TRUE | 63158 | Loon Garden LLC | 63397 | Loon Garden | MN | Waseca | CGS | Solar Photovoltaic | PV |  | S | 1 | 1 | 1 | 1 |  | N |  |  | N | IPP Non-CHP | 2 | X | SUN
Batteries.MWH | battery storage | 0 | 63163 | Kearsarge Amesbury LLC | 63398 | Kearsarge Amesbury Hybrid | MA | Essex | AMBAT | Batteries | BA |  | S | 1.6 |  | 1.6 | 1.6 | 0 | N |  |  | N | IPP Non-CHP | 2 | X | MWH
Solar Photovoltaic.SUN | solar PV | TRUE | 63163 | Kearsarge Amesbury LLC | 63398 | Kearsarge Amesbury Hybrid | MA | Essex | AMES | Solar Photovoltaic | PV |  | S | 3.3 |  | 3.3 | 3.3 |  | N |  |  | N | IPP Non-CHP | 2 | X | SUN
Solar Photovoltaic.SUN | solar PV | TRUE | 60571 | AEP Onsite Partners, LLC | 63399 | Galesburg Solar Array | IL | Henderson | GWA01 | Solar Photovoltaic | PV |  | S | 1.4 |  | 1.4 | 1.4 |  | N |  |  | N | IPP Non-CHP | 2 | X | SUN
Solar Photovoltaic.SUN | solar PV | TRUE | 63159 | Stearns Solar I LLC | 63400 | Stearns Solar I | MN | Stearns | STE | Solar Photovoltaic | PV |  | S | 1 | 0.98 | 1 | 1 |  | N |  |  | N | IPP Non-CHP | 2 | X | SUN
Solar Photovoltaic.SUN | solar PV | TRUE | 63160 | Olinda Trail Solar LLC | 63401 | Olinda Trail Solar | MN | Chisago | OLI | Solar Photovoltaic | PV |  | S | 1 | 0.98 | 1 | 1 |  | N |  |  | N | IPP Non-CHP | 2 | X | SUN
Solar Photovoltaic.SUN | solar PV | TRUE | 63161 | New Munich Solar LLC | 63402 | New Munich Solar | MN | Stearns | MUN | Solar Photovoltaic | PV |  | S | 1 | 0.98 | 1 | 1 |  | N |  |  | N | IPP Non-CHP | 2 | X | SUN
Solar Photovoltaic.SUN | solar PV | TRUE | 63162 | Clara City Solar LLC | 63403 | Clara City Solar | MN | Chippewa | CCS | Solar Photovoltaic | PV |  | S | 1 | 0.98 | 1 | 1 |  | N |  |  | N | IPP Non-CHP | 2 | X | SUN
Solar Photovoltaic.SUN | solar PV | TRUE | 61944 | MN8 Energy LLC | 63404 | Thermo Fisher | NJ | Somerset | 1 | Solar Photovoltaic | PV |  | S | 1.5 |  | 1.5 | 1.5 |  | N |  |  | N | IPP Non-CHP | 2 | X | SUN
Solar Photovoltaic.SUN | solar PV | TRUE | 61227 | Nautilus Solar Solutions | 63405 | Pearl II | NY | Genesee | 29 | Solar Photovoltaic | PV |  | S | 2 |  | 2 | 2 |  | N |  |  | N | IPP Non-CHP | 2 | X | SUN
Solar Photovoltaic.SUN | solar PV | TRUE | 60520 | SoCore Energy LLC | 63406 | Vermillion River_MN_GRE DEA-GM | MN | Dakota | PV1 | Solar Photovoltaic | PV |  | W | 3 |  | 3 | 3 |  | N |  |  | N | IPP Non-CHP | 2 | X | SUN
Solar Photovoltaic.SUN | solar PV | TRUE | 62923 | Solar Planet Power | 63407 | Macedon | NY | Wayne | 101 | Solar Photovoltaic | PV |  | W | 2 |  | 2 | 2 |  | N |  |  | N | IPP Non-CHP | 2 | X | SUN
Solar Photovoltaic.SUN | solar PV | TRUE | 62923 | Solar Planet Power | 63408 | Whittier | NY | Monroe | 300 | Solar Photovoltaic | PV |  | W | 2 |  | 2 | 2 |  | N |  |  | N | IPP Non-CHP | 2 | X | SUN
Solar Photovoltaic.SUN | solar PV | TRUE | 62923 | Solar Planet Power | 63409 | Williamson | NY | Wayne | 100 | Solar Photovoltaic | PV |  | W | 2 |  | 2 | 2 |  | N |  |  | N | IPP Non-CHP | 2 | X | SUN
Solar Photovoltaic.SUN | solar PV | TRUE | 62923 | Solar Planet Power | 63410 | Bennett | NY | Ontario | 304 | Solar Photovoltaic | PV |  | W | 1.4 |  | 1.4 | 1.4 |  | N |  |  | N | IPP Non-CHP | 2 | X | SUN
Solar Photovoltaic.SUN | solar PV | TRUE | 61012 | AES Distributed Energy | 63411 | Greenwich Solar 1, LLC CSG | NY | Washington | RTE40 | Solar Photovoltaic | PV |  | S | 5 | 1 | 5 | 5 |  | N |  |  | N | IPP Non-CHP | 2 | X | SUN
Batteries.MWH | battery storage | 0 | 63246 | EDF Renewables Distributed Solutions, Inc | 63412 | San Diego Zoo | CA | San Diego | SDZOO | Batteries | BA |  | S | 1 |  | 1 | 1 | 0 | N |  |  | N | IPP Non-CHP | 2 | X | MWH
Solar Photovoltaic.SUN | solar PV | TRUE | 61944 | MN8 Energy LLC | 63413 | LTMUA | NJ | Cape May | 1 | Solar Photovoltaic | PV |  | S | 1 |  | 1 | 1 |  | N |  |  | N | IPP Non-CHP | 2 | X | SUN
Solar Photovoltaic.SUN | solar PV | TRUE | 61620 | IOS II LLC | 63414 | IOS II-LAX9 | CA | San Bernardino | IOSII | Solar Photovoltaic | PV |  | S | 4 | 1 | 3.7 | 3.3 |  | N |  |  | N | IPP Non-CHP | 2 | X | SUN
Batteries.MWH | battery storage | 0 | 61012 | AES Distributed Energy | 63415 | Middletown Solar 1, LLC Hybrid CSG | NY | Orange | BATT | Batteries | BA |  | S | 1.6 | 0.99 | 1.6 | 1.6 | 0 | N |  |  | N | IPP Non-CHP | 2 | X | MWH
Solar Photovoltaic.SUN | solar PV | TRUE | 61012 | AES Distributed Energy | 63415 | Middletown Solar 1, LLC Hybrid CSG | NY | Orange | CENTR | Solar Photovoltaic | PV |  | S | 1.6 | 0.99 | 1.6 | 1.6 | 0 | N |  |  | N | IPP Non-CHP | 2 | X | SUN
Solar Photovoltaic.SUN | solar PV | FALSE | 17164 | Sierra Pacific Industries | 63416 | Sierra Pacific Industries (2042-RD) | CA | Tehama | GEN1 | Solar Photovoltaic | PV |  | S | 8.4 |  | 8.4 | 8.4 |  | N |  |  | N | Industrial Non-CHP | 6 | X | SUN
Solar Photovoltaic.SUN | solar PV | TRUE | 62915 | Madison Energy Holdings LLC | 63417 | Goodhue Community Solar Three LLC CSG | MN | Goodhue | 52831 | Solar Photovoltaic | PV |  | S | 1 | 0.98 | 1 | 1 |  | N |  |  | N | IPP Non-CHP | 2 | X | SUN
Solar Photovoltaic.SUN | solar PV | TRUE | 62856 | Forefront Power, LLC | 63418 | DGS Wasco State Prison | CA | Kern | 1122 | Solar Photovoltaic | PV |  | S | 2.3 |  | 2.3 | 2.3 |  | N |  |  | N | IPP Non-CHP | 2 | X | SUN
Solar Photovoltaic.SUN | solar PV | TRUE | 62856 | Forefront Power, LLC | 63419 | DGS Central California Womens Facility | CA | Madera | 1122 | Solar Photovoltaic | PV |  | S | 2 |  | 2 | 2 |  | N |  |  | N | IPP Non-CHP | 2 | X | SUN
Solar Photovoltaic.SUN | solar PV | TRUE | 62856 | Forefront Power, LLC | 63420 | Fresno Bullard High School Hybrid | CA | Fresno | 903 | Solar Photovoltaic | PV |  | S | 1.2 |  | 1.2 | 1.2 |  | N |  |  | N | IPP Non-CHP | 2 | X | SUN
Batteries.MWH | battery storage | 0 | 62856 | Forefront Power, LLC | 63420 | Fresno Bullard High School Hybrid | CA | Fresno | BA903 | Batteries | BA |  | S | 0.4 |  | 0.4 | 0.4 | 0 | N |  |  | N | IPP Non-CHP | 2 | X | MWH
Solar Photovoltaic.SUN | solar PV | TRUE | 62856 | Forefront Power, LLC | 63421 | Fresno Hoover High School Hybrid | CA | Fresno | 291 | Solar Photovoltaic | PV |  | S | 1.2 |  | 1.2 | 1.2 |  | N |  |  | N | IPP Non-CHP | 2 | X | SUN
Batteries.MWH | battery storage | 0 | 62856 | Forefront Power, LLC | 63421 | Fresno Hoover High School Hybrid | CA | Fresno | BA291 | Batteries | BA |  | S | 0.2 |  | 0.2 | 0.2 | 0 | N |  |  | N | IPP Non-CHP | 2 | X | MWH
Solar Photovoltaic.SUN | solar PV | TRUE | 62856 | Forefront Power, LLC | 63422 | Fresno Sunnyside High School Hybrid | CA | Fresno | 1122 | Solar Photovoltaic | PV |  | S | 1.6 |  | 1.6 | 1.6 |  | N |  |  | N | IPP Non-CHP | 2 | X | SUN
Batteries.MWH | battery storage | 0 | 62856 | Forefront Power, LLC | 63422 | Fresno Sunnyside High School Hybrid | CA | Fresno | BA112 | Batteries | BA |  | S | 0.3 |  | 0.3 | 0.3 | 0 | N |  |  | N | IPP Non-CHP | 2 | X | MWH
Natural Gas Fired Combustion Turbine.NG | natural gas peaker | TRUE | 63170 | Brigham Young University (BYU) | 63423 | BYU Central Heating Plant | UT | Utah | GEN1 | Natural Gas Fired Combustion Turbine | GT |  | S | 16.5 | 0.8 | 14 | 15 | 5.8 | N |  |  | Y | IPP CHP | 3 | T | NG
Solar Photovoltaic.SUN | solar PV | TRUE | 63171 | Straight Garden LLC | 63424 | Straight Garden Solar | MN | Rice | CGS | Solar Photovoltaic | PV |  | S | 1 |  | 1 | 1 |  | N |  |  | N | IPP Non-CHP | 2 | X | SUN
Solar Photovoltaic.SUN | solar PV | TRUE | 63172 | Leven Garden LLC | 63425 | Leven Garden Solar | MN | Pope | CGS | Solar Photovoltaic | PV |  | S | 1 |  | 1 | 1 |  | N |  |  | N | IPP Non-CHP | 2 | X | SUN
Solar Photovoltaic.SUN | solar PV | TRUE | 63173 | Zumbro Garden LLC | 63426 | Zumbro Solar Garden | MN | Dodge | CGS | Solar Photovoltaic | PV |  | S | 1 |  | 1 | 1 |  | N |  |  | N | IPP Non-CHP | 2 | X | SUN
Solar Photovoltaic.SUN | solar PV | TRUE | 63175 | Mud Garden LLC | 63427 | Mud Garden Solar | MN | Sibley | CGS | Solar Photovoltaic | PV |  | S | 1 |  | 1 | 1 |  | N |  |  | N | IPP Non-CHP | 2 | X | SUN
Solar Photovoltaic.SUN | solar PV | TRUE | 60025 | Greenbacker Renewable Energy Corporation | 63428 | IGS CC, LLC | DC | District of Columbia | 254 | Solar Photovoltaic | PV |  | S | 1.5 |  | 1.5 | 1.5 |  | N |  |  | N | IPP Non-CHP | 2 | X | SUN
Solar Photovoltaic.SUN | solar PV | TRUE | 63176 | Erin Garden LLC | 63429 | Erin Garden Solar | MN | Sibley | CSG | Solar Photovoltaic | PV |  | S | 1 |  | 1 | 1 |  | N |  |  | N | IPP Non-CHP | 2 | X | SUN
Solar Photovoltaic.SUN | solar PV | TRUE | 63177 | Chub Garden LLC | 63430 | Chub Garden Solar | MN | Dakota | CGS | Solar Photovoltaic | PV |  | S | 1 |  | 1 | 1 |  | N |  |  | N | IPP Non-CHP | 2 | X | SUN
Onshore Wind Turbine.WND | onshore wind | TRUE | 59496 | Allete Clean Energy | 63431 | Cisco | MN | Jackson | 32001 | Onshore Wind Turbine | WT |  | S | 8.4 |  | 8.4 | 8.4 | 1 | N |  |  | N | IPP Non-CHP | 2 | X | WND
Onshore Wind Turbine.WND | onshore wind | TRUE | 59496 | Allete Clean Energy | 63432 | Lincoln Heights I | MN | Lincoln | 32002 | Onshore Wind Turbine | WT |  | S | 5.2 |  | 5.2 | 5.2 | 1 | N |  |  | N | IPP Non-CHP | 2 | X | WND
Onshore Wind Turbine.WND | onshore wind | TRUE | 59496 | Allete Clean Energy | 63433 | Lincoln Heights II | MN | Lincoln | 32003 | Onshore Wind Turbine | WT |  | S | 3.9 |  | 3.9 | 3.9 | 1 | N |  |  | N | IPP Non-CHP | 2 | X | WND
Solar Photovoltaic.SUN | solar PV | TRUE | 63174 | Maston Garden LLC | 63434 | Maston Garden Solar | MN | Dodge | CGS | Solar Photovoltaic | PV |  | S | 1 |  | 1 | 1 |  | N |  |  | N | IPP Non-CHP | 2 | X | SUN
Onshore Wind Turbine.WND | onshore wind | TRUE | 56771 | Black Hills Service Company LLC | 63436 | Corriedale Wind Energy | WY | Laramie | WTG | Onshore Wind Turbine | WT |  | J | 52.5 | 0.95 | 52.5 | 52.5 | 2 | N |  |  | N | Electric Utility | 1 | X | WND
Other Natural Gas.NG | natural gas peaker | TRUE | 65296 | UB Fuel Cell | 63438 | UB Fuel Cell | CT | Fairfield | UBFC1 | Other Natural Gas | FC |  | S | 1.4 | 1 | 1.4 | 1.4 | 0.2 | N |  |  | Y | IPP CHP | 3 | T | NG
Other Natural Gas.NG | natural gas peaker | TRUE | 65297 | Central CA Fuel Cell 1 | 63439 | Central CA Fuel Cell 1 | CA | Tulare | CCFC1 | Other Natural Gas | FC |  | S | 2.8 | 1 | 2.8 | 2.8 | 0.2 | N |  |  | Y | IPP CHP | 3 | T | NG
Solar Photovoltaic.SUN | solar PV | TRUE | 64851 | Sun Streams 2, LLC | 63440 | Sun Streams 2 | AZ | Maricopa | GEN01 | Solar Photovoltaic | PV |  | S | 150 | 0.95 | 150 | 150 |  | N |  |  | N | IPP Non-CHP | 2 | X | SUN
Solar Photovoltaic.SUN | solar PV | TRUE | 63185 | Neighborhood Power Corp. | 63442 | Tickle Creek Solar | OR | Clackamas | W9317 | Solar Photovoltaic | PV |  | W | 1.9 |  | 1.9 | 1.9 |  | N |  |  | N | IPP Non-CHP | 2 | X | SUN
Solar Photovoltaic.SUN | solar PV | TRUE | 63185 | Neighborhood Power Corp. | 63443 | Thomas Creek Solar | OR | Clackamas | W9318 | Solar Photovoltaic | PV |  | W | 2.2 |  | 2.2 | 2.2 |  | N |  |  | N | IPP Non-CHP | 2 | X | SUN
Solar Photovoltaic.SUN | solar PV | TRUE | 63186 | 1001 Ebenezer Church Solar, LLC | 63444 | 1001 Ebenezer Church Solar | NC | Surry | 1001 | Solar Photovoltaic | PV |  | W | 5 | 1 | 5 | 5 |  | N |  |  | N | IPP Non-CHP | 2 | X | SUN
Solar Photovoltaic.SUN | solar PV | TRUE | 63190 | 1009 Yadkin Solar, LLC | 63445 | 1009 Yadkin Solar | NC | Yadkin | 1009 | Solar Photovoltaic | PV |  | W | 4.9 | 1 | 4.9 | 4.9 |  | N |  |  | N | IPP Non-CHP | 2 | X | SUN
Solar Photovoltaic.SUN | solar PV | TRUE | 63191 | 1073 Onslow Solar, LLC | 63446 | 1073 Onslow Solar | NC | Onslow | 1073 | Solar Photovoltaic | PV |  | W | 4.7 | 1 | 4.7 | 4.7 |  | N |  |  | N | IPP Non-CHP | 2 | X | SUN
Solar Photovoltaic.SUN | solar PV | TRUE | 63192 | 1008 Matthews Solar, LLC | 63447 | 1008 Matthews Solar | NC | Surry | 1008 | Solar Photovoltaic | PV |  | W | 4.9 | 1 | 4.9 | 4.9 |  | N |  |  | N | IPP Non-CHP | 2 | X | SUN
Solar Photovoltaic.SUN | solar PV | TRUE | 63193 | 1045 Tomlin Mill Solar, LLC | 63448 | 1045 Tomlin Mill Solar | NC | Iredell | 1045 | Solar Photovoltaic | PV |  | W | 4.9 | 1 | 4.9 | 4.9 |  | N |  |  | N | IPP Non-CHP | 2 | X | SUN
Solar Photovoltaic.SUN | solar PV | TRUE | 63197 | Lang Solar Farm, LLC | 63449 | Lang Solar Farm | NC | Lenoir | PV1 | Solar Photovoltaic | PV |  | S | 5 | 1 | 5 | 5 |  | N |  |  | N | IPP Non-CHP | 2 | X | SUN
Solar Photovoltaic.SUN | solar PV | TRUE | 58871 | Citizens Enterprises Corporation | 63450 | Chenango Solar | NY | Broome | PV1 | Solar Photovoltaic | PV |  | W | 4.9 |  | 4.9 | 4.9 |  | N |  |  | N | IPP Non-CHP | 2 | X | SUN
Solar Photovoltaic.SUN | solar PV | TRUE | 56990 | NJR Clean Energy Ventures Corporation | 63451 | Monroe Solar Farm, LLC | NJ | Middlesex | MONR1 | Solar Photovoltaic | PV |  | W | 13.1 |  | 13.1 | 13.1 |  | N |  |  | N | IPP Non-CHP | 2 | X | SUN
Solar Photovoltaic.SUN | solar PV | TRUE | 63188 | West Deptford Distributed Solar, LLC | 63452 | Solvay Solar | NJ | Gloucester | SSP | Solar Photovoltaic | PV |  | S | 6.5 |  | 6.5 | 6.5 |  | N |  |  | N | IPP Non-CHP | 2 | X | SUN
Solar Photovoltaic.SUN | solar PV | TRUE | 63194 | Malmedal Garden LLC | 63453 | Malmedal Solar Garden | MN | Pope | CGS | Solar Photovoltaic | PV |  | S | 1 | 1 | 1 | 1 |  | N |  |  | N | IPP Non-CHP | 2 | X | SUN
Solar Photovoltaic.SUN | solar PV | TRUE | 63195 | Wollan Garden LLC | 63454 | Wollan Garden Solar | MN | Pope | CGS | Solar Photovoltaic | PV |  | S | 1 | 1 | 1 | 1 |  | N |  |  | N | IPP Non-CHP | 2 | X | SUN
Solar Photovoltaic.SUN | solar PV | TRUE | 63198 | RE-VFO LLC | 63455 | RE-VFO LLC | CA | Tulare | INV1 | Solar Photovoltaic | PV |  | S | 0.5 |  | 0.5 | 0.5 |  | N |  |  | N | IPP Non-CHP | 2 | X | SUN
Solar Photovoltaic.SUN | solar PV | TRUE | 63198 | RE-VFO LLC | 63455 | RE-VFO LLC | CA | Tulare | INV2 | Solar Photovoltaic | PV |  | S | 0.5 |  | 0.5 | 0.5 |  | N |  |  | N | IPP Non-CHP | 2 | X | SUN
Solar Photovoltaic.SUN | solar PV | TRUE | 63185 | Neighborhood Power Corp. | 63456 | St Louis Solar | OR | Marion | W9319 | Solar Photovoltaic | PV |  | W | 2.2 | 0.99 | 2.2 | 2.2 |  | N |  |  | N | IPP Non-CHP | 2 | X | SUN
Petroleum Liquids.DFO | petroleum | TRUE | 17043 | City of Shelby - (OH) | 63457 | Progress Drive Generation Station | OH | Richland | PSG1 | Petroleum Liquids | IC |  | S | 1.8 | 0.8 | 1.8 | 1.8 | 0.2 | N |  |  | N | Electric Utility | 1 | X | DFO
Petroleum Liquids.DFO | petroleum | TRUE | 17043 | City of Shelby - (OH) | 63457 | Progress Drive Generation Station | OH | Richland | PSG2 | Petroleum Liquids | IC |  | S | 1.8 | 0.8 | 1.8 | 1.8 | 0.2 | N |  |  | N | Electric Utility | 1 | X | DFO
Batteries.MWH | battery storage | 0 | 63187 | Rush Springs Energy Storage | 63458 | Rush Springs Energy Storage (BA) | OK | Grady | RUSHE | Batteries | BA |  | S | 10 |  | 10 | 10 | 0 | N |  |  | N | IPP Non-CHP | 2 | X | MWH
Solar Photovoltaic.SUN | solar PV | TRUE | 63203 | Selective Insurance | 63459 | Selective Insurance | NJ | Sussex | 9853 | Solar Photovoltaic | PV |  | S | 2.2 |  | 2.2 | 2.2 |  | N |  |  | N | IPP Non-CHP | 2 | X | SUN
Solar Photovoltaic.SUN | solar PV | TRUE | 63203 | Selective Insurance | 63459 | Selective Insurance | NJ | Sussex | 9854 | Solar Photovoltaic | PV |  | S | 0.6 |  | 0.6 | 0.6 |  | N |  |  | N | IPP Non-CHP | 2 | X | SUN
Onshore Wind Turbine.WND | onshore wind | TRUE | 63189 | Rock County Wind Fuel, LLC | 63460 | Rock County Wind Fuel, LLC | MN | Rock | RCWF | Onshore Wind Turbine | WT |  | S | 5 |  | 5 | 5 | 0.1 | N |  |  | N | IPP Non-CHP | 2 | X | WND
Solar Photovoltaic.SUN | solar PV | TRUE | 63201 | Bonefish Solar, LLC | 63461 | Bonefish Solar | SC | Clarendon | PGR15 | Solar Photovoltaic | PV |  | S | 2 |  | 2 | 2 |  | N |  |  | N | IPP Non-CHP | 2 | X | SUN
Solar Photovoltaic.SUN | solar PV | TRUE | 63202 | Pika Solar, LLC | 63462 | Pika Solar | OR | Marion | PGR17 | Solar Photovoltaic | PV |  | S | 2.2 |  | 2.2 | 2.2 |  | N |  |  | N | IPP Non-CHP | 2 | X | SUN
Solar Photovoltaic.SUN | solar PV | TRUE | 63204 | Mohea Solar Energy Center, LLC | 63463 | Mohea Solar Energy Center, LLC | SC | Cherokee | PGR14 | Solar Photovoltaic | PV |  | S | 5 |  | 5 | 5 |  | N |  |  | N | IPP Non-CHP | 2 | X | SUN
Solar Photovoltaic.SUN | solar PV | TRUE | 63205 | Brush Creek Solar, LLC | 63464 | Brush Creek Solar | OR | Marion | PGR19 | Solar Photovoltaic | PV |  | S | 2.2 |  | 2.2 | 2.2 |  | N |  |  | N | IPP Non-CHP | 2 | X | SUN
Solar Photovoltaic.SUN | solar PV | TRUE | 63206 | Minke Solar, LLC | 63465 | Minke Solar | OR | Clackamas | PGR20 | Solar Photovoltaic | PV |  | S | 2.2 |  | 2.2 | 2.2 |  | N |  |  | N | IPP Non-CHP | 2 | X | SUN
Solar Photovoltaic.SUN | solar PV | TRUE | 63207 | Drift Creek Solar, LLC | 63466 | Drift Creek Solar | OR | Marion | PGR18 | Solar Photovoltaic | PV |  | S | 2.2 |  | 2.2 | 2.2 |  | N |  |  | N | IPP Non-CHP | 2 | X | SUN
Solar Photovoltaic.SUN | solar PV | TRUE | 63208 | Bighorn Solar, LLC | 63467 | Bighorn Solar | OR | Marion | PGR16 | Solar Photovoltaic | PV |  | S | 2.2 |  | 2.2 | 2.2 |  | N |  |  | N | IPP Non-CHP | 2 | X | SUN
Batteries.MWH | battery storage | 0 | 61012 | AES Distributed Energy | 63468 | Hurteau Solar Project Hybrid | MA | Worcester | BATT | Batteries | BA |  | S | 1.3 | 1 | 1.3 | 1.3 | 0 | N |  |  | N | IPP Non-CHP | 2 | X | MWH
Solar Photovoltaic.SUN | solar PV | TRUE | 61012 | AES Distributed Energy | 63468 | Hurteau Solar Project Hybrid | MA | Worcester | HURTU | Solar Photovoltaic | PV |  | S | 2 | 1 | 2 | 2 | 0 | N |  |  | N | IPP Non-CHP | 2 | X | SUN
Solar Photovoltaic.SUN | solar PV | TRUE | 61012 | AES Distributed Energy | 63469 | Alicea Solar Project Hybrid CSG | MA | Worcester | ALICA | Solar Photovoltaic | PV |  | S | 2 |  | 2 | 2 |  | N |  |  | N | IPP Non-CHP | 2 | X | SUN
Batteries.MWH | battery storage | 0 | 61012 | AES Distributed Energy | 63469 | Alicea Solar Project Hybrid CSG | MA | Worcester | BATT | Batteries | BA |  | S | 1.5 |  | 1.5 | 1.5 |  | N |  |  | N | IPP Non-CHP | 2 | X | MWH
Batteries.MWH | battery storage | 0 | 61012 | AES Distributed Energy | 63470 | McDougle-Mitchell Solar Project Hybrid CSG | MA | Worcester | BATT | Batteries | BA |  | S | 2.9 | 1 | 2.9 | 2.9 | 0 | N |  |  | N | IPP Non-CHP | 2 | X | MWH
Solar Photovoltaic.SUN | solar PV | TRUE | 61012 | AES Distributed Energy | 63470 | McDougle-Mitchell Solar Project Hybrid CSG | MA | Worcester | MCDMT | Solar Photovoltaic | PV |  | S | 4.5 | 1 | 4.5 | 4.5 | 0 | N |  |  | N | IPP Non-CHP | 2 | X | SUN
Batteries.MWH | battery storage | 0 | 61012 | AES Distributed Energy | 63472 | Cycz Solar Project CSG Hybrid | MA | Worcester | BATT | Batteries | BA |  | S | 1.3 | 1 | 1.3 | 1.3 | 0 | N |  |  | N | IPP Non-CHP | 2 | X | MWH
Solar Photovoltaic.SUN | solar PV | TRUE | 61012 | AES Distributed Energy | 63472 | Cycz Solar Project CSG Hybrid | MA | Worcester | CYCZ | Solar Photovoltaic | PV |  | S | 2 | 1 | 2 | 2 | 0 | N |  |  | N | IPP Non-CHP | 2 | X | SUN
Batteries.MWH | battery storage | 0 | 61012 | AES Distributed Energy | 63473 | West A&B Solar Project Hybrid CSG | MA | Worcester | BATT | Batteries | BA |  | S | 1.8 | 1 | 1.8 | 1.8 | 0 | N |  |  | N | IPP Non-CHP | 2 | X | MWH
Solar Photovoltaic.SUN | solar PV | TRUE | 61012 | AES Distributed Energy | 63473 | West A&B Solar Project Hybrid CSG | MA | Worcester | WEST | Solar Photovoltaic | PV |  | S | 2.5 | 1 | 2.5 | 2.5 | 0 | N |  |  | N | IPP Non-CHP | 2 | X | SUN
Solar Photovoltaic.SUN | solar PV | TRUE | 61012 | AES Distributed Energy | 63474 | Annese Solar Project Hybrid CSG | MA | Worcester | ANNES | Solar Photovoltaic | PV |  | S | 4.3 |  | 4.3 | 4.3 | 0 | N |  |  | N | IPP Non-CHP | 2 | X | SUN
Batteries.MWH | battery storage | 0 | 61012 | AES Distributed Energy | 63474 | Annese Solar Project Hybrid CSG | MA | Worcester | BATT | Batteries | BA |  | S | 3.5 |  | 3.5 | 3.5 | 0 | N |  |  | N | IPP Non-CHP | 2 | X | MWH
Batteries.MWH | battery storage | 0 | 61012 | AES Distributed Energy | 63475 | Randall Solar Project Hybrid | MA | Worcester | BATT | Batteries | BA |  | S | 3.3 |  | 3.3 | 3.3 | 0 | N |  |  | N | IPP Non-CHP | 2 | X | MWH
Solar Photovoltaic.SUN | solar PV | TRUE | 61012 | AES Distributed Energy | 63475 | Randall Solar Project Hybrid | MA | Worcester | RAND | Solar Photovoltaic | PV |  | S | 5 |  | 5 | 5 |  | N |  |  | N | IPP Non-CHP | 2 | X | SUN
Solar Photovoltaic.SUN | solar PV | TRUE | 63210 | Saint Solar LLC | 63476 | Saint Solar | AZ | Pinal | SAINT | Solar Photovoltaic | PV |  | S | 100 |  | 100 | 100 |  | N |  |  | N | IPP Non-CHP | 2 | X | SUN
Solar Photovoltaic.SUN | solar PV | TRUE | 63213 | Jemez Cuba LLC | 63477 | Alcalde Solar Array | NM | Rio Arriba | SOLAR | Solar Photovoltaic | PV |  | S | 2.4 |  | 2.4 | 2.4 |  | N |  |  | N | IPP Non-CHP | 2 | X | SUN
Natural Gas Fired Combustion Turbine.NG | natural gas peaker | FALSE | 63209 | The George Washington University | 63478 | Ross Hall Central Utility Plant | DC | District of Columbia | CT-1 | Natural Gas Fired Combustion Turbine | GT |  | S | 4.6 | 0.9 | 4.1 | 2.7 | 2.7 | N |  |  | Y | Commercial CHP | 5 | T | NG
Onshore Wind Turbine.WND | onshore wind | TRUE | 49893 | Invenergy Services LLC | 63479 | Traverse Wind Project, LLC | OK | Custer | GEN1 | Onshore Wind Turbine | WT |  | S | 999 |  | 999 | 999 | 0 | N |  |  | N | IPP Non-CHP | 2 | X | WND
Solar Photovoltaic.SUN | solar PV | TRUE | 63219 | Roberds Garden LLC | 63480 | Roberds Garden CSG | MN | Rice | RPRG | Solar Photovoltaic | PV |  | S | 1 |  | 1 | 1 |  | N |  |  | N | IPP Non-CHP | 2 | X | SUN
Solar Photovoltaic.SUN | solar PV | TRUE | 63215 | Clear Garden LLC | 63481 | Clear Garden CSG | MN | Waseca | RPCG | Solar Photovoltaic | PV |  | S | 1 |  | 1 | 1 |  | N |  |  | N | IPP Non-CHP | 2 | X | SUN
Onshore Wind Turbine.WND | onshore wind | TRUE | 2770 | Terra-Gen Operating Co-Wind | 63482 | Point Wind | CA | Kern | PW1 | Onshore Wind Turbine | WT |  | S | 64.5 |  | 64.5 | 64.5 | 0 | N |  |  | N | IPP Non-CHP | 2 | X | WND
Natural Gas Fired Combustion Turbine.NG | natural gas peaker | FALSE | 65384 | Cartier Energy, LLC | 63483 | ACM - Midtown Thermal | NJ | Atlantic | T60-1 | Natural Gas Fired Combustion Turbine | GT |  | S | 5.5 | 0.9 | 5.2 | 6.1 | 3.5 | N |  |  | Y | Commercial CHP | 5 | T | NG | DFO
Solar Photovoltaic.SUN | solar PV | TRUE | 63228 | Gohman Community Solar LLC | 63484 | Gohman Community Solar (CSG) | MN | Sherburne | GOHMN | Solar Photovoltaic | PV |  | S | 1.1 |  | 1.1 | 1.1 |  | N |  |  | N | IPP Non-CHP | 2 | X | SUN
Natural Gas Fired Combustion Turbine.NG | natural gas peaker | TRUE | 63220 | ECP Uptown Campus LLC | 63485 | ECP Uptown Campus | PA | Allegheny | 1 | Natural Gas Fired Combustion Turbine | GT |  | S | 5.6 | 0.95 | 4.3 | 5.6 | 1 | N |  |  | Y | IPP CHP | 3 | T | NG
Solar Photovoltaic.SUN | solar PV | TRUE | 63226 | CalCom Energy | 63486 | D'Arrigo Brothers - Phase 4 | CA | Monterey | DA04 | Solar Photovoltaic | PV |  | W | 1.7 | 1 | 1.7 | 1.2 |  | N |  |  | N | IPP Non-CHP | 2 | X | SUN
Solar Photovoltaic.SUN | solar PV | TRUE | 63225 | Wister Solar | 63487 | Wister Solar | CA | Imperial | WSOL | Solar Photovoltaic | PV |  | S | 20 |  | 20 | 20 |  | N |  |  | N | IPP Non-CHP | 2 | X | SUN
Onshore Wind Turbine.WND | onshore wind | TRUE | 15474 | Public Service Co of Oklahoma | 63489 | Sundance Wind Project, LLC | OK | Woods | GEN1 | Onshore Wind Turbine | WT |  | S | 199 |  | 199 | 199 | 0 | N |  |  | N | Electric Utility | 1 | X | WND
Geothermal.GEO | geothermal | TRUE | 63221 | CD4 | 63490 | CD4 | CA | Mono | OEC1 | Geothermal | BT |  | S | 44.4 | 0.85 | 29.6 | 44.4 | 5 | N |  |  | N | IPP Non-CHP | 2 | X | GEO
Natural Gas Fired Combustion Turbine.NG | natural gas peaker | FALSE | 65384 | Cartier Energy, LLC | 63492 | DCO Burlington | NJ | Burlington | CTG-1 | Natural Gas Fired Combustion Turbine | GT |  | S | 3.5 | 1 | 2.7 | 3.8 | 2.4 | N |  |  | Y | Industrial CHP | 7 | T | NG
Solar Photovoltaic.SUN | solar PV | TRUE | 57353 | Plumas Sierra Rural Electric Coop | 63493 | PSREC/SIAD Solar | CA | Lassen | SIAD | Solar Photovoltaic | PV |  | S | 2.5 | 0.8 | 2.4 | 1.6 |  | N |  |  | N | Electric Utility | 1 | X | SUN
Onshore Wind Turbine.WND | onshore wind | TRUE | 15474 | Public Service Co of Oklahoma | 63494 | Maverick Wind Project, LLC | OK | Major | GEN1 | Onshore Wind Turbine | WT |  | S | 288 |  | 288 | 288 | 0 | N |  |  | N | Electric Utility | 1 | X | WND
Solar Photovoltaic.SUN | solar PV | TRUE | 18454 | Tampa Electric Co | 63495 | Durrance | FL | Polk | 1 | Solar Photovoltaic | PV |  | S | 60 | 0.95 | 60 | 60 |  | N |  |  | N | Electric Utility | 1 | X | SUN
Solar Photovoltaic.SUN | solar PV | TRUE | 60947 | Tesla Inc. | 63496 | Frederick County - Landfill | MD | Frederick | PV1 | Solar Photovoltaic | PV |  | W | 2 |  | 2 | 2 |  | N |  |  | N | IPP Non-CHP | 2 | X | SUN
Solar Photovoltaic.SUN | solar PV | TRUE | 63970 | CVI Renewables Holdings, LLC. | 63497 | Calabro Airport North Solar Project | NY | Suffolk | NORTH | Solar Photovoltaic | PV |  | S | 1.3 |  | 1.3 | 1.3 |  | N |  |  | N | IPP Non-CHP | 2 | X | SUN
Solar Photovoltaic.SUN | solar PV | TRUE | 63970 | CVI Renewables Holdings, LLC. | 63498 | Calabro Airport South Solar Project | NY | Suffolk | SOUTH | Solar Photovoltaic | PV |  | S | 1.2 |  | 1.2 | 1.2 |  | N |  |  | N | IPP Non-CHP | 2 | X | SUN
Solar Photovoltaic.SUN | solar PV | TRUE | 14063 | Oklahoma Gas & Electric Co | 63499 | Choctaw Nation Solar Farm | OK | Bryan | CVS1 | Solar Photovoltaic | PV |  | S | 5 |  | 5 | 5 |  | N |  |  | N | Electric Utility | 1 | X | SUN
Solar Photovoltaic.SUN | solar PV | TRUE | 14063 | Oklahoma Gas & Electric Co | 63500 | Chickasaw Nation Solar Farm | OK | Murray | CVS1 | Solar Photovoltaic | PV |  | S | 5 |  | 5 | 5 |  | N |  |  | N | Electric Utility | 1 | X | SUN
Natural Gas Fired Combustion Turbine.NG | natural gas peaker | FALSE | 65384 | Cartier Energy, LLC | 63501 | Montclair State University Cogen | NJ | Passaic | CTG-1 | Natural Gas Fired Combustion Turbine | GT |  | S | 6.4 | 0.8 | 5.4 | 5.8 | 2.5 | N |  |  | Y | Commercial CHP | 5 | T | NG | DFO
Natural Gas Internal Combustion Engine.NG | natural gas peaker | FALSE | 65384 | Cartier Energy, LLC | 63501 | Montclair State University Cogen | NJ | Passaic | ENG-1 | Natural Gas Internal Combustion Engine | IC |  | S | 2.7 | 0.8 | 2.7 | 2.7 | 1.3 | N |  |  | Y | Commercial CHP | 5 | T | NG
Natural Gas Internal Combustion Engine.NG | natural gas peaker | FALSE | 65384 | Cartier Energy, LLC | 63501 | Montclair State University Cogen | NJ | Passaic | ENG-2 | Natural Gas Internal Combustion Engine | IC |  | S | 2.7 | 0.8 | 2.7 | 2.7 | 1.3 | N |  |  | Y | Commercial CHP | 5 | T | NG
Onshore Wind Turbine.WND | onshore wind | TRUE | 24211 | Tucson Electric Power Co | 63502 | Oso Grande Wind Farm | NM | Lea | OGW24 | Onshore Wind Turbine | WT |  | S | 33.8 | 0.9 | 33.8 | 33.8 | 0 | N |  |  | N | Electric Utility | 1 | X | WND
Onshore Wind Turbine.WND | onshore wind | TRUE | 24211 | Tucson Electric Power Co | 63502 | Oso Grande Wind Farm | NM | Lea | OGW45 | Onshore Wind Turbine | WT |  | S | 216 | 0.9 | 216 | 216 | 0 | N |  |  | N | Electric Utility | 1 | X | WND
Solar Photovoltaic.SUN | solar PV | TRUE | 56769 | Consolidated Edison Development Inc. | 63503 | Lakehurst Solar | NJ | Ocean | LAKHS | Solar Photovoltaic | PV |  | S | 9.6 |  | 9.6 | 9.6 |  | N |  |  | N | IPP Non-CHP | 2 | X | SUN
Solar Photovoltaic.SUN | solar PV | TRUE | 56769 | Consolidated Edison Development Inc. | 63504 | Copper Mountain Solar 5, LLC | NV | Clark | CM5-1 | Solar Photovoltaic | PV |  | S | 252 | 0.95 | 250 | 250 |  | N |  |  | N | IPP Non-CHP | 2 | X | SUN
Solar Photovoltaic.SUN | solar PV | TRUE | 63242 | CBH Lessor LLC | 63505 | Cherry Blossom Solar LLC | SC | Williamsburg | CB | Solar Photovoltaic | PV |  | S | 10 |  | 10 | 10 |  | N |  |  | N | IPP Non-CHP | 2 | X | SUN
Solar Photovoltaic.SUN | solar PV | TRUE | 15399 | Avangrid Renewables LLC | 63509 | Lund Hill Solar | WA | Klickitat | LHS1 | Solar Photovoltaic | PV |  | S | 150 |  | 150 | 150 | 0 | N |  |  | N | IPP Non-CHP | 2 | X | SUN
Solar Photovoltaic.SUN | solar PV | TRUE | 60947 | Tesla Inc. | 63510 | Walnut Unified School District Walnut HS Hybrid | CA | Los Angeles | PV1 | Solar Photovoltaic | PV |  | W | 1.8 |  | 1.8 | 1.8 |  | N |  |  | N | IPP Non-CHP | 2 | X | SUN
Batteries.MWH | battery storage | 0 | 60947 | Tesla Inc. | 63510 | Walnut Unified School District Walnut HS Hybrid | CA | Los Angeles | ST1 | Batteries | BA |  | W | 0.5 |  | 0.5 | 0.5 | 0 | N |  |  | N | IPP Non-CHP | 2 | X | MWH
Solar Photovoltaic.SUN | solar PV | TRUE | 60947 | Tesla Inc. | 63511 | Mohonasen Central School District | NY | Schenectady | PV1 | Solar Photovoltaic | PV |  | W | 1.1 |  | 1.1 | 1.1 |  | N |  |  | N | IPP Non-CHP | 2 | X | SUN
Solar Photovoltaic.SUN | solar PV | TRUE | 60947 | Tesla Inc. | 63512 | Wor-Wic Community College - Offsite | MD | Wicomico | PV1 | Solar Photovoltaic | PV |  | W | 2 |  | 2 | 2 |  | N |  |  | N | IPP Non-CHP | 2 | X | SUN
Solar Photovoltaic.SUN | solar PV | TRUE | 63226 | CalCom Energy | 63514 | Moonlight Packing - Phase 2 | CA | Fresno | MLO2 | Solar Photovoltaic | PV |  | W | 1.4 |  | 1.4 | 1 |  | N |  |  | N | IPP Non-CHP | 2 | X | SUN
Solar Photovoltaic.SUN | solar PV | TRUE | 61944 | MN8 Energy LLC | 63516 | California City | CA | Kern | CACTY | Solar Photovoltaic | PV |  | S | 1.9 |  | 1.9 | 1.9 |  | N |  |  | N | IPP Non-CHP | 2 | X | SUN
Solar Photovoltaic.SUN | solar PV | TRUE | 6455 | Duke Energy Florida, LLC | 63517 | Santa Fe Solar Power Plant | FL | Alachua | PV1 | Solar Photovoltaic | PV |  | S | 74.9 | 0.95 | 74.9 | 74.9 |  | N |  |  | N | Electric Utility | 1 | X | SUN
Solar Photovoltaic.SUN | solar PV | TRUE | 6455 | Duke Energy Florida, LLC | 63518 | Twin Rivers Solar Power Plant | FL | Hamilton | PV1 | Solar Photovoltaic | PV |  | S | 74.9 | 0.95 | 74.9 | 74.9 |  | N |  |  | N | Electric Utility | 1 | X | SUN
Solar Photovoltaic.SUN | solar PV | TRUE | 64403 | CED Crane Solar, LLC | 63519 | CED Crane Solar | TX | Crane | CRN1 | Solar Photovoltaic | PV |  | S | 150 | 0.95 | 150 | 150 |  | N |  |  | N | IPP Non-CHP | 2 | X | SUN
Solar Photovoltaic.SUN | solar PV | TRUE | 56769 | Consolidated Edison Development Inc. | 63520 | PA Solar Park II | PA | Carbon | PASP2 | Solar Photovoltaic | PV |  | S | 10 | 1 | 10 | 10 |  | N |  |  | N | IPP Non-CHP | 2 | X | SUN
Onshore Wind Turbine.WND | onshore wind | TRUE | 56769 | Consolidated Edison Development Inc. | 63521 | CED Mason City Wind | IA | Cerro Gordo | MCW1 | Onshore Wind Turbine | WT |  | S | 7.5 |  | 7.9 | 7.9 | 0 | N |  |  | N | IPP Non-CHP | 2 | X | WND
Batteries.MWH | battery storage | 0 | 56215 | RWE Renewables Americas, LLC | 63522 | Hickory Park Solar Hybrid | GA | Mitchell | HPBAT | Batteries | BA |  | S | 40 |  | 40 | 40 |  | N |  |  | N | IPP Non-CHP | 2 | X | MWH
Solar Photovoltaic.SUN | solar PV | TRUE | 56215 | RWE Renewables Americas, LLC | 63522 | Hickory Park Solar Hybrid | GA | Mitchell | HPRK | Solar Photovoltaic | PV |  | S | 195.5 |  | 195.5 | 195.5 |  | N |  |  | N | IPP Non-CHP | 2 | X | SUN
Solar Photovoltaic.SUN | solar PV | TRUE | 61944 | MN8 Energy LLC | 63523 | Spruce - WCMD - Rubble II | MD | Washington | GEN1 | Solar Photovoltaic | PV |  | W | 2 | 1 | 2 | 2 |  | N |  |  | N | IPP Non-CHP | 2 | X | SUN
Solar Photovoltaic.SUN | solar PV | TRUE | 61944 | MN8 Energy LLC | 63524 | Spruce - WCMD - Rubble I | MD | Washington | GEN1 | Solar Photovoltaic | PV |  | W | 2 |  | 2 | 2 |  | N |  |  | N | IPP Non-CHP | 2 | X | SUN
Solar Photovoltaic.SUN | solar PV | TRUE | 61944 | MN8 Energy LLC | 63525 | Spruce - WCMD - Creek | MD | Washington | GEN1 | Solar Photovoltaic | PV |  | W | 2 | 1 | 2 | 2 |  | N |  |  | N | IPP Non-CHP | 2 | X | SUN
Solar Photovoltaic.SUN | solar PV | TRUE | 61944 | MN8 Energy LLC | 63526 | Spruce - WCMD - Resh I | MD | Washington | GEN1 | Solar Photovoltaic | PV |  | W | 2 | 1 | 2 | 2 |  | N |  |  | N | IPP Non-CHP | 2 | X | SUN
Solar Photovoltaic.SUN | solar PV | TRUE | 61944 | MN8 Energy LLC | 63527 | Lafayette 2 - Internal Services Dept | CA | Los Angeles | GEN1 | Solar Photovoltaic | PV |  | W | 1.9 | 1 | 1.9 | 1.9 |  | N |  |  | N | IPP Non-CHP | 2 | X | SUN
Solar Photovoltaic.SUN | solar PV | TRUE | 60584 | Onyx Asset Services Group | 63530 | Jersey City DWP | NJ | Hudson | 10331 | Solar Photovoltaic | PV |  | W | 1 | 1 | 1 | 1 |  | N |  |  | N | IPP Non-CHP | 2 | X | SUN
Solar Photovoltaic.SUN | solar PV | TRUE | 60584 | Onyx Asset Services Group | 63531 | Pima Community College NW | AZ | Pima | 10327 | Solar Photovoltaic | PV |  | W | 1.3 | 1 | 1.3 | 1.3 |  | N |  |  | N | IPP Non-CHP | 2 | X | SUN
Solar Photovoltaic.SUN | solar PV | TRUE | 62915 | Madison Energy Holdings LLC | 63532 | Winona Community Solar One LLC | MN | Winona | 52837 | Solar Photovoltaic | PV |  | S | 1 | 0.98 | 1 | 1 |  | N |  |  | N | IPP Non-CHP | 2 | X | SUN
Solar Photovoltaic.SUN | solar PV | TRUE | 62915 | Madison Energy Holdings LLC | 63533 | Goodhue Community Solar Two LLC | MN | Goodhue | 52830 | Solar Photovoltaic | PV |  | S | 1 | 0.98 | 1 | 1 |  | N |  |  | N | IPP Non-CHP | 2 | X | SUN
Solar Photovoltaic.SUN | solar PV | TRUE | 62915 | Madison Energy Holdings LLC | 63534 | Houston/Winona Community Solar One LLC | MN | Houston | 52827 | Solar Photovoltaic | PV |  | S | 1 | 0.98 | 1 | 1 |  | N |  |  | N | IPP Non-CHP | 2 | X | SUN
Natural Gas Fired Combustion Turbine.NG | natural gas peaker | TRUE | 63260 | Cobb Electric Membership Corporation | 63535 | Solar BESS Hybrid | GA | Cobb | NG | Natural Gas Fired Combustion Turbine | GT |  | S | 1 | 0.8 | 1 | 1 | 0.3 | N |  |  | N | IPP Non-CHP | 2 | X | NG
Solar Photovoltaic.SUN | solar PV | TRUE | 63260 | Cobb Electric Membership Corporation | 63535 | Solar BESS Hybrid | GA | Cobb | SOLAR | Solar Photovoltaic | PV |  | W | 1.5 |  | 1.1 | 1.1 | 1.1 | N |  |  | N | IPP Non-CHP | 2 | X | SUN
Batteries.MWH | battery storage | 0 | 63260 | Cobb Electric Membership Corporation | 63535 | Solar BESS Hybrid | GA | Cobb | TEST | Batteries | BA |  | W | 1 |  | 1 | 1 | 1 | N |  |  | N | IPP Non-CHP | 2 | X | MWH
Solar Photovoltaic.SUN | solar PV | TRUE | 63259 | Solar Star Prime 1 LLC | 63536 | Amazon DEN2 Solar Project | CO | Adams | BLD3 | Solar Photovoltaic | PV |  | S | 1.2 |  | 1.2 | 0.9 |  | N |  |  | N | IPP Non-CHP | 2 | X | SUN
Solar Photovoltaic.SUN | solar PV | TRUE | 63259 | Solar Star Prime 1 LLC | 63537 | Amazon BDL3 Solar Project | CT | New Haven | BLD3 | Solar Photovoltaic | PV |  | S | 1 |  | 1 | 0.7 |  | N |  |  | N | IPP Non-CHP | 2 | X | SUN
Solar Photovoltaic.SUN | solar PV | TRUE | 63253 | Assembly Solar II LLC | 63538 | Assembly Solar II LLC | MI | Shiawassee | AS2 | Solar Photovoltaic | PV |  | S | 110 |  | 110 | 110 |  | N |  |  | N | IPP Non-CHP | 2 | X | SUN
Petroleum Liquids.DFO | petroleum | FALSE | 63245 | Montefiore Weiler (Einstein) Hospital | 63539 | Montefiore Weiler (Einstein) Hospital | NY | Bronx | CT500 | Petroleum Liquids | IC |  | S | 0.5 | 0.8 | 0.5 | 0.5 | 0.1 | N |  |  | N | Commercial Non-CHP | 4 | X | DFO
Petroleum Liquids.DFO | petroleum | FALSE | 63245 | Montefiore Weiler (Einstein) Hospital | 63539 | Montefiore Weiler (Einstein) Hospital | NY | Bronx | CU450 | Petroleum Liquids | IC |  | S | 0.5 | 0.8 | 0.5 | 0.5 | 0.1 | N |  |  | N | Commercial Non-CHP | 4 | X | DFO
Petroleum Liquids.DFO | petroleum | FALSE | 63245 | Montefiore Weiler (Einstein) Hospital | 63539 | Montefiore Weiler (Einstein) Hospital | NY | Bronx | CU500 | Petroleum Liquids | IC |  | S | 0.5 | 0.8 | 0.5 | 0.5 | 0.1 | N |  |  | N | Commercial Non-CHP | 4 | X | DFO
Natural Gas Internal Combustion Engine.NG | natural gas peaker | TRUE | 63229 | Essex County Correctional Facility Cogen | 63540 | Essex County Correctional Facility Cogen | NJ | Essex | EG1 | Natural Gas Internal Combustion Engine | IC |  | W | 3.1 | 0.8 | 3 | 3 | 1.5 | N |  |  | Y | IPP CHP | 3 | T | NG
Natural Gas Internal Combustion Engine.NG | natural gas peaker | TRUE | 63229 | Essex County Correctional Facility Cogen | 63540 | Essex County Correctional Facility Cogen | NJ | Essex | EG2 | Natural Gas Internal Combustion Engine | IC |  | W | 3.1 | 0.8 | 3 | 3 | 1.5 | N |  |  | Y | IPP CHP | 3 | T | NG
Solar Photovoltaic.SUN | solar PV | TRUE | 63258 | Arcadia Solar, LLC | 63542 | Enter Solar | MN | Waseca | ENTER | Solar Photovoltaic | PV |  | S | 1 | 0.98 | 1 | 1 |  | N |  |  | N | IPP Non-CHP | 2 | X | SUN
Solar Photovoltaic.SUN | solar PV | TRUE | 63258 | Arcadia Solar, LLC | 63543 | Lange Solar | MN | Olmsted | LNGE | Solar Photovoltaic | PV |  | S | 1 | 0.98 | 1 | 1 |  | N |  |  | N | IPP Non-CHP | 2 | X | SUN
Petroleum Liquids.DFO | petroleum | FALSE | 63266 | Fordham University | 63544 | Fordham University | NY | Bronx | DC350 | Petroleum Liquids | IC |  | S | 0.4 | 0.8 | 0.4 | 0.4 | 0.1 | N |  |  | N | Commercial Non-CHP | 4 | X | DFO
Petroleum Liquids.DFO | petroleum | FALSE | 63266 | Fordham University | 63544 | Fordham University | NY | Bronx | LC565 | Petroleum Liquids | IC |  | S | 0.6 | 0.8 | 0.6 | 0.6 | 0.1 | N |  |  | N | Commercial Non-CHP | 4 | X | DFO
Petroleum Liquids.DFO | petroleum | FALSE | 63266 | Fordham University | 63544 | Fordham University | NY | Bronx | LH275 | Petroleum Liquids | IC |  | S | 0.3 | 0.8 | 0.3 | 0.3 | 0.1 | N |  |  | N | Commercial Non-CHP | 4 | X | DFO
Petroleum Liquids.DFO | petroleum | FALSE | 63266 | Fordham University | 63544 | Fordham University | NY | Bronx | MC750 | Petroleum Liquids | IC |  | S | 0.8 | 0.8 | 0.8 | 0.8 | 0.8 | N |  |  | N | Commercial Non-CHP | 4 | X | DFO
Petroleum Liquids.DFO | petroleum | FALSE | 63266 | Fordham University | 63544 | Fordham University | NY | Bronx | TB1 | Petroleum Liquids | IC |  | S | 0.1 | 0.8 | 0.1 | 0.1 | 0.1 | N |  |  | N | Commercial Non-CHP | 4 | X | DFO
Petroleum Liquids.DFO | petroleum | FALSE | 63266 | Fordham University | 63544 | Fordham University | NY | Bronx | TB2 | Petroleum Liquids | IC |  | S | 0.1 | 0.8 | 0.1 | 0.1 | 0.1 | N |  |  | N | Commercial Non-CHP | 4 | X | DFO
Petroleum Liquids.DFO | petroleum | FALSE | 63266 | Fordham University | 63544 | Fordham University | NY | Bronx | WL500 | Petroleum Liquids | IC |  | S | 0.6 | 0.8 | 0.6 | 0.6 | 0.1 | N |  |  | N | Commercial Non-CHP | 4 | X | DFO
Solar Photovoltaic.SUN | solar PV | TRUE | 61944 | MN8 Energy LLC | 63545 | Chevron - Lost Hills Hybrid | CA | Kern | GEN1 | Solar Photovoltaic | PV |  | S | 30 |  | 30 | 30 |  | N |  |  | N | IPP Non-CHP | 2 | X | SUN
Petroleum Liquids.DFO | petroleum | FALSE | 63270 | St. Luke's Cornwall Hospital - Newburgh | 63546 | St. Luke's Cornwall Hospital | NY | Orange | GEN1 | Petroleum Liquids | IC |  | S | 1.5 | 0.8 | 1.5 | 1.5 | 0.1 | N |  |  | N | Commercial Non-CHP | 4 | X | DFO
Petroleum Liquids.DFO | petroleum | FALSE | 63270 | St. Luke's Cornwall Hospital - Newburgh | 63546 | St. Luke's Cornwall Hospital | NY | Orange | GEN2 | Petroleum Liquids | IC |  | S | 0.2 | 0.8 | 0.2 | 0.2 | 0.1 | N |  |  | N | Commercial Non-CHP | 4 | X | DFO
Petroleum Liquids.DFO | petroleum | FALSE | 63270 | St. Luke's Cornwall Hospital - Newburgh | 63546 | St. Luke's Cornwall Hospital | NY | Orange | GEN3 | Petroleum Liquids | IC |  | S | 1.5 | 0.8 | 1.5 | 1.5 | 0.1 | N |  |  | N | Commercial Non-CHP | 4 | X | DFO
Solar Photovoltaic.SUN | solar PV | TRUE | 57354 | X-Elio North America Inc | 63548 | Lily Solar | SC | Allendale | 1 | Solar Photovoltaic | PV |  | S | 70 |  | 70 | 70 |  | N |  |  | N | IPP Non-CHP | 2 | X | SUN
Solar Photovoltaic.SUN | solar PV | TRUE | 56769 | Consolidated Edison Development Inc. | 63549 | Water Strider Solar | VA | Halifax | WSS | Solar Photovoltaic | PV |  | S | 80 |  | 80 | 80 |  | N |  |  | N | IPP Non-CHP | 2 | X | SUN
Petroleum Liquids.DFO | petroleum | FALSE | 63274 | Vassar Brothers Medical Center | 63550 | Vassar Brothers Medical Center | NY | Dutchess | AR-01 | Petroleum Liquids | IC |  | S | 0.3 | 0.8 | 0.3 | 0.3 | 0.1 | N |  |  | N | Commercial Non-CHP | 4 | X | DFO
Petroleum Liquids.DFO | petroleum | FALSE | 63274 | Vassar Brothers Medical Center | 63550 | Vassar Brothers Medical Center | NY | Dutchess | CO-14 | Petroleum Liquids | IC |  | S | 0.3 | 0.8 | 0.3 | 0.3 | 0.1 | N |  |  | N | Commercial Non-CHP | 4 | X | DFO
Petroleum Liquids.DFO | petroleum | FALSE | 63274 | Vassar Brothers Medical Center | 63550 | Vassar Brothers Medical Center | NY | Dutchess | FP-01 | Petroleum Liquids | IC |  | S | 0.1 | 0.8 | 0.1 | 0.1 | 0.1 | N |  |  | N | Commercial Non-CHP | 4 | X | DFO
Petroleum Liquids.DFO | petroleum | FALSE | 63274 | Vassar Brothers Medical Center | 63550 | Vassar Brothers Medical Center | NY | Dutchess | HS-01 | Petroleum Liquids | IC |  | S | 0.4 | 0.8 | 0.4 | 0.4 | 0.1 | N |  |  | N | Commercial Non-CHP | 4 | X | DFO
Petroleum Liquids.DFO | petroleum | FALSE | 63274 | Vassar Brothers Medical Center | 63550 | Vassar Brothers Medical Center | NY | Dutchess | MB-01 | Petroleum Liquids | IC |  | S | 0.6 | 0.8 | 0.6 | 0.6 | 0.1 | N |  |  | N | Commercial Non-CHP | 4 | X | DFO
Petroleum Liquids.DFO | petroleum | FALSE | 63274 | Vassar Brothers Medical Center | 63550 | Vassar Brothers Medical Center | NY | Dutchess | MM-01 | Petroleum Liquids | IC |  | S | 0.4 | 0.8 | 0.4 | 0.4 | 0.1 | N |  |  | N | Commercial Non-CHP | 4 | X | DFO
Petroleum Liquids.DFO | petroleum | FALSE | 63274 | Vassar Brothers Medical Center | 63550 | Vassar Brothers Medical Center | NY | Dutchess | PG-01 | Petroleum Liquids | IC |  | S | 0.2 | 0.8 | 0.2 | 0.2 | 0.1 | N |  |  | N | Commercial Non-CHP | 4 | X | DFO
Petroleum Liquids.DFO | petroleum | FALSE | 63274 | Vassar Brothers Medical Center | 63550 | Vassar Brothers Medical Center | NY | Dutchess | SC-67 | Petroleum Liquids | IC |  | S | 0.3 | 0.8 | 0.3 | 0.3 | 0.1 | N |  |  | N | Commercial Non-CHP | 4 | X | DFO
Petroleum Liquids.DFO | petroleum | FALSE | 63274 | Vassar Brothers Medical Center | 63550 | Vassar Brothers Medical Center | NY | Dutchess | SO-01 | Petroleum Liquids | IC |  | S | 0.8 | 0.8 | 0.8 | 0.8 | 0.1 | N |  |  | N | Commercial Non-CHP | 4 | X | DFO
Petroleum Liquids.DFO | petroleum | FALSE | 63274 | Vassar Brothers Medical Center | 63550 | Vassar Brothers Medical Center | NY | Dutchess | WW-01 | Petroleum Liquids | IC |  | S | 0.6 | 0.8 | 0.6 | 0.6 | 0.1 | N |  |  | N | Commercial Non-CHP | 4 | X | DFO
Solar Photovoltaic.SUN | solar PV | TRUE | 63276 | Woodfields Solar, LLC | 63552 | Woodfields Solar | SC | Greenwood | PGR21 | Solar Photovoltaic | PV |  | S | 2 |  | 2 | 2 |  | N |  |  | N | IPP Non-CHP | 2 | X | SUN
Petroleum Liquids.DFO | petroleum | FALSE | 63277 | Richmond University Medical Center | 63553 | Richmond University Medical Center | NY | Richmond | CT200 | Petroleum Liquids | IC |  | S | 0.2 | 0.8 | 0.2 | 0.2 | 0.1 | N |  |  | N | Commercial Non-CHP | 4 | X | DFO
Petroleum Liquids.DFO | petroleum | FALSE | 63277 | Richmond University Medical Center | 63553 | Richmond University Medical Center | NY | Richmond | CU600 | Petroleum Liquids | IC |  | S | 0.6 | 0.8 | 0.6 | 0.6 | 0.1 | N |  |  | N | Commercial Non-CHP | 4 | X | DFO
Petroleum Liquids.DFO | petroleum | FALSE | 63277 | Richmond University Medical Center | 63553 | Richmond University Medical Center | NY | Richmond | CU750 | Petroleum Liquids | IC |  | S | 0.8 | 0.8 | 0.8 | 0.8 | 0.1 | N |  |  | N | Commercial Non-CHP | 4 | X | DFO
Solar Photovoltaic.SUN | solar PV | TRUE | 21538 | Mohave Electric Cooperative, Inc. | 63554 | Mohave Electric Cooperative at Joy Lane | AZ | Mohave | PV2 | Solar Photovoltaic | PV |  | S | 10.9 |  | 10.9 | 10.9 |  | N |  |  | N | IPP Non-CHP | 2 | X | SUN
Solar Photovoltaic.SUN | solar PV | TRUE | 63281 | 38 Degrees North, LLC | 63555 | St. Joseph's Solar, LLC CSG | MA | Worcester | STJOE | Solar Photovoltaic | PV |  | W | 1 |  | 1 | 1 |  | N |  |  | N | IPP Non-CHP | 2 | X | SUN
Solar Photovoltaic.SUN | solar PV | TRUE | 63281 | 38 Degrees North, LLC | 63556 | Boutillier Solar, LLC CSG | MA | Worcester | BOUTI | Solar Photovoltaic | PV |  | W | 2.9 |  | 2.9 | 2.9 |  | N |  |  | N | IPP Non-CHP | 2 | X | SUN
Solar Photovoltaic.SUN | solar PV | TRUE | 63281 | 38 Degrees North, LLC | 63557 | Blair Wire Village Solar, LLC CSG | MA | Worcester | BLAWV | Solar Photovoltaic | PV |  | W | 1 |  | 1 | 1 |  | N |  |  | N | IPP Non-CHP | 2 | X | SUN
Solar Photovoltaic.SUN | solar PV | TRUE | 63281 | 38 Degrees North, LLC | 63558 | Barton Acres Solar, LLC CSG | MA | Worcester | BARAC | Solar Photovoltaic | PV |  | W | 1 |  | 1 | 1 |  | N |  |  | N | IPP Non-CHP | 2 | X | SUN
Solar Photovoltaic.SUN | solar PV | TRUE | 63281 | 38 Degrees North, LLC | 63561 | Cherry Valley Solar, LLC CSG | MA | Worcester | CHERV | Solar Photovoltaic | PV |  | W | 1 |  | 1 | 1 |  | N |  |  | N | IPP Non-CHP | 2 | X | SUN
Solar Photovoltaic.SUN | solar PV | TRUE | 63281 | 38 Degrees North, LLC | 63562 | ISM Solar Dighton 2, LLC CSG | MA | Bristol | DIGHT | Solar Photovoltaic | PV |  | W | 2 |  | 2 | 2 |  | N |  |  | N | IPP Non-CHP | 2 | X | SUN
Solar Photovoltaic.SUN | solar PV | TRUE | 63281 | 38 Degrees North, LLC | 63563 | Incom Solar, LLC CSG | MA | Worcester | INCOM | Solar Photovoltaic | PV |  | W | 2 |  | 2 | 2 |  | N |  |  | N | IPP Non-CHP | 2 | X | SUN
Solar Photovoltaic.SUN | solar PV | TRUE | 63281 | 38 Degrees North, LLC | 63564 | JH Solar, LLC CSG | MA | Worcester | JHSOL | Solar Photovoltaic | PV |  | W | 1 |  | 1 | 1 |  | N |  |  | N | IPP Non-CHP | 2 | X | SUN
Solar Photovoltaic.SUN | solar PV | TRUE | 63281 | 38 Degrees North, LLC | 63565 | Woodchuck Solar, LLC CSG | MA | Worcester | WOODC | Solar Photovoltaic | PV |  | W | 1 |  | 1 | 1 |  | N |  |  | N | IPP Non-CHP | 2 | X | SUN
Solar Photovoltaic.SUN | solar PV | TRUE | 58970 | Ecoplexus, Inc | 63566 | HWY 158 PV | NC | Hertford | HW158 | Solar Photovoltaic | PV |  | S | 9 | 0.95 | 9 | 9 |  | N |  |  | N | IPP Non-CHP | 2 | X | SUN
Solar Photovoltaic.SUN | solar PV | TRUE | 63281 | 38 Degrees North, LLC | 63569 | Dudley River 3 Solar, LLC CSG | MA | Worcester | DUD3 | Solar Photovoltaic | PV |  | W | 1 |  | 1 | 1 |  | N |  |  | N | IPP Non-CHP | 2 | X | SUN
Solar Photovoltaic.SUN | solar PV | TRUE | 63281 | 38 Degrees North, LLC | 63570 | Dudley River 2 Solar, LLC CSG | MA | Worcester | DUD2 | Solar Photovoltaic | PV |  | W | 1 |  | 1 | 1 |  | N |  |  | N | IPP Non-CHP | 2 | X | SUN
Solar Photovoltaic.SUN | solar PV | TRUE | 63281 | 38 Degrees North, LLC | 63571 | Dudley River Solar, LLC CSG | MA | Worcester | DUD1 | Solar Photovoltaic | PV |  | W | 1 |  | 1 | 1 |  | N |  |  | N | IPP Non-CHP | 2 | X | SUN
Solar Photovoltaic.SUN | solar PV | TRUE | 63281 | 38 Degrees North, LLC | 63572 | Ledeaux Solar, LLC CSG | MA | Worcester | LEDEA | Solar Photovoltaic | PV |  | W | 1 |  | 1 | 1 |  | N |  |  | N | IPP Non-CHP | 2 | X | SUN
Solar Photovoltaic.SUN | solar PV | TRUE | 63281 | 38 Degrees North, LLC | 63573 | Cohasse Solar, LLC CSG | MA | Worcester | COHAS | Solar Photovoltaic | PV |  | W | 1 |  | 1 | 1 |  | N |  |  | N | IPP Non-CHP | 2 | X | SUN
Onshore Wind Turbine.WND | onshore wind | TRUE | 19436 | Union Electric Co - (MO) | 63574 | Atchison County Wind | MO | Atchison | GEN1 | Onshore Wind Turbine | WT |  | S | 299 |  | 275.5 | 288.9 | 0 | N |  |  | N | Electric Utility | 1 | X | WND
Petroleum Liquids.DFO | petroleum | TRUE | 63286 | 4 Rivers Electric Cooperative Inc. | 63575 | Thunderbird Generator (Tbird) | KS | Lyon | TBRID | Petroleum Liquids | IC |  | S | 1 | 0.8 | 1 | 1 | 0.3 | N |  |  | N | Electric Utility | 1 | X | DFO
Solar Photovoltaic.SUN | solar PV | TRUE | 60281 | Altus Power America Management, LLC | 63576 | FastSun 4 CSG | MN | Washington | FS4 | Solar Photovoltaic | PV |  | S | 1 |  | 1 | 1 |  | N |  |  | N | IPP Non-CHP | 2 | X | SUN
Solar Photovoltaic.SUN | solar PV | TRUE | 60281 | Altus Power America Management, LLC | 63577 | FastSun 21 CSG | MN | Sherburne | FS21 | Solar Photovoltaic | PV |  | S | 1 |  | 1 | 1 |  | N |  |  | N | IPP Non-CHP | 2 | X | SUN
Onshore Wind Turbine.WND | onshore wind | TRUE | 17718 | Southwestern Public Service Co | 63578 | Sagamore Wind | NM | Roosevelt | SWF01 | Onshore Wind Turbine | WT |  | S | 522 |  | 522 | 522 | 1 | N |  |  | N | Electric Utility | 1 | X | WND
Solar Photovoltaic.SUN | solar PV | TRUE | 61156 | NMRD Data Center, LLC | 63579 | Britton Solar Energy Center | NM | Torrance | BSEC | Solar Photovoltaic | PV |  | S | 50 | 1 | 50 | 50 |  | N |  |  | N | IPP Non-CHP | 2 | X | SUN
Petroleum Liquids.DFO | petroleum | FALSE | 63291 | NYPH - Lawrence | 63580 | NYPH - Lawrence | NY | Westchester | CAT15 | Petroleum Liquids | IC |  | S | 0.2 | 0.8 | 0.2 | 0.2 | 0.1 | N |  |  | N | Commercial Non-CHP | 4 | X | DFO
Petroleum Liquids.DFO | petroleum | FALSE | 63291 | NYPH - Lawrence | 63580 | NYPH - Lawrence | NY | Westchester | CM175 | Petroleum Liquids | IC |  | S | 0.2 | 0.8 | 0.2 | 0.2 | 0.1 | N |  |  | N | Commercial Non-CHP | 4 | X | DFO
Petroleum Liquids.DFO | petroleum | FALSE | 63291 | NYPH - Lawrence | 63580 | NYPH - Lawrence | NY | Westchester | CU750 | Petroleum Liquids | IC |  | S | 0.8 | 0.8 | 0.8 | 0.8 | 0.1 | N |  |  | N | Commercial Non-CHP | 4 | X | DFO
Petroleum Liquids.DFO | petroleum | FALSE | 63291 | NYPH - Lawrence | 63580 | NYPH - Lawrence | NY | Westchester | DD300 | Petroleum Liquids | IC |  | S | 0.3 | 0.8 | 0.3 | 0.3 | 0.1 | N |  |  | N | Commercial Non-CHP | 4 | X | DFO
Petroleum Liquids.DFO | petroleum | FALSE | 63291 | NYPH - Lawrence | 63580 | NYPH - Lawrence | NY | Westchester | KL515 | Petroleum Liquids | IC |  | S | 0.5 | 0.8 | 0.5 | 0.5 | 0.1 | N |  |  | N | Commercial Non-CHP | 4 | X | DFO
Petroleum Liquids.DFO | petroleum | FALSE | 63293 | Mount Sinai - Brooklyn | 63581 | Mount Sinai - Brooklyn | NY | Kings | CM350 | Petroleum Liquids | IC |  | S | 0.4 | 0.8 | 0.4 | 0.4 | 0.1 | N |  |  | N | Commercial Non-CHP | 4 | X | DFO
Petroleum Liquids.DFO | petroleum | FALSE | 63293 | Mount Sinai - Brooklyn | 63581 | Mount Sinai - Brooklyn | NY | Kings | DD750 | Petroleum Liquids | IC |  | S | 0.8 | 0.8 | 0.8 | 0.8 | 0.1 | N |  |  | N | Commercial Non-CHP | 4 | X | DFO
Petroleum Liquids.DFO | petroleum | FALSE | 63293 | Mount Sinai - Brooklyn | 63581 | Mount Sinai - Brooklyn | NY | Kings | KP300 | Petroleum Liquids | IC |  | S | 0.3 | 0.8 | 0.3 | 0.3 | 0.1 | N |  |  | N | Commercial Non-CHP | 4 | X | DFO
Solar Photovoltaic.SUN | solar PV | TRUE | 63292 | Harmony Florida Solar LLC | 63582 | Harmony Solar | FL | Osceola | HFS | Solar Photovoltaic | PV |  | S | 74.5 |  | 74.5 | 74.5 |  | N |  |  | N | IPP Non-CHP | 2 | X | SUN
Solar Photovoltaic.SUN | solar PV | TRUE | 63290 | Taylor Creek Solar LLC | 63583 | Taylor Creek Solar | FL | Orange | TCS | Solar Photovoltaic | PV |  | S | 74.5 |  | 74.5 | 74.5 |  | N |  |  | N | IPP Non-CHP | 2 | X | SUN
Batteries.MWH | battery storage | 0 | 14154 | Orange & Rockland Utils Inc | 63585 | NY3 Battery | NY | Rockland | NY3 | Batteries | BA |  | S | 3 | 1 | 3 | 3 | 0 | N |  |  | N | Electric Utility | 1 | X | MWH
Solar Photovoltaic.SUN | solar PV | TRUE | 63282 | SR Kersey II, LLC | 63586 | SR Kersey II | CO | Weld | KERII | Solar Photovoltaic | PV |  | S | 1 |  | 1 | 1 |  | N |  |  | N | IPP Non-CHP | 2 | X | SUN
Solar Photovoltaic.SUN | solar PV | TRUE | 63283 | SR Skylark C, LLC | 63587 | SR Skylark C | CO | Weld | SKYC | Solar Photovoltaic | PV |  | S | 1.1 |  | 1.1 | 1.1 |  | N |  |  | N | IPP Non-CHP | 2 | X | SUN
Solar Photovoltaic.SUN | solar PV | TRUE | 63281 | 38 Degrees North, LLC | 63588 | Palombo Solar, LLC CSG | MA | Worcester | PALOA | Solar Photovoltaic | PV |  | W | 2 |  | 2 | 2 |  | N |  |  | N | IPP Non-CHP | 2 | X | SUN
Solar Photovoltaic.SUN | solar PV | TRUE | 63281 | 38 Degrees North, LLC | 63589 | Palombo B Solar, LLC CSG | MA | Worcester | PALOB | Solar Photovoltaic | PV |  | W | 1 |  | 1 | 1 |  | N |  |  | N | IPP Non-CHP | 2 | X | SUN
Onshore Wind Turbine.WND | onshore wind | TRUE | 63299 | Ponderosa Wind, LLC | 63590 | Ponderosa Wind Energy Center | OK | Beaver | PONDE | Onshore Wind Turbine | WT |  | S | 200 |  | 200 | 200 | 1 | N |  |  | N | IPP Non-CHP | 2 | X | WND
Solar Photovoltaic.SUN | solar PV | TRUE | 63294 | Nutmeg Solar LLC | 63592 | Nutmeg Solar | CT | Hartford | NUTMG | Solar Photovoltaic | PV |  | S | 19.6 |  | 19.6 | 19.6 |  | N |  |  | N | IPP Non-CHP | 2 | X | SUN
Solar Photovoltaic.SUN | solar PV | TRUE | 61227 | Nautilus Solar Solutions | 63593 | Brooten CSG1, LLC | MN | Pope | SC | Solar Photovoltaic | PV |  | S | 1 |  | 1 | 1 |  | N |  |  | N | IPP Non-CHP | 2 | X | SUN
Solar Photovoltaic.SUN | solar PV | TRUE | 61227 | Nautilus Solar Solutions | 63594 | Buffalo Lake CSG1, LLC | MN | Renville | SC | Solar Photovoltaic | PV |  | S | 1 |  | 1 | 1 |  | N |  |  | N | IPP Non-CHP | 2 | X | SUN
Solar Photovoltaic.SUN | solar PV | TRUE | 61227 | Nautilus Solar Solutions | 63595 | Lowry CSG2, LLC | MN | Pope | SC | Solar Photovoltaic | PV |  | S | 1 |  | 1 | 1 |  | N |  |  | N | IPP Non-CHP | 2 | X | SUN
Solar Photovoltaic.SUN | solar PV | TRUE | 61227 | Nautilus Solar Solutions | 63596 | Paynesville CSG1, LLC | MN | Stearns | SC | Solar Photovoltaic | PV |  | S | 1 |  | 1 | 1 |  | N |  |  | N | IPP Non-CHP | 2 | X | SUN
Solar Photovoltaic.SUN | solar PV | TRUE | 61227 | Nautilus Solar Solutions | 63597 | Plato CSG1, LLC | MN | McLeod | SC | Solar Photovoltaic | PV |  | S | 1 |  | 1 | 1 |  | N |  |  | N | IPP Non-CHP | 2 | X | SUN
Solar Photovoltaic.SUN | solar PV | TRUE | 61227 | Nautilus Solar Solutions | 63598 | Sacred Heart CSG1, LLC | MN | Renville | SC | Solar Photovoltaic | PV |  | S | 1 |  | 1 | 1 |  | N |  |  | N | IPP Non-CHP | 2 | X | SUN
Solar Photovoltaic.SUN | solar PV | TRUE | 61227 | Nautilus Solar Solutions | 63599 | Stewart CSG1, LLC | MN | McLeod | SC | Solar Photovoltaic | PV |  | S | 1 |  | 1 | 1 |  | N |  |  | N | IPP Non-CHP | 2 | X | SUN
Onshore Wind Turbine.WND | onshore wind | TRUE | 5109 | DTE Electric Company | 63601 | Isabella Wind Park | MI | Isabella | 1 | Onshore Wind Turbine | WT |  | S | 383.5 | 0.9 | 383.5 | 383.5 | 10 | N |  |  | N | Electric Utility | 1 | X | WND
Petroleum Liquids.DFO | petroleum | FALSE | 63325 | Montefiore-New Rochelle | 63602 | Montefiore-New Rochelle | NY | Westchester | EG250 | Petroleum Liquids | IC |  | S | 0.3 | 0.8 | 0.3 | 0.3 | 0.1 | N |  |  | N | Commercial Non-CHP | 4 | X | DFO
Petroleum Liquids.DFO | petroleum | FALSE | 63325 | Montefiore-New Rochelle | 63602 | Montefiore-New Rochelle | NY | Westchester | EG300 | Petroleum Liquids | IC |  | S | 0.3 | 0.8 | 0.3 | 0.3 | 0.1 | N |  |  | N | Commercial Non-CHP | 4 | X | DFO
Petroleum Liquids.DFO | petroleum | FALSE | 63325 | Montefiore-New Rochelle | 63602 | Montefiore-New Rochelle | NY | Westchester | EG600 | Petroleum Liquids | IC |  | S | 0.6 | 0.8 | 0.2 | 0.2 | 0.1 | N |  |  | N | Commercial Non-CHP | 4 | X | DFO
Other Natural Gas.NG | natural gas peaker | FALSE | 57128 | Bloom Energy | 63603 | Illumina Way SD | CA | San Diego | ILM01 | Other Natural Gas | FC |  | W | 3.5 |  | 3.5 | 3.5 | 0.1 | N |  |  | N | Industrial Non-CHP | 6 | X | NG
Other Natural Gas.NG | natural gas peaker | FALSE | 57128 | Bloom Energy | 63604 | Extreme San Ignacio | CA | Santa Clara | EXN02 | Other Natural Gas | FC |  | W | 1 |  | 1 | 1 | 0.1 | N |  |  | N | Commercial Non-CHP | 4 | X | NG
Other Natural Gas.NG | natural gas peaker | FALSE | 57128 | Bloom Energy | 63605 | ATT North Watney | CA | Solano | ATT35 | Other Natural Gas | FC |  | W | 2 |  | 2 | 2 | 0.1 | N |  |  | N | Commercial Non-CHP | 4 | X | NG
Other Natural Gas.NG | natural gas peaker | FALSE | 57128 | Bloom Energy | 63606 | ATT Ventura Blvd | CA | Los Angeles | ATT27 | Other Natural Gas | FC |  | W | 1 |  | 1 | 1 | 0.1 | N |  |  | N | Commercial Non-CHP | 4 | X | NG
Other Natural Gas.NG | natural gas peaker | FALSE | 57128 | Bloom Energy | 63607 | Extreme Via Del Oro | CA | Santa Clara | EXN01 | Other Natural Gas | FC |  | W | 1.2 |  | 1.2 | 1.2 | 0.1 | N |  |  | N | Commercial Non-CHP | 4 | X | NG
Batteries.MWH | battery storage | 0 | 63785 | Hybrid-Electric Building Technologies West Los Angeles 1, LLC | 63609 | Allergan | CA | Orange | ALRGN | Batteries | BA |  | J | 1.5 |  | 1.5 | 1.5 | 0 | N |  |  | N | Commercial Non-CHP | 4 | X | MWH
Batteries.MWH | battery storage | 0 | 63785 | Hybrid-Electric Building Technologies West Los Angeles 1, LLC | 63610 | Baker | CA | Orange | BAKER | Batteries | BA |  | J | 1.2 |  | 1.2 | 1.2 | 0 | N |  |  | N | Commercial Non-CHP | 4 | X | MWH
Batteries.MWH | battery storage | 0 | 63785 | Hybrid-Electric Building Technologies West Los Angeles 1, LLC | 63611 | CSU Long Beach | CA | Los Angeles | CSULB | Batteries | BA |  | J | 2.5 |  | 2.5 | 2.5 | 0 | N |  |  | N | Commercial Non-CHP | 4 | X | MWH
Batteries.MWH | battery storage | 0 | 63785 | Hybrid-Electric Building Technologies West Los Angeles 1, LLC | 63612 | DATS | CA | Orange | DATS0 | Batteries | BA |  | J | 1 |  | 1 | 1 | 0 | N |  |  | N | Commercial Non-CHP | 4 | X | MWH
Batteries.MWH | battery storage | 0 | 63785 | Hybrid-Electric Building Technologies West Los Angeles 1, LLC | 63613 | Downey | CA | Los Angeles | DOWNY | Batteries | BA |  | J | 2 |  | 2 | 2 | 0 | N |  |  | N | Commercial Non-CHP | 4 | X | MWH
Batteries.MWH | battery storage | 0 | 63785 | Hybrid-Electric Building Technologies West Los Angeles 1, LLC | 63614 | LAWRP | CA | Orange | LAWRP | Batteries | BA |  | J | 1 |  | 1 | 1 | 0 | N |  |  | N | Commercial Non-CHP | 4 | X | MWH
Batteries.MWH | battery storage | 0 | 63785 | Hybrid-Electric Building Technologies West Los Angeles 1, LLC | 63615 | Long Beach Convention Center | CA | Los Angeles | LBCON | Batteries | BA |  | J | 1.5 |  | 1.5 | 1.5 | 0 | N |  |  | N | Commercial Non-CHP | 4 | X | MWH
Batteries.MWH | battery storage | 0 | 63785 | Hybrid-Electric Building Technologies West Los Angeles 1, LLC | 63616 | OCSD | CA | Orange | OCSD1 | Batteries | BA |  | J | 4.9 |  | 4.9 | 4.9 | 0 | N |  |  | N | Commercial Non-CHP | 4 | X | MWH
Batteries.MWH | battery storage | 0 | 63785 | Hybrid-Electric Building Technologies West Los Angeles 1, LLC | 63617 | SOCCD | CA | Orange | SOCCD | Batteries | BA |  | J | 1.3 |  | 1.3 | 1.3 | 0 | N |  |  | N | Commercial Non-CHP | 4 | X | MWH
Solar Photovoltaic.SUN | solar PV | TRUE | 60531 | Standard Solar | 63618 | USS Solar Brick | IL | Macoupin | USBRK | Solar Photovoltaic | PV |  | S | 2 |  | 2 | 2 |  | N |  |  | N | IPP Non-CHP | 2 | X | SUN
Solar Photovoltaic.SUN | solar PV | TRUE | 60531 | Standard Solar | 63620 | USS Goodrich Solar | IL | Kankakee | USGCH | Solar Photovoltaic | PV |  | S | 2 |  | 2 | 2 |  | N |  |  | N | IPP Non-CHP | 2 | X | SUN
Solar Photovoltaic.SUN | solar PV | TRUE | 60531 | Standard Solar | 63621 | USS Sycamore Solar (CSG) | IL | DeKalb | USSYC | Solar Photovoltaic | PV |  | S | 2 |  | 2 | 2 |  | N |  |  | N | IPP Non-CHP | 2 | X | SUN
Solar Photovoltaic.SUN | solar PV | TRUE | 61944 | MN8 Energy LLC | 63623 | Lafayette 2 - MLK Jr. Hospital (MLK) | CA | Los Angeles | GEN1 | Solar Photovoltaic | PV |  | W | 1.7 |  | 1.7 | 1.7 |  | N |  |  | N | IPP Non-CHP | 2 | X | SUN
Onshore Wind Turbine.WND | onshore wind | TRUE | 57416 | Acciona Energy USA Global, LLC | 63624 | La Chalupa, LLC | TX | Cameron | LC | Onshore Wind Turbine | WT |  | S | 198.5 |  | 198.5 | 198.5 | 0 | N |  |  | N | IPP Non-CHP | 2 | X | WND
Petroleum Liquids.DFO | petroleum | FALSE | 63333 | NYU Langone - Orthopedic | 63625 | NYU Langone - Orthopedic | NY | Kings | HJD#1 | Petroleum Liquids | IC |  | S | 0.8 | 0.8 | 0.8 | 0.8 | 0.1 | N |  |  | N | Commercial Non-CHP | 4 | X | DFO
Petroleum Liquids.DFO | petroleum | FALSE | 63333 | NYU Langone - Orthopedic | 63625 | NYU Langone - Orthopedic | NY | Kings | HJD#2 | Petroleum Liquids | IC |  | S | 0.8 | 0.8 | 0.8 | 0.8 | 0.1 | N |  |  | N | Commercial Non-CHP | 4 | X | DFO
Solar Photovoltaic.SUN | solar PV | TRUE | 60025 | Greenbacker Renewable Energy Corporation | 63626 | IGS FE Trenton, LLC | NJ | Mercer | 229 | Solar Photovoltaic | PV |  | S | 1.5 | 0.8 | 1.5 | 1.5 |  | N |  |  | N | IPP Non-CHP | 2 | X | SUN
Solar Photovoltaic.SUN | solar PV | TRUE | 60025 | Greenbacker Renewable Energy Corporation | 63627 | Scenic Hill Solar IV, LLC | AR | Johnson | 252 | Solar Photovoltaic | PV |  | S | 2.2 | 0.8 | 2.2 | 2.2 |  | N |  |  | N | IPP Non-CHP | 2 | X | SUN
Natural Gas Fired Combustion Turbine.NG | natural gas peaker | TRUE | 14063 | Oklahoma Gas & Electric Co | 63628 | Tinker | OK | Oklahoma | 5A | Natural Gas Fired Combustion Turbine | GT |  | S | 41 | 0.9 | 33 | 33 | 26 | N |  |  | N | Electric Utility | 1 | X | NG | DFO
Natural Gas Fired Combustion Turbine.NG | natural gas peaker | TRUE | 14063 | Oklahoma Gas & Electric Co | 63628 | Tinker | OK | Oklahoma | 5B | Natural Gas Fired Combustion Turbine | GT |  | S | 41 | 0.9 | 31 | 31 | 26 | N |  |  | N | Electric Utility | 1 | X | NG | DFO
Solar Photovoltaic.SUN | solar PV | TRUE | 62759 | National Grid Renewables | 63629 | Hydra Community Solar Garden, LLC (CSG) | MN | Rice | HYDRA | Solar Photovoltaic | PV |  | S | 1 |  | 1 | 1 |  | N |  |  | N | IPP Non-CHP | 2 | X | SUN
Solar Photovoltaic.SUN | solar PV | FALSE | 62715 | Westbound Solar LLC | 63630 | Pleasanton - Amador Valley High School | CA | Alameda | AVHS | Solar Photovoltaic | PV |  | S | 1.1 |  | 1.1 | 1.1 |  | N |  |  | N | Commercial Non-CHP | 4 | X | SUN
Natural Gas Fired Combustion Turbine.NG | natural gas peaker | FALSE | 63346 | PRIMIENT, LLC | 63632 | Primient Loudon Plant | TN | Loudon | Y9111 | Natural Gas Fired Combustion Turbine | GT |  | S | 30.7 | 0.85 | 26 | 30.7 | 14 | N |  |  | Y | Industrial CHP | 7 | T | NG
Natural Gas Fired Combustion Turbine.NG | natural gas peaker | FALSE | 63346 | PRIMIENT, LLC | 63632 | Primient Loudon Plant | TN | Loudon | Y9121 | Natural Gas Fired Combustion Turbine | GT |  | S | 30.7 | 0.85 | 26 | 30.7 | 14 | N |  |  | Y | Industrial CHP | 7 | T | NG
Solar Photovoltaic.SUN | solar PV | TRUE | 63338 | Crown Solar Center, LLC | 63635 | Crown | SC | Lancaster | CROWN | Solar Photovoltaic | PV |  | S | 3 |  | 3 | 3 |  | N |  |  | N | IPP Non-CHP | 2 | X | SUN
Solar Photovoltaic.SUN | solar PV | TRUE | 63339 | Fort Rock Solar I, LLC | 63636 | Fort Rock I | OR | Lake | FR1 | Solar Photovoltaic | PV |  | S | 9.9 |  | 9.9 | 9.9 |  | N |  |  | N | IPP Non-CHP | 2 | X | SUN
Other Natural Gas.NG | natural gas peaker | FALSE | 57128 | Bloom Energy | 63637 | One Patriot | MA | Norfolk | TKG00 | Other Natural Gas | FC |  | W | 2 |  | 2 | 2 | 0.1 | N |  |  | N | Commercial Non-CHP | 4 | X | NG
Other Natural Gas.NG | natural gas peaker | FALSE | 58622 | Costco Wholesale | 63638 | Tracy 210 | CA | San Joaquin | CTC13 | Other Natural Gas | FC |  | S | 2.6 |  | 2.6 | 2.6 | 0.1 | N |  |  | N | Industrial Non-CHP | 6 | X | NG
Onshore Wind Turbine.WND | onshore wind | TRUE | 12341 | MidAmerican Energy Co | 63639 | Contrail Wind Farm | IA | Taylor | COWF | Onshore Wind Turbine | WT |  | S | 112.4 | 0.9 | 110 | 110 | 0.1 | N |  |  | N | Electric Utility | 1 | X | WND
Onshore Wind Turbine.WND | onshore wind | TRUE | 12341 | MidAmerican Energy Co | 63640 | Southern Hills Wind Farm | IA | Union | SHWF | Onshore Wind Turbine | WT |  | S | 254.1 | 0.9 | 250 | 250 | 0.1 | N |  |  | N | Electric Utility | 1 | X | WND
Onshore Wind Turbine.WND | onshore wind | TRUE | 12341 | MidAmerican Energy Co | 63641 | Diamond Trail Wind Farm | IA | Iowa | DTWF | Onshore Wind Turbine | WT |  | S | 252.5 | 0.9 | 250 | 250 | 0.1 | N |  |  | N | Electric Utility | 1 | X | WND
Solar Photovoltaic.SUN | solar PV | TRUE | 63185 | Neighborhood Power Corp. | 63642 | Dunn Road Solar | OR | Clackamas | W9736 | Solar Photovoltaic | PV |  | W | 1.8 |  | 1.8 | 1.8 |  | N |  |  | N | IPP Non-CHP | 2 | X | SUN
Petroleum Liquids.DFO | petroleum | FALSE | 63347 | North Central Bronx Hospital | 63643 | North Central Bronx Hospital | NY | Bronx | EG1 | Petroleum Liquids | IC |  | S | 0.8 | 0.8 | 0.8 | 0.8 | 0.1 | N |  |  | N | Commercial Non-CHP | 4 | X | DFO
Petroleum Liquids.DFO | petroleum | FALSE | 63347 | North Central Bronx Hospital | 63643 | North Central Bronx Hospital | NY | Bronx | EG2 | Petroleum Liquids | IC |  | S | 0.8 | 0.8 | 0.8 | 0.8 | 0.1 | N |  |  | N | Commercial Non-CHP | 4 | X | DFO
Petroleum Liquids.DFO | petroleum | FALSE | 63348 | Wyckoff Heights Medical Center | 63644 | Wyckoff Heights Medical Center | NY | Kings | CT800 | Petroleum Liquids | IC |  | S | 0.8 | 0.8 | 0.8 | 0.8 | 0.1 | N |  |  | N | Commercial Non-CHP | 4 | X | DFO
Petroleum Liquids.DFO | petroleum | FALSE | 63348 | Wyckoff Heights Medical Center | 63644 | Wyckoff Heights Medical Center | NY | Kings | KT800 | Petroleum Liquids | IC |  | S | 0.8 | 0.8 | 0.8 | 0.8 | 0.1 | N |  |  | N | Commercial Non-CHP | 4 | X | DFO
Petroleum Liquids.DFO | petroleum | FALSE | 63351 | St.Joseph's Regional Medical Center | 63645 | St.Joseph's Regional Medical Center | NJ | Passaic | 7E600 | Petroleum Liquids | IC |  | S | 0.6 | 0.8 | 0.6 | 0.6 | 0.1 | N |  |  | N | Commercial Non-CHP | 4 | X | DFO
Petroleum Liquids.DFO | petroleum | FALSE | 63351 | St.Joseph's Regional Medical Center | 63645 | St.Joseph's Regional Medical Center | NJ | Passaic | 8E675 | Petroleum Liquids | IC |  | S | 0.7 | 0.8 | 0.7 | 0.7 | 0.1 | N |  |  | N | Commercial Non-CHP | 4 | X | DFO
Petroleum Liquids.DFO | petroleum | FALSE | 63351 | St.Joseph's Regional Medical Center | 63645 | St.Joseph's Regional Medical Center | NJ | Passaic | 9E600 | Petroleum Liquids | IC |  | S | 0.6 | 0.8 | 0.6 | 0.6 | 0.1 | N |  |  | N | Commercial Non-CHP | 4 | X | DFO
Petroleum Liquids.DFO | petroleum | FALSE | 63351 | St.Joseph's Regional Medical Center | 63645 | St.Joseph's Regional Medical Center | NJ | Passaic | E10 | Petroleum Liquids | IC |  | S | 0.3 | 0.8 | 0.3 | 0.3 | 0.1 | N |  |  | N | Commercial Non-CHP | 4 | X | DFO
Petroleum Liquids.DFO | petroleum | FALSE | 63351 | St.Joseph's Regional Medical Center | 63645 | St.Joseph's Regional Medical Center | NJ | Passaic | E16 | Petroleum Liquids | IC |  | S | 0.8 | 0.8 | 0.8 | 0.8 | 0.1 | N |  |  | N | Commercial Non-CHP | 4 | X | DFO
Petroleum Liquids.DFO | petroleum | FALSE | 63351 | St.Joseph's Regional Medical Center | 63645 | St.Joseph's Regional Medical Center | NJ | Passaic | E27 | Petroleum Liquids | IC |  | S | 1 | 0.8 | 1 | 1 | 0.1 | N |  |  | N | Commercial Non-CHP | 4 | X | DFO
Petroleum Liquids.DFO | petroleum | FALSE | 63351 | St.Joseph's Regional Medical Center | 63645 | St.Joseph's Regional Medical Center | NJ | Passaic | E28 | Petroleum Liquids | IC |  | S | 1 | 0.8 | 1 | 1 | 0.1 | N |  |  | N | Commercial Non-CHP | 4 | X | DFO
Petroleum Liquids.DFO | petroleum | FALSE | 63351 | St.Joseph's Regional Medical Center | 63645 | St.Joseph's Regional Medical Center | NJ | Passaic | E29 | Petroleum Liquids | IC |  | S | 1 | 0.8 | 1 | 1 | 0.1 | N |  |  | N | Commercial Non-CHP | 4 | X | DFO
Petroleum Liquids.DFO | petroleum | FALSE | 63351 | St.Joseph's Regional Medical Center | 63645 | St.Joseph's Regional Medical Center | NJ | Passaic | E30 | Petroleum Liquids | IC |  | S | 0.1 | 0.8 | 0.1 | 0.1 | 0.1 | N |  |  | N | Commercial Non-CHP | 4 | X | DFO
Petroleum Liquids.DFO | petroleum | FALSE | 63353 | Jacobi Medical Center | 63646 | Jacobi Medical Center | NY | Bronx | CATA | Petroleum Liquids | IC |  | S | 1 | 0.8 | 1 | 1 | 0.1 | N |  |  | N | Commercial Non-CHP | 4 | X | DFO
Petroleum Liquids.DFO | petroleum | FALSE | 63353 | Jacobi Medical Center | 63646 | Jacobi Medical Center | NY | Bronx | CATB | Petroleum Liquids | IC |  | S | 1 | 0.8 | 1 | 1 | 0.1 | N |  |  | N | Commercial Non-CHP | 4 | X | DFO
Petroleum Liquids.DFO | petroleum | FALSE | 63353 | Jacobi Medical Center | 63646 | Jacobi Medical Center | NY | Bronx | CATC | Petroleum Liquids | IC |  | S | 1.2 | 0.8 | 1.2 | 1.2 | 0.1 | N |  |  | N | Commercial Non-CHP | 4 | X | DFO
Petroleum Liquids.DFO | petroleum | FALSE | 63353 | Jacobi Medical Center | 63646 | Jacobi Medical Center | NY | Bronx | CATD | Petroleum Liquids | IC |  | S | 1.2 | 0.8 | 1.2 | 1.2 | 0.1 | N |  |  | N | Commercial Non-CHP | 4 | X | DFO
Petroleum Liquids.DFO | petroleum | FALSE | 63353 | Jacobi Medical Center | 63646 | Jacobi Medical Center | NY | Bronx | CU1 | Petroleum Liquids | IC |  | S | 0.9 | 0.8 | 0.9 | 0.9 | 0.1 | N |  |  | N | Commercial Non-CHP | 4 | X | DFO
Petroleum Liquids.DFO | petroleum | FALSE | 63353 | Jacobi Medical Center | 63646 | Jacobi Medical Center | NY | Bronx | CU2 | Petroleum Liquids | IC |  | S | 0.9 | 0.8 | 0.9 | 0.9 | 0.1 | N |  |  | N | Commercial Non-CHP | 4 | X | DFO
Petroleum Liquids.DFO | petroleum | FALSE | 63353 | Jacobi Medical Center | 63646 | Jacobi Medical Center | NY | Bronx | CU2SH | Petroleum Liquids | IC |  | S | 0.3 | 0.8 | 0.3 | 0.3 | 0.1 | N |  |  | N | Commercial Non-CHP | 4 | X | DFO
Petroleum Liquids.DFO | petroleum | FALSE | 63353 | Jacobi Medical Center | 63646 | Jacobi Medical Center | NY | Bronx | CU3 | Petroleum Liquids | IC |  | S | 0.9 | 0.8 | 0.9 | 0.9 | 0.1 | N |  |  | N | Commercial Non-CHP | 4 | X | DFO
Petroleum Liquids.DFO | petroleum | FALSE | 63353 | Jacobi Medical Center | 63646 | Jacobi Medical Center | NY | Bronx | CU4 | Petroleum Liquids | IC |  | S | 0.2 | 0.8 | 0.2 | 0.2 | 0.1 | N |  |  | N | Commercial Non-CHP | 4 | X | DFO
Petroleum Liquids.DFO | petroleum | FALSE | 63353 | Jacobi Medical Center | 63646 | Jacobi Medical Center | NY | Bronx | DET | Petroleum Liquids | IC |  | S | 1 | 0.8 | 1 | 1 | 0.1 | N |  |  | N | Commercial Non-CHP | 4 | X | DFO
Petroleum Liquids.DFO | petroleum | FALSE | 63353 | Jacobi Medical Center | 63646 | Jacobi Medical Center | NY | Bronx | GEN1 | Petroleum Liquids | IC |  | S | 0.5 | 0.8 | 0.5 | 0.5 | 0.1 | N |  |  | N | Commercial Non-CHP | 4 | X | DFO
Other Natural Gas.NG | natural gas peaker | TRUE | 62150 | 2016 ESA Project Company, LLC | 63647 | SDM000 Clarkson Fuel Cell | NY | Kings | SDM00 | Other Natural Gas | FC |  | S | 1.8 | 0.99 | 1.8 | 1.8 | 1.8 | N |  |  | N | IPP Non-CHP | 2 | X | NG
Other Natural Gas.NG | natural gas peaker | TRUE | 62150 | 2016 ESA Project Company, LLC | 63648 | NHH003 Clarkson Fuel Cell | NY | Kings | NHH03 | Other Natural Gas | FC |  | S | 1.1 | 0.99 | 1.1 | 1.1 | 1.1 | N |  |  | N | IPP Non-CHP | 2 | X | NG
Other Natural Gas.NG | natural gas peaker | TRUE | 62150 | 2016 ESA Project Company, LLC | 63649 | NHH004 Winthrop Fuel Cell | NY | Kings | NHH04 | Other Natural Gas | FC |  | S | 1 | 0.99 | 1 | 1 | 1 | N |  |  | N | IPP Non-CHP | 2 | X | NG
Solar Photovoltaic.SUN | solar PV | TRUE | 63345 | Flodquist Community Solar LLC | 63650 | Flodquist Community Solar LLC CSG | MN | Chisago | TC3 | Solar Photovoltaic | PV |  | S | 1 |  | 1 | 1 |  | N |  |  | N | IPP Non-CHP | 2 | X | SUN
Solar Photovoltaic.SUN | solar PV | TRUE | 63344 | SunE P11L Holdings, LLC | 63651 | North Kern State Prison Phase II | CA | Kern | 5812 | Solar Photovoltaic | PV |  | S | 4 |  | 4 | 4 |  | N |  |  | N | IPP Non-CHP | 2 | X | SUN
Solar Photovoltaic.SUN | solar PV | TRUE | 63357 | Sheriff Rd Solar LLC | 63654 | Sheriff Road | MD | Prince Georges | SHRFF | Solar Photovoltaic | PV |  | S | 1.1 |  | 1.1 | 1.1 |  | N |  |  | N | IPP Non-CHP | 2 | X | SUN
Onshore Wind Turbine.WND | onshore wind | TRUE | 57170 | EDF Renewable Asset Holdings, Inc. | 63655 | Coyote Wind LLC | TX | Scurry | COY | Onshore Wind Turbine | WT |  | S | 242.5 |  | 242.5 | 242.5 | 0.5 | N |  |  | N | IPP Non-CHP | 2 | X | WND
Solar Photovoltaic.SUN | solar PV | TRUE | 64395 | Bay4 Energy Services, LLC | 63656 | CED Peoria Solar | IL | Peoria | PS1 | Solar Photovoltaic | PV |  | S | 2 |  | 2 | 2 |  | N |  |  | N | IPP Non-CHP | 2 | X | SUN
Solar Photovoltaic.SUN | solar PV | TRUE | 63365 | Siems Community Solar LLC | 63657 | Siems Solar Project CSG | MN | Goodhue | TC3 | Solar Photovoltaic | PV |  | S | 1 |  | 1 | 1 |  | N |  |  | N | IPP Non-CHP | 2 | X | SUN
Solar Photovoltaic.SUN | solar PV | TRUE | 63366 | Schueler Community Solar LLC | 63658 | Schueler Community Solar | MN | Wright | TC3 | Solar Photovoltaic | PV |  | S | 1 |  | 1 | 1 |  | N |  |  | N | IPP Non-CHP | 2 | X | SUN
Solar Photovoltaic.SUN | solar PV | TRUE | 63368 | 38DN Power Fund 1 LLC | 63659 | Bowden Solar LLC | MA | Hampden | BOWDN | Solar Photovoltaic | PV |  | W | 2 |  | 2 | 1.7 |  | N |  |  | N | IPP Non-CHP | 2 | X | SUN
Solar Photovoltaic.SUN | solar PV | TRUE | 62870 | Heritage Sustainable Energy. LLC | 63660 | M72 West Solar | MI | Leelanau | M72W | Solar Photovoltaic | PV |  | S | 1.8 |  | 1.8 | 1.8 |  | N |  |  | N | IPP Non-CHP | 2 | X | SUN
Other Natural Gas.NG | natural gas peaker | TRUE | 63369 | Yaphank Fuel Cell Park, LLC | 63661 | SWM Fuel Cell | NY | Suffolk | SWM-1 | Other Natural Gas | FC |  | S | 2.8 | 0.85 | 2.8 | 2.8 | 1.1 | N |  |  | N | IPP Non-CHP | 2 | X | NG
Other Natural Gas.NG | natural gas peaker | TRUE | 63369 | Yaphank Fuel Cell Park, LLC | 63661 | SWM Fuel Cell | NY | Suffolk | SWM-2 | Other Natural Gas | FC |  | S | 2.8 | 0.85 | 2.8 | 2.8 | 1.1 | N |  |  | N | IPP Non-CHP | 2 | X | NG
Other Natural Gas.NG | natural gas peaker | TRUE | 63369 | Yaphank Fuel Cell Park, LLC | 63661 | SWM Fuel Cell | NY | Suffolk | SWM-3 | Other Natural Gas | FC |  | S | 2.8 | 0.85 | 2.8 | 2.8 | 1.1 | N |  |  | N | IPP Non-CHP | 2 | X | NG
Petroleum Liquids.DFO | petroleum | FALSE | 63371 | Montefiore Nyack Hospital | 63662 | Montefiore Nyack Hospital | NY | Rockland | CAT | Petroleum Liquids | IC |  | S | 0.6 | 0.8 | 0.6 | 0.6 | 0.1 | N |  |  | N | Commercial Non-CHP | 4 | X | DFO
Petroleum Liquids.DFO | petroleum | FALSE | 63371 | Montefiore Nyack Hospital | 63662 | Montefiore Nyack Hospital | NY | Rockland | DET | Petroleum Liquids | IC |  | S | 0.5 | 0.8 | 0.5 | 0.5 | 0.1 | N |  |  | N | Commercial Non-CHP | 4 | X | DFO
Solar Photovoltaic.SUN | solar PV | TRUE | 63185 | Neighborhood Power Corp. | 63663 | Mt Hope Solar | OR | Clackamas | W0053 | Solar Photovoltaic | PV |  | W | 2.5 |  | 2.5 | 2.5 |  | N |  |  | N | IPP Non-CHP | 2 | X | SUN
Solar Photovoltaic.SUN | solar PV | TRUE | 63185 | Neighborhood Power Corp. | 63664 | Williams Acres Solar | OR | Marion | W0055 | Solar Photovoltaic | PV |  | W | 2.5 |  | 2.5 | 2.5 |  | N |  |  | N | IPP Non-CHP | 2 | X | SUN
Solar Photovoltaic.SUN | solar PV | TRUE | 63185 | Neighborhood Power Corp. | 63665 | River Valley Solar | OR | Marion | W0054 | Solar Photovoltaic | PV |  | W | 1.9 |  | 1.9 | 1.9 |  | N |  |  | N | IPP Non-CHP | 2 | X | SUN
Onshore Wind Turbine.WND | onshore wind | TRUE | 63373 | Bitter Ridge Wind Farm, LLC | 63666 | Bitter Ridge Wind Farm, LLC | IN | Jay | BIT | Onshore Wind Turbine | WT |  | S | 130 |  | 130 | 130 | 130 | N |  |  | N | IPP Non-CHP | 2 | X | WND
Solar Photovoltaic.SUN | solar PV | TRUE | 63374 | Sanford Airport Solar, LLC | 63667 | Sanford Solar | ME | York | SAS | Solar Photovoltaic | PV |  | S | 49.4 |  | 49.4 | 49.4 |  | N |  |  | N | IPP Non-CHP | 2 | X | SUN
Solar Photovoltaic.SUN | solar PV | TRUE | 61012 | AES Distributed Energy | 63668 | University Solar, LLC | RI | Kent | URI | Solar Photovoltaic | PV |  | S | 24 |  | 24 | 24 |  | N |  |  | N | IPP Non-CHP | 2 | X | SUN
Natural Gas Internal Combustion Engine.NG | natural gas peaker | FALSE | 63378 | St. Mary's Hospital For Children | 63669 | St. Mary's Hospital For Children | NY | Queens | CHP | Natural Gas Internal Combustion Engine | IC |  | S | 0.3 | 0.8 | 0.3 | 0.3 | 0.1 | N |  |  | N | Commercial Non-CHP | 4 | X | NG
Petroleum Liquids.DFO | petroleum | FALSE | 63378 | St. Mary's Hospital For Children | 63669 | St. Mary's Hospital For Children | NY | Queens | CU1 | Petroleum Liquids | IC |  | S | 0.5 | 0.8 | 0.5 | 0.5 | 0.1 | N |  |  | N | Commercial Non-CHP | 4 | X | DFO
Petroleum Liquids.DFO | petroleum | FALSE | 63378 | St. Mary's Hospital For Children | 63669 | St. Mary's Hospital For Children | NY | Queens | CU2 | Petroleum Liquids | IC |  | S | 1.5 | 0.8 | 1.5 | 1.5 | 0.1 | N |  |  | N | Commercial Non-CHP | 4 | X | DFO
Petroleum Liquids.DFO | petroleum | FALSE | 63382 | Harlem Hospital Center | 63671 | Harlem Hospital Center | NY | New York | CAT1 | Petroleum Liquids | IC |  | S | 1 | 0.8 | 1 | 1 | 0.1 | N |  |  | N | Commercial Non-CHP | 4 | X | DFO
Petroleum Liquids.DFO | petroleum | FALSE | 63382 | Harlem Hospital Center | 63671 | Harlem Hospital Center | NY | New York | CAT2 | Petroleum Liquids | IC |  | S | 1 | 0.8 | 1 | 1 | 0.1 | N |  |  | N | Commercial Non-CHP | 4 | X | DFO
Petroleum Liquids.DFO | petroleum | FALSE | 63382 | Harlem Hospital Center | 63671 | Harlem Hospital Center | NY | New York | CAT3 | Petroleum Liquids | IC |  | S | 1 | 0.8 | 1 | 1 | 0.1 | N |  |  | N | Commercial Non-CHP | 4 | X | DFO
Petroleum Liquids.DFO | petroleum | FALSE | 63382 | Harlem Hospital Center | 63671 | Harlem Hospital Center | NY | New York | CAT4 | Petroleum Liquids | IC |  | S | 1 | 0.8 | 1 | 1 | 0.1 | N |  |  | N | Commercial Non-CHP | 4 | X | DFO
Petroleum Liquids.DFO | petroleum | FALSE | 63382 | Harlem Hospital Center | 63671 | Harlem Hospital Center | NY | New York | CAT5 | Petroleum Liquids | IC |  | S | 0.4 | 0.8 | 0.4 | 0.4 | 0.1 | N |  |  | N | Commercial Non-CHP | 4 | X | DFO
Solar Photovoltaic.SUN | solar PV | TRUE | 63391 | C2 MA Lakeville, LLC | 63672 | Lakeville Solar | MA | Plymouth | LV | Solar Photovoltaic | PV |  | S | 2.7 |  | 2.7 | 2.7 |  | N |  |  | N | IPP Non-CHP | 2 | X | SUN
Natural Gas Internal Combustion Engine.NG | natural gas peaker | FALSE | 63392 | Norwalk Hospital | 63673 | Norwalk Hospital Plant | CT | Fairfield | EU-12 | Natural Gas Internal Combustion Engine | IC |  | S | 3 | 0.8 | 2.5 | 2.5 | 1.5 | N |  |  | Y | Commercial CHP | 5 | T | NG
Solar Photovoltaic.SUN | solar PV | TRUE | 63393 | VS Dedeaux LLC | 63674 | Dedeaux | CA | Los Angeles | DEDEA | Solar Photovoltaic | PV |  | S | 0.9 | 1 | 0.9 | 0.9 |  | N |  |  | N | IPP Non-CHP | 2 | X | SUN
Solar Photovoltaic.SUN | solar PV | TRUE | 63394 | MSAP 13, LLC | 63675 | MSAP 13 | NY | Rensselaer | TROYL | Solar Photovoltaic | PV |  | S | 2 |  | 2 | 2 |  | N |  |  | N | IPP Non-CHP | 2 | X | SUN
Solar Photovoltaic.SUN | solar PV | TRUE | 63397 | Paulson Community Solar LLC | 63678 | Paulson Community (CSG) | MN | Le Sueur | PAUL | Solar Photovoltaic | PV |  | S | 1 |  | 1 | 1 |  | N |  |  | N | IPP Non-CHP | 2 | X | SUN
Solar Photovoltaic.SUN | solar PV | TRUE | 63398 | Laurel Village Community Solar LLC | 63679 | Laurel Village (CSG) | MN | Wright | LAUR | Solar Photovoltaic | PV |  | S | 1 |  | 1 | 1 |  | N |  |  | N | IPP Non-CHP | 2 | X | SUN
Solar Photovoltaic.SUN | solar PV | TRUE | 63399 | Hertzberg Community Solar | 63680 | Hertzberg Community (CSG) | MN | Stearns | HERTZ | Solar Photovoltaic | PV |  | S | 1 |  | 1 | 1 |  | N |  |  | N | IPP Non-CHP | 2 | X | SUN
Solar Photovoltaic.SUN | solar PV | TRUE | 60025 | Greenbacker Renewable Energy Corporation | 63681 | Oak Leaf Solar XXXIII LLC (Lantz) | CO | Chaffee | 13 | Solar Photovoltaic | PV |  | S | 1.5 |  | 1.5 | 1.5 |  | N |  |  | N | IPP Non-CHP | 2 | X | SUN
Solar Photovoltaic.SUN | solar PV | TRUE | 60025 | Greenbacker Renewable Energy Corporation | 63681 | Oak Leaf Solar XXXIII LLC (Lantz) | CO | Chaffee | 14 | Solar Photovoltaic | PV |  | S | 1.5 |  | 1.5 | 1.5 |  | N |  |  | N | IPP Non-CHP | 2 | X | SUN
Solar Photovoltaic.SUN | solar PV | TRUE | 63380 | Brenda Luhman Community Solar LLC | 63682 | Brenda Luhman - CSG | MN | Goodhue | BLCS | Solar Photovoltaic | PV |  | S | 1 |  | 1 | 1 |  | N |  |  | N | IPP Non-CHP | 2 | X | SUN
Solar Photovoltaic.SUN | solar PV | TRUE | 63381 | Carlson Community Solar | 63683 | Carlson Community (CSG) | MN | Chisago | CRLSN | Solar Photovoltaic | PV |  | S | 1 |  | 1 | 1 |  | N |  |  | N | IPP Non-CHP | 2 | X | SUN
Solar Photovoltaic.SUN | solar PV | TRUE | 63400 | Hammer Community Solar LLC | 63684 | Hammer Community (CSG) | MN | Sherburne | HAMR | Solar Photovoltaic | PV |  | S | 1 |  | 1 | 1 |  | N |  |  | N | IPP Non-CHP | 2 | X | SUN
Batteries.MWH | battery storage | 0 | 61012 | AES Distributed Energy | 63685 | Luna Storage | CA | Los Angeles | LUNA | Batteries | BA |  | S | 100 |  | 100 | 100 | 0.1 | N |  |  | N | IPP Non-CHP | 2 | X | MWH
Onshore Wind Turbine.WND | onshore wind | TRUE | 4254 | Consumers Energy Co | 63686 | Crescent Wind Park | MI | Hillsdale | GFWP | Onshore Wind Turbine | WT |  | S | 150 |  | 150 | 150 | 0 | N |  |  | N | Electric Utility | 1 | X | WND
Onshore Wind Turbine.WND | onshore wind | TRUE | 4254 | Consumers Energy Co | 63687 | Gratiot Farms Wind Project | MI | Montcalm | CWP | Onshore Wind Turbine | WT |  | S | 150 |  | 150 | 150 | 0 | N |  |  | N | Electric Utility | 1 | X | WND
Natural Gas Fired Combustion Turbine.NG | natural gas peaker | TRUE | 63082 | ProEnergy Services | 63688 | Topaz Generating | TX | Galveston | CTG-1 | Natural Gas Fired Combustion Turbine | GT |  | W | 60.5 | 0.85 | 44.5 | 49.8 | 22.5 | N |  |  | N | IPP Non-CHP | 2 | X | NG
Natural Gas Fired Combustion Turbine.NG | natural gas peaker | TRUE | 63082 | ProEnergy Services | 63688 | Topaz Generating | TX | Galveston | CTG-2 | Natural Gas Fired Combustion Turbine | GT |  | W | 60.5 | 0.85 | 44.5 | 49.8 | 22.5 | N |  |  | N | IPP Non-CHP | 2 | X | NG
Natural Gas Fired Combustion Turbine.NG | natural gas peaker | TRUE | 63082 | ProEnergy Services | 63688 | Topaz Generating | TX | Galveston | CTG-3 | Natural Gas Fired Combustion Turbine | GT |  | W | 60.5 | 0.85 | 44.5 | 49.8 | 22.5 | N |  |  | N | IPP Non-CHP | 2 | X | NG
Natural Gas Fired Combustion Turbine.NG | natural gas peaker | TRUE | 63082 | ProEnergy Services | 63688 | Topaz Generating | TX | Galveston | CTG-4 | Natural Gas Fired Combustion Turbine | GT |  | W | 60.5 | 0.85 | 44.5 | 49.8 | 22.5 | N |  |  | N | IPP Non-CHP | 2 | X | NG
Natural Gas Fired Combustion Turbine.NG | natural gas peaker | TRUE | 63082 | ProEnergy Services | 63688 | Topaz Generating | TX | Galveston | CTG-5 | Natural Gas Fired Combustion Turbine | GT |  | W | 60.5 | 0.85 | 44.5 | 49.8 | 22.5 | N |  |  | N | IPP Non-CHP | 2 | X | NG
Natural Gas Fired Combustion Turbine.NG | natural gas peaker | TRUE | 63082 | ProEnergy Services | 63688 | Topaz Generating | TX | Galveston | CTG-6 | Natural Gas Fired Combustion Turbine | GT |  | W | 60.5 | 0.85 | 44.5 | 49.8 | 22.5 | N |  |  | N | IPP Non-CHP | 2 | X | NG
Natural Gas Fired Combustion Turbine.NG | natural gas peaker | TRUE | 63082 | ProEnergy Services | 63688 | Topaz Generating | TX | Galveston | CTG-7 | Natural Gas Fired Combustion Turbine | GT |  | W | 60.5 | 0.85 | 44.5 | 49.8 | 22.5 | N |  |  | N | IPP Non-CHP | 2 | X | NG
Natural Gas Fired Combustion Turbine.NG | natural gas peaker | TRUE | 63082 | ProEnergy Services | 63688 | Topaz Generating | TX | Galveston | CTG-8 | Natural Gas Fired Combustion Turbine | GT |  | W | 60.5 | 0.85 | 44.5 | 49.8 | 22.5 | N |  |  | N | IPP Non-CHP | 2 | X | NG
Natural Gas Fired Combustion Turbine.NG | natural gas peaker | TRUE | 63082 | ProEnergy Services | 63688 | Topaz Generating | TX | Galveston | CTG-9 | Natural Gas Fired Combustion Turbine | GT |  | W | 60.5 | 0.85 | 44.5 | 49.8 | 22.5 | N |  |  | N | IPP Non-CHP | 2 | X | NG
Natural Gas Fired Combustion Turbine.NG | natural gas peaker | TRUE | 63082 | ProEnergy Services | 63688 | Topaz Generating | TX | Galveston | CTG10 | Natural Gas Fired Combustion Turbine | GT |  | W | 60.5 | 0.85 | 44.5 | 49.8 | 22.5 | N |  |  | N | IPP Non-CHP | 2 | X | NG
Solar Photovoltaic.SUN | solar PV | TRUE | 56769 | Consolidated Edison Development Inc. | 63689 | Red Lake Falls Community Hybrid | MN | Red Lake | RLFS | Solar Photovoltaic | PV |  | S | 1 |  | 1 | 1 | 0 | N |  |  | N | IPP Non-CHP | 2 | X | SUN
Onshore Wind Turbine.WND | onshore wind | TRUE | 56769 | Consolidated Edison Development Inc. | 63689 | Red Lake Falls Community Hybrid | MN | Red Lake | RLFW | Onshore Wind Turbine | WT |  | S | 4.6 |  | 4.6 | 4.6 | 0 | N |  |  | N | IPP Non-CHP | 2 | X | WND
Solar Photovoltaic.SUN | solar PV | TRUE | 58871 | Citizens Enterprises Corporation | 63690 | Oak Street Solar | MA | Hampden | PV1 | Solar Photovoltaic | PV |  | W | 3.5 |  | 3.5 | 3.5 |  | N |  |  | N | IPP Non-CHP | 2 | X | SUN
Solar Photovoltaic.SUN | solar PV | TRUE | 64994 | SolRiver Capital LLC | 63691 | Hunker Solar River, LLC | PA | Westmoreland | 13502 | Solar Photovoltaic | PV |  | S | 3.3 |  | 3.3 | 3.3 |  | N |  |  | N | IPP Non-CHP | 2 | X | SUN
Solar Photovoltaic.SUN | solar PV | TRUE | 13683 | North Carolina El Member Corp | 63692 | PG Solar, LLC | NC | Duplin | 13504 | Solar Photovoltaic | PV |  | S | 2 |  | 2 | 2 |  | N |  |  | N | Electric Utility | 1 | X | SUN
Solar Photovoltaic.SUN | solar PV | TRUE | 13683 | North Carolina El Member Corp | 63693 | Freight Line Solar, LLC | NC | Duplin | 13503 | Solar Photovoltaic | PV |  | S | 2 |  | 2 | 2 |  | N |  |  | N | Electric Utility | 1 | X | SUN
Solar Photovoltaic.SUN | solar PV | TRUE | 64994 | SolRiver Capital LLC | 63694 | Butler Solar, LLC | OR | Yamhill | 13501 | Solar Photovoltaic | PV |  | S | 4 |  | 4 | 4 |  | N |  |  | N | IPP Non-CHP | 2 | X | SUN
Solar Photovoltaic.SUN | solar PV | TRUE | 13683 | North Carolina El Member Corp | 63695 | Holly Swamp Solar, LLC | NC | Robeson | 13502 | Solar Photovoltaic | PV |  | S | 2 |  | 2 | 2 |  | N |  |  | N | Electric Utility | 1 | X | SUN
Solar Photovoltaic.SUN | solar PV | TRUE | 63412 | Westmoreland County Solar Project, LLC | 63696 | Westmoreland County Solar Project | VA | Westmoreland | WEST | Solar Photovoltaic | PV |  | S | 19.9 | 0.93 | 19.9 | 19.9 |  | N |  |  | N | IPP Non-CHP | 2 | X | SUN
Solar Photovoltaic.SUN | solar PV | TRUE | 63409 | GWE Cranberry Solar RT, LLC | 63697 | Cranberry Solar | MA | Plymouth | 13440 | Solar Photovoltaic | PV |  | S | 1 |  | 1 | 1 |  | N |  |  | N | IPP Non-CHP | 2 | X | SUN
Solar Photovoltaic.SUN | solar PV | TRUE | 56990 | NJR Clean Energy Ventures Corporation | 63698 | Galloway Landfill | NJ | Monmouth | GALLO | Solar Photovoltaic | PV |  | W | 2.3 |  | 2.3 | 2.3 |  | N |  |  | N | IPP Non-CHP | 2 | X | SUN
Other Natural Gas.NG | natural gas peaker | TRUE | 62150 | 2016 ESA Project Company, LLC | 63699 | AGT000 Stevens Creek Fuel Cell | CA | Santa Clara | AGT0A | Other Natural Gas | FC |  | S | 1.2 | 0.99 | 1.2 | 1.2 | 1.2 | N |  |  | N | IPP Non-CHP | 2 | X | NG
Other Natural Gas.NG | natural gas peaker | TRUE | 62150 | 2016 ESA Project Company, LLC | 63699 | AGT000 Stevens Creek Fuel Cell | CA | Santa Clara | AGT0B | Other Natural Gas | FC |  | S | 1 | 0.99 | 1 | 1 | 1 | N |  |  | N | IPP Non-CHP | 2 | X | NG
Other Natural Gas.NG | natural gas peaker | TRUE | 62150 | 2016 ESA Project Company, LLC | 63700 | AGT001 Centerville Fuel Cell | DE | New Castle | AGT01 | Other Natural Gas | FC |  | S | 1.3 | 0.99 | 1.3 | 1.3 | 1.3 | N |  |  | N | IPP Non-CHP | 2 | X | NG
Other Natural Gas.NG | natural gas peaker | TRUE | 62150 | 2016 ESA Project Company, LLC | 63701 | CST001 McCarthy Fuel Cell | CA | Santa Clara | CST1A | Other Natural Gas | FC |  | S | 0.9 | 0.9 | 0.9 | 0.9 | 0.9 | N |  |  | N | IPP Non-CHP | 2 | X | NG
Other Natural Gas.NG | natural gas peaker | TRUE | 62150 | 2016 ESA Project Company, LLC | 63701 | CST001 McCarthy Fuel Cell | CA | Santa Clara | CST1B | Other Natural Gas | FC |  | S | 0.3 | 0.9 | 0.3 | 0.3 | 0.3 | N |  |  | N | IPP Non-CHP | 2 | X | NG
Other Natural Gas.NG | natural gas peaker | TRUE | 62150 | 2016 ESA Project Company, LLC | 63702 | EQX002 Secaucus Rd Fuel Cell | NJ | Hudson | EQX02 | Other Natural Gas | FC |  | S | 1.5 | 0.99 | 1.5 | 1.5 | 1.5 | N |  |  | N | IPP Non-CHP | 2 | X | NG
Other Natural Gas.NG | natural gas peaker | TRUE | 62150 | 2016 ESA Project Company, LLC | 63703 | EQX003 Secaucus Rd Fuel Cell | NJ | Hudson | EQX03 | Other Natural Gas | FC |  | S | 2 | 0.99 | 2 | 2 | 2 | N |  |  | N | IPP Non-CHP | 2 | X | NG
Other Natural Gas.NG | natural gas peaker | TRUE | 62150 | 2016 ESA Project Company, LLC | 63704 | EQX010 Great Oaks Fuel Cell | CA | Santa Clara | EQ10A | Other Natural Gas | FC |  | S | 1.2 | 0.99 | 1.2 | 1.2 | 1.2 | N |  |  | N | IPP Non-CHP | 2 | X | NG
Other Natural Gas.NG | natural gas peaker | TRUE | 62150 | 2016 ESA Project Company, LLC | 63704 | EQX010 Great Oaks Fuel Cell | CA | Santa Clara | EQ10B | Other Natural Gas | FC |  | S | 1.2 | 0.99 | 1.2 | 1.2 | 1.2 | N |  |  | N | IPP Non-CHP | 2 | X | NG
Other Natural Gas.NG | natural gas peaker | TRUE | 62150 | 2016 ESA Project Company, LLC | 63705 | EQX011 Duane Fuel Cell | CA | Santa Clara | EQ11A | Other Natural Gas | FC |  | S | 2 | 0.99 | 2 | 2 | 2 | N |  |  | N | IPP Non-CHP | 2 | X | NG
Other Natural Gas.NG | natural gas peaker | TRUE | 62150 | 2016 ESA Project Company, LLC | 63705 | EQX011 Duane Fuel Cell | CA | Santa Clara | EQ11B | Other Natural Gas | FC |  | S | 1.4 | 0.99 | 1.4 | 1.4 | 1.4 | N |  |  | N | IPP Non-CHP | 2 | X | NG
Other Natural Gas.NG | natural gas peaker | TRUE | 62150 | 2016 ESA Project Company, LLC | 63705 | EQX011 Duane Fuel Cell | CA | Santa Clara | EQ11C | Other Natural Gas | FC |  | S | 1.8 | 0.99 | 1.8 | 1.8 | 1.8 | N |  |  | N | IPP Non-CHP | 2 | X | NG
Other Natural Gas.NG | natural gas peaker | TRUE | 62150 | 2016 ESA Project Company, LLC | 63706 | EQX012 Harz Fuel Cell | NJ | Hudson | EQX12 | Other Natural Gas | FC |  | S | 2.5 | 0.99 | 2.5 | 2.5 | 2.5 | N |  |  | N | IPP Non-CHP | 2 | X | NG
Other Natural Gas.NG | natural gas peaker | TRUE | 62150 | 2016 ESA Project Company, LLC | 63708 | EQX015 Great Oaks Fuel Cell | CA | Santa Clara | EQ15A | Other Natural Gas | FC |  | S | 2 | 0.99 | 2 | 2 | 2 | N |  |  | N | IPP Non-CHP | 2 | X | NG
Other Natural Gas.NG | natural gas peaker | TRUE | 62150 | 2016 ESA Project Company, LLC | 63708 | EQX015 Great Oaks Fuel Cell | CA | Santa Clara | EQ15B | Other Natural Gas | FC |  | S | 2 | 0.99 | 2 | 2 | 2 | N |  |  | N | IPP Non-CHP | 2 | X | NG
Landfill Gas.LFG | natural gas peaker | TRUE | 13559 | North American Natural Res | 63709 | Autumn Hills Generating Facility | MI | Ottawa | 1 | Landfill Gas | IC |  | S | 0.8 | 0.8 | 0.8 | 0.8 | 0.5 | N |  |  | N | IPP Non-CHP | 2 | X | LFG
Landfill Gas.LFG | natural gas peaker | TRUE | 13559 | North American Natural Res | 63709 | Autumn Hills Generating Facility | MI | Ottawa | 2 | Landfill Gas | IC |  | S | 1.6 | 0.8 | 1.6 | 1.6 | 1.2 | N |  |  | N | IPP Non-CHP | 2 | X | LFG
Landfill Gas.LFG | natural gas peaker | TRUE | 13559 | North American Natural Res | 63709 | Autumn Hills Generating Facility | MI | Ottawa | 3 | Landfill Gas | IC |  | S | 1.6 | 0.8 | 1.6 | 1.6 | 1.2 | N |  |  | N | IPP Non-CHP | 2 | X | LFG
Onshore Wind Turbine.WND | onshore wind | TRUE | 15399 | Avangrid Renewables LLC | 63710 | Golden Hill Wind | OR | Sherman | GH1 | Onshore Wind Turbine | WT |  | S | 201.3 |  | 201.3 | 201.3 | 0 | N |  |  | N | IPP Non-CHP | 2 | X | WND
Other Natural Gas.NG | natural gas peaker | TRUE | 62150 | 2016 ESA Project Company, LLC | 63711 | JSR000 N Mathilda Fuel Cell | CA | Santa Clara | JSR00 | Other Natural Gas | FC |  | S | 1.1 | 0.99 | 1.1 | 1.1 | 1.1 | N |  |  | N | IPP Non-CHP | 2 | X | NG
Other Natural Gas.NG | natural gas peaker | TRUE | 62150 | 2016 ESA Project Company, LLC | 63712 | KSR028 Merced Fuel Cell | CA | Alameda | KSR28 | Other Natural Gas | FC |  | S | 2 | 0.99 | 2 | 2 | 2 | N |  |  | N | IPP Non-CHP | 2 | X | NG
Other Natural Gas.NG | natural gas peaker | TRUE | 62150 | 2016 ESA Project Company, LLC | 63713 | IIV000 Mt Bethel Fuel Cell | NJ | Somerset | IIV0A | Other Natural Gas | FC |  | S | 1.3 | 0.99 | 1.3 | 1.3 | 1.3 | N |  |  | N | IPP Non-CHP | 2 | X | NG
Other Natural Gas.NG | natural gas peaker | TRUE | 62150 | 2016 ESA Project Company, LLC | 63713 | IIV000 Mt Bethel Fuel Cell | NJ | Somerset | IIV0B | Other Natural Gas | FC |  | S | 1.3 | 0.99 | 1.3 | 1.3 | 1.3 | N |  |  | N | IPP Non-CHP | 2 | X | NG
Other Natural Gas.NG | natural gas peaker | TRUE | 62150 | 2016 ESA Project Company, LLC | 63714 | GEN005 Antibody Fuel Cell | CA | San Diego | GEN05 | Other Natural Gas | FC |  | S | 2.5 | 0.9 | 2.5 | 2.5 | 2.5 | N |  |  | N | IPP Non-CHP | 2 | X | NG
Other Natural Gas.NG | natural gas peaker | TRUE | 62150 | 2016 ESA Project Company, LLC | 63715 | SCU000 El Camino Real Fuel Cell | CA | Santa Clara | SCU00 | Other Natural Gas | FC |  | S | 1.5 | 0.99 | 1.5 | 1.5 | 1.5 | N |  |  | N | IPP Non-CHP | 2 | X | NG
Other Natural Gas.NG | natural gas peaker | TRUE | 62150 | 2016 ESA Project Company, LLC | 63716 | KSR053 Cantara Fuel Cell | CA | Los Angeles | KSR53 | Other Natural Gas | FC |  | S | 1.6 | 0.99 | 1.6 | 1.6 | 1.6 | N |  |  | N | IPP Non-CHP | 2 | X | NG
Other Natural Gas.NG | natural gas peaker | TRUE | 62150 | 2016 ESA Project Company, LLC | 63717 | TLR000 Hansen Fuel Cell | CA | Monterey | TLR0A | Other Natural Gas | FC |  | S | 1 | 0.99 | 1 | 1 | 1 | N |  |  | N | IPP Non-CHP | 2 | X | NG
Other Natural Gas.NG | natural gas peaker | TRUE | 62150 | 2016 ESA Project Company, LLC | 63717 | TLR000 Hansen Fuel Cell | CA | Monterey | TLR0B | Other Natural Gas | FC |  | S | 1.5 | 0.99 | 1.5 | 1.5 | 1.5 | N |  |  | N | IPP Non-CHP | 2 | X | NG
Other Natural Gas.NG | natural gas peaker | TRUE | 62150 | 2016 ESA Project Company, LLC | 63717 | TLR000 Hansen Fuel Cell | CA | Monterey | TLR0C | Other Natural Gas | FC |  | S | 0.5 | 0.99 | 0.5 | 0.5 | 0.5 | N |  |  | N | IPP Non-CHP | 2 | X | NG
Solar Photovoltaic.SUN | solar PV | TRUE | 61227 | Nautilus Solar Solutions | 63718 | ISM Solar Cranston CSG | RI | Providence | CR | Solar Photovoltaic | PV |  | S | 3.1 |  | 3.1 | 3.1 |  | N |  |  | N | IPP Non-CHP | 2 | X | SUN
Solar Photovoltaic.SUN | solar PV | TRUE | 63418 | Elora Solar | 63719 | Elora Solar | TN | Lincoln | ELO | Solar Photovoltaic | PV |  | S | 150 |  | 150 | 150 |  | N |  |  | N | IPP Non-CHP | 2 | X | SUN
Solar Photovoltaic.SUN | solar PV | TRUE | 63419 | Augusta Solar, LLC | 63720 | Augusta Solar | SC | Greenwood | PGR23 | Solar Photovoltaic | PV |  | S | 2 |  | 2 | 2 |  | N |  |  | N | IPP Non-CHP | 2 | X | SUN
Solar Photovoltaic.SUN | solar PV | TRUE | 63414 | Cool Springs Solar, LLC | 63721 | Cool Springs Solar (Hybrid) | GA | Decatur | COOLS | Solar Photovoltaic | PV |  | S | 213 |  | 213 | 213 | 0.1 | N |  |  | N | IPP Non-CHP | 2 | X | SUN
Batteries.MWH | battery storage | 0 | 63414 | Cool Springs Solar, LLC | 63721 | Cool Springs Solar (Hybrid) | GA | Decatur | CSBAT | Batteries | BA |  | S | 40 |  | 40 | 40 | 0.1 | N |  |  | N | IPP Non-CHP | 2 | X | MWH
Batteries.MWH | battery storage | 0 | 60025 | Greenbacker Renewable Energy Corporation | 63722 | Rawhide Prairie Solar Hybrid | CO | Larimer | BA1 | Batteries | BA |  | S | 1 |  | 1 | 1 |  | N |  |  | N | IPP Non-CHP | 2 | X | MWH
Solar Photovoltaic.SUN | solar PV | TRUE | 60025 | Greenbacker Renewable Energy Corporation | 63722 | Rawhide Prairie Solar Hybrid | CO | Larimer | PV1 | Solar Photovoltaic | PV |  | S | 22 |  | 22 | 22 |  | N |  |  | N | IPP Non-CHP | 2 | X | SUN
Solar Photovoltaic.SUN | solar PV | TRUE | 63359 | REA Investments, LLC | 63724 | Hayfield Solar I LLC CSG | MN | Dodge | HAYF1 | Solar Photovoltaic | PV |  | S | 1 | 1 | 1 | 1 |  | N |  |  | N | IPP Non-CHP | 2 | X | SUN
Solar Photovoltaic.SUN | solar PV | TRUE | 63359 | REA Investments, LLC | 63725 | Hayfield Solar III LLC CSG | MN | Dodge | HAYF3 | Solar Photovoltaic | PV |  | S | 1 | 1 | 1 | 1 |  | N |  |  | N | IPP Non-CHP | 2 | X | SUN
Solar Photovoltaic.SUN | solar PV | TRUE | 63359 | REA Investments, LLC | 63726 | Pipestone City Solar LLC CSG | MN | Pipestone | PSCTY | Solar Photovoltaic | PV |  | S | 1 | 1 | 1 | 1 |  | N |  |  | N | IPP Non-CHP | 2 | X | SUN
Solar Photovoltaic.SUN | solar PV | TRUE | 61944 | MN8 Energy LLC | 63727 | Slate Hybrid | CA | Kings | SL3EC | Solar Photovoltaic | PV |  | S | 67.5 |  | 67.5 | 67.5 |  | N |  |  | N | IPP Non-CHP | 2 | X | SUN
Solar Photovoltaic.SUN | solar PV | TRUE | 61944 | MN8 Energy LLC | 63727 | Slate Hybrid | CA | Kings | SLATE | Solar Photovoltaic | PV |  | S | 50.5 |  | 50.5 | 50.5 |  | N |  |  | N | IPP Non-CHP | 2 | X | SUN
Batteries.MWH | battery storage | 0 | 61944 | MN8 Energy LLC | 63727 | Slate Hybrid | CA | Kings | SLB3C | Batteries | BA |  | S | 33.8 |  | 33.8 | 33.8 |  | N |  |  | N | IPP Non-CHP | 2 | X | MWH
Batteries.MWH | battery storage | 0 | 61944 | MN8 Energy LLC | 63727 | Slate Hybrid | CA | Kings | SLBES | Batteries | BA |  | S | 50 |  | 50 | 50 |  | N |  |  | N | IPP Non-CHP | 2 | X | MWH
Batteries.MWH | battery storage | 0 | 61944 | MN8 Energy LLC | 63727 | Slate Hybrid | CA | Kings | SLBPW | Batteries | BA |  | S | 10 |  | 10 | 10 |  | N |  |  | N | IPP Non-CHP | 2 | X | MWH
Batteries.MWH | battery storage | 0 | 61944 | MN8 Energy LLC | 63727 | Slate Hybrid | CA | Kings | SLBSV | Batteries | BA |  | S | 46.5 |  | 46.5 | 46.5 |  | N |  |  | N | IPP Non-CHP | 2 | X | MWH
Solar Photovoltaic.SUN | solar PV | TRUE | 61944 | MN8 Energy LLC | 63727 | Slate Hybrid | CA | Kings | SLPWR | Solar Photovoltaic | PV |  | S | 26 |  | 26 | 26 |  | N |  |  | N | IPP Non-CHP | 2 | X | SUN
Solar Photovoltaic.SUN | solar PV | TRUE | 61944 | MN8 Energy LLC | 63727 | Slate Hybrid | CA | Kings | SLSTN | Solar Photovoltaic | PV |  | S | 63 |  | 63 | 63 |  | N |  |  | N | IPP Non-CHP | 2 | X | SUN
Solar Photovoltaic.SUN | solar PV | TRUE | 61944 | MN8 Energy LLC | 63727 | Slate Hybrid | CA | Kings | SLSVC | Solar Photovoltaic | PV |  | S | 93 |  | 93 | 93 |  | N |  |  | N | IPP Non-CHP | 2 | X | SUN
Batteries.MWH | battery storage | 0 | 63420 | Taos Mesa Energy Facility, LLC | 63728 | Taos Mesa Energy Facility Hybrid | NM | Taos | BESS | Batteries | BA |  | S | 12 | 0.95 | 12 | 12 | 0.1 | N |  |  | N | Electric Utility | 1 | X | MWH
Solar Photovoltaic.SUN | solar PV | TRUE | 63420 | Taos Mesa Energy Facility, LLC | 63728 | Taos Mesa Energy Facility Hybrid | NM | Taos | TMEF1 | Solar Photovoltaic | PV |  | S | 15 |  | 15 | 15 | 19.7 | N |  |  | N | Electric Utility | 1 | X | SUN
Solar Photovoltaic.SUN | solar PV | TRUE | 57365 | Consolidated Edison Solutions Inc. | 63729 | CES Marbletown Solar | NY | Ulster | MT1 | Solar Photovoltaic | PV |  | S | 3 |  | 3 | 3 |  | N |  |  | N | IPP Non-CHP | 2 | X | SUN
Solar Photovoltaic.SUN | solar PV | TRUE | 61677 | Sol Systems | 63732 | ESA Buies Creek, LLC | NC | Harnett | 11630 | Solar Photovoltaic | PV |  | S | 2.8 |  | 2.8 | 2.8 |  | N |  |  | N | IPP Non-CHP | 2 | X | SUN
Solar Photovoltaic.SUN | solar PV | TRUE | 61677 | Sol Systems | 63733 | Eros Solar, LLC | NC | Duplin | 11631 | Solar Photovoltaic | PV |  | S | 5 |  | 5 | 5 |  | N |  |  | N | IPP Non-CHP | 2 | X | SUN
Solar Photovoltaic.SUN | solar PV | TRUE | 61677 | Sol Systems | 63734 | Ventura Solar, LLC | NC | Alexander | 11632 | Solar Photovoltaic | PV |  | S | 5 |  | 5 | 5 |  | N |  |  | N | IPP Non-CHP | 2 | X | SUN
Batteries.MWH | battery storage | 0 | 63424 | Silverstrand Grid, LLC | 63735 | Silverstrand Grid Energy Storage System | CA | Ventura | SLV01 | Batteries | BA |  | S | 11 | 1 | 11 | 11 | 11 | N | 4 | 2041 | N | IPP Non-CHP | 2 | X | MWH
Batteries.MWH | battery storage | 0 | 63430 | Chisholm Grid, LLC | 63737 | Chisholm Grid Energy Storage System | TX | Tarrant | CHS01 | Batteries | BA |  | S | 100 | 1 | 100 | 100 | 0 | N |  |  | N | IPP Non-CHP | 2 | X | MWH
Onshore Wind Turbine.WND | onshore wind | TRUE | 63437 | Helena Wind, LLC | 63738 | Helena Wind | TX | Bee | HEL | Onshore Wind Turbine | WT |  | S | 268.2 | 0.95 | 268.2 | 268.2 | 0 | N |  |  | N | IPP Non-CHP | 2 | X | WND
Onshore Wind Turbine.WND | onshore wind | TRUE | 63431 | Las Majadas Wind Farm, LLC | 63739 | Las Majadas Wind Farm | TX | Willacy | LMAJ | Onshore Wind Turbine | WT |  | S | 272.6 | 1 | 272.6 | 272.6 | 0.2 | N |  |  | N | IPP Non-CHP | 2 | X | WND
Solar Photovoltaic.SUN | solar PV | TRUE | 65173 | United States Solar Corporation | 63741 | USS Bluff Country Solar CSG | MN | Winona | USBCS | Solar Photovoltaic | PV |  | W | 1 |  | 1 | 1 | 1 | N |  |  | N | IPP Non-CHP | 2 | X | SUN
Solar Photovoltaic.SUN | solar PV | TRUE | 65173 | United States Solar Corporation | 63742 | USS Viceroy Solar LLC CSG | MN | Pope | USVIC | Solar Photovoltaic | PV |  | W | 1 |  | 1 | 1 | 1 | N |  |  | N | IPP Non-CHP | 2 | X | SUN
Solar Photovoltaic.SUN | solar PV | TRUE | 60531 | Standard Solar | 63743 | USS Solar Way LLC CSG | MN | Freeborn | SOLWY | Solar Photovoltaic | PV |  | S | 1 |  | 1 | 1 |  | N |  |  | N | IPP Non-CHP | 2 | X | SUN
Solar Photovoltaic.SUN | solar PV | TRUE | 65173 | United States Solar Corporation | 63744 | USS Hubers Solar LLC CSG | MN | Rice | HUBER | Solar Photovoltaic | PV |  | W | 1 |  | 1 | 1 | 1 | N |  |  | N | IPP Non-CHP | 2 | X | SUN
Solar Photovoltaic.SUN | solar PV | TRUE | 5248 | Dominion Energy Inc. | 63745 | Greensville County Solar Project, LLC | VA | Greensville | GVSO | Solar Photovoltaic | PV |  | S | 80 | 0.96 | 80 | 80 |  | N |  |  | N | Electric Utility | 1 | X | SUN
Solar Photovoltaic.SUN | solar PV | TRUE | 5248 | Dominion Energy Inc. | 63746 | TWE Myrtle Solar Farm, LLC | VA | Suffolk City | MYSO | Solar Photovoltaic | PV |  | S | 15 | 0.95 | 15 | 15 |  | N |  |  | N | Electric Utility | 1 | X | SUN
Solar Photovoltaic.SUN | solar PV | TRUE | 63441 | Fogarty Solar LLC | 63747 | Fogarty CSG | NY | Orange | GRA | Solar Photovoltaic | PV |  | S | 2 |  | 2 | 2 |  | N |  |  | N | IPP Non-CHP | 2 | X | SUN
Solar Photovoltaic.SUN | solar PV | TRUE | 63442 | Mount Hope Solar 2 LLC | 63748 | Mount Hope West | NY | Orange | MHW | Solar Photovoltaic | PV |  | S | 1.9 | 1 | 1.9 | 1.9 |  | N |  |  | N | IPP Non-CHP | 2 | X | SUN
Solar Photovoltaic.SUN | solar PV | TRUE | 63443 | Mount Hope Solar 1 LLC | 63749 | Mount Hope East | NY | Orange | MHE | Solar Photovoltaic | PV |  | S | 1.9 | 0.96 | 1.9 | 1.9 |  | N |  |  | N | IPP Non-CHP | 2 | X | SUN
Solar Photovoltaic.SUN | solar PV | TRUE | 63444 | Bluestone Solar LLC | 63750 | Bluestone | NY | Ulster | BLU | Solar Photovoltaic | PV |  | S | 2 |  | 2 | 2 |  | N |  |  | N | IPP Non-CHP | 2 | X | SUN
Solar Photovoltaic.SUN | solar PV | TRUE | 63445 | Underhill Solar LLC | 63751 | Underhill | NY | Dutchess | UND | Solar Photovoltaic | PV |  | S | 2 |  | 2 | 2 |  | N |  |  | N | IPP Non-CHP | 2 | X | SUN
Solar Photovoltaic.SUN | solar PV | TRUE | 63446 | Grabinski Solar LLC | 63752 | Grabinski | NY | Orange | GRA | Solar Photovoltaic | PV |  | S | 2 |  | 2 | 2 |  | N |  |  | N | IPP Non-CHP | 2 | X | SUN
Solar Photovoltaic.SUN | solar PV | TRUE | 60025 | Greenbacker Renewable Energy Corporation | 63753 | Platteville Solar CSG, LLC | CO | Weld | 218 | Solar Photovoltaic | PV |  | S | 1.3 |  | 1.3 | 1.3 |  | N |  |  | N | IPP Non-CHP | 2 | X | SUN
Solar Photovoltaic.SUN | solar PV | TRUE | 6452 | Florida Power & Light Co | 63754 | Gulf Power Blue Indigo Energy | FL | Jackson | SBI01 | Solar Photovoltaic | PV |  | S | 74.5 |  | 74.5 | 74.5 |  | N |  |  | N | Electric Utility | 1 | X | SUN
Landfill Gas.LFG | natural gas peaker | FALSE | 63439 | Southern Idaho Solid Waste | 63755 | Milner Butte LFGE | ID | Cassia | E2 | Landfill Gas | IC |  | S | 1.3 | 1 | 1.3 | 1.3 | 0.5 | N |  |  | N | Commercial Non-CHP | 4 | X | LFG
Landfill Gas.LFG | natural gas peaker | FALSE | 63439 | Southern Idaho Solid Waste | 63755 | Milner Butte LFGE | ID | Cassia | E3 | Landfill Gas | IC |  | S | 1.3 | 1 | 1.3 | 1.3 | 0.5 | N |  |  | N | Commercial Non-CHP | 4 | X | LFG
Solar Photovoltaic.SUN | solar PV | TRUE | 63450 | DG South Carolina Solar, LLC | 63756 | Omtanke Solar | SC | Berkeley | DGSC1 | Solar Photovoltaic | PV |  | S | 6 |  | 6 | 6 |  | N |  |  | N | IPP Non-CHP | 2 | X | SUN
Solar Photovoltaic.SUN | solar PV | FALSE | 63452 | Ralph's Grocery Company | 63758 | Kroger La Habra | CA | Orange | KROLH | Solar Photovoltaic | PV |  | S | 1.2 | 1 | 1.2 | 1.2 |  | N |  |  | N | Industrial Non-CHP | 6 | X | SUN
Solar Photovoltaic.SUN | solar PV | TRUE | 63673 | Ballenger Road Solar A | 63759 | Ballenger Road Solar A | SC | Spartanburg | BALGR | Solar Photovoltaic | PV |  | W | 2 |  | 2 | 2 |  | N |  |  | N | IPP Non-CHP | 2 | X | SUN
Solar Photovoltaic.SUN | solar PV | TRUE | 63674 | White Horse Solar A | 63760 | White Horse Solar A | SC | Greenville | WHRSA | Solar Photovoltaic | PV |  | W | 2 |  | 2 | 2 |  | N |  |  | N | IPP Non-CHP | 2 | X | SUN
Solar Photovoltaic.SUN | solar PV | TRUE | 63675 | Soscol Ferry Solar | 63761 | Soscol Ferry Solar | CA | Napa | SSCLC | Solar Photovoltaic | PV |  | W | 1 |  | 1 | 1 |  | N |  |  | N | IPP Non-CHP | 2 | X | SUN
Solar Photovoltaic.SUN | solar PV | TRUE | 63675 | Soscol Ferry Solar | 63761 | Soscol Ferry Solar | CA | Napa | SSCLD | Solar Photovoltaic | PV |  | W | 1 |  | 1 | 1 |  | N |  |  | N | IPP Non-CHP | 2 | X | SUN
Solar Photovoltaic.SUN | solar PV | TRUE | 63676 | Silveira Ranch Road Solar | 63762 | Silveira Ranch Road Solar | CA | Marin | SILVA | Solar Photovoltaic | PV |  | W | 1 |  | 1 | 1 |  | N |  |  | N | IPP Non-CHP | 2 | X | SUN
Solar Photovoltaic.SUN | solar PV | TRUE | 63676 | Silveira Ranch Road Solar | 63762 | Silveira Ranch Road Solar | CA | Marin | SILVB | Solar Photovoltaic | PV |  | W | 1 |  | 1 | 1 |  | N |  |  | N | IPP Non-CHP | 2 | X | SUN
Solar Photovoltaic.SUN | solar PV | TRUE | 63676 | Silveira Ranch Road Solar | 63762 | Silveira Ranch Road Solar | CA | Marin | SILVC | Solar Photovoltaic | PV |  | W | 1 |  | 1 | 1 |  | N |  |  | N | IPP Non-CHP | 2 | X | SUN
Batteries.MWH | battery storage | 0 | 64541 | CES Agawam Tuckahoe Solar LLC | 63763 | CES Agawam Tuckahoe Solar Hybrid | MA | Hampden | ATES | Batteries | BA |  | S | 2.6 | 1 | 2.6 | 2.6 | 2.6 | N |  |  | N | IPP Non-CHP | 2 | X | MWH
Solar Photovoltaic.SUN | solar PV | TRUE | 64541 | CES Agawam Tuckahoe Solar LLC | 63763 | CES Agawam Tuckahoe Solar Hybrid | MA | Hampden | ATPV | Solar Photovoltaic | PV |  | S | 3.6 | 1 | 3.6 | 3.6 |  | N |  |  | N | IPP Non-CHP | 2 | X | SUN
Solar Photovoltaic.SUN | solar PV | TRUE | 62842 | Lightsource Renewable Energy Asset Management, LLC | 63764 | Elm Branch Solar 1 | TX | Ellis | TXEB1 | Solar Photovoltaic | PV |  | W | 134.7 |  | 134.7 | 134.7 |  | N |  |  | N | IPP Non-CHP | 2 | X | SUN
Solar Photovoltaic.SUN | solar PV | TRUE | 62842 | Lightsource Renewable Energy Asset Management, LLC | 63768 | Elk Hill Solar 2 | PA | Franklin | PAEH2 | Solar Photovoltaic | PV |  | W | 15 |  | 15 | 15 |  | N |  |  | N | IPP Non-CHP | 2 | X | SUN
Solar Photovoltaic.SUN | solar PV | TRUE | 62842 | Lightsource Renewable Energy Asset Management, LLC | 63769 | Briar Creek Solar 1 | TX | Navarro | TXBC1 | Solar Photovoltaic | PV |  | W | 127 |  | 127 | 127 |  | N |  |  | N | IPP Non-CHP | 2 | X | SUN
Solar Photovoltaic.SUN | solar PV | TRUE | 62842 | Lightsource Renewable Energy Asset Management, LLC | 63770 | Bighorn Solar 1 | CO | Pueblo | COBH1 | Solar Photovoltaic | PV |  | W | 240 |  | 240 | 240 |  | N |  |  | N | IPP Non-CHP | 2 | X | SUN
Solar Photovoltaic.SUN | solar PV | TRUE | 61060 | Cypress Creek Renewables | 63772 | Adirondack Solar | NY | Clinton | 1394 | Solar Photovoltaic | PV |  | S | 1.1 |  | 1.1 | 0.7 |  | N |  |  | N | IPP Non-CHP | 2 | X | SUN
Solar Photovoltaic.SUN | solar PV | TRUE | 62842 | Lightsource Renewable Energy Asset Management, LLC | 63773 | Elk Hill Solar 1 | PA | Franklin | PAEH1 | Solar Photovoltaic | PV |  | W | 20 |  | 20 | 20 |  | N |  |  | N | IPP Non-CHP | 2 | X | SUN
Batteries.MWH | battery storage | 0 | 59474 | BQ Energy LLC | 63774 | Mount Kisco Landfill Solar & Storage CSG | NY | Westchester | KISCB | Batteries | BA |  | S | 0.5 | 0.5 | 0.5 | 0.5 | 0.5 | N | 12 | 2035 | N | IPP Non-CHP | 2 | X | MWH
Solar Photovoltaic.SUN | solar PV | TRUE | 59474 | BQ Energy LLC | 63774 | Mount Kisco Landfill Solar & Storage CSG | NY | Westchester | KRS | Solar Photovoltaic | PV |  | S | 1 |  | 1 | 1 |  | N |  |  | N | IPP Non-CHP | 2 | X | SUN
Batteries.MWH | battery storage | 0 | 7140 | Georgia Power Co | 63775 | Tech Square Microgrid | GA | Fulton | BESS1 | Batteries | BA |  | S | 0.2 | 1 | 0.2 | 0.2 | 0 | N |  |  | N | Electric Utility | 1 | X | MWH
Petroleum Liquids.DFO | petroleum | TRUE | 7140 | Georgia Power Co | 63775 | Tech Square Microgrid | GA | Fulton | DG1 | Petroleum Liquids | IC |  | S | 0.6 | 0.8 | 0.6 | 0.6 | 0.1 | N |  |  | N | Electric Utility | 1 | X | DFO
Other Natural Gas.NG | natural gas peaker | TRUE | 7140 | Georgia Power Co | 63775 | Tech Square Microgrid | GA | Fulton | FC1 | Other Natural Gas | FC |  | S | 0.2 | 0.85 | 0.2 | 0.2 | 0.1 | N |  |  | N | Electric Utility | 1 | X | NG
Natural Gas Internal Combustion Engine.NG | natural gas peaker | TRUE | 7140 | Georgia Power Co | 63775 | Tech Square Microgrid | GA | Fulton | NGE1 | Natural Gas Internal Combustion Engine | IC |  | S | 0.2 | 0.8 | 0.2 | 0.2 | 0.1 | N |  |  | N | Electric Utility | 1 | X | NG
Natural Gas Internal Combustion Engine.NG | natural gas peaker | TRUE | 7140 | Georgia Power Co | 63775 | Tech Square Microgrid | GA | Fulton | NGE2 | Natural Gas Internal Combustion Engine | IC |  | S | 0.2 | 0.8 | 0.2 | 0.2 | 0.1 | N |  |  | N | Electric Utility | 1 | X | NG
Solar Photovoltaic.SUN | solar PV | TRUE | 62627 | Alchemy Renewable Energy | 63777 | Pinson Solar Farm | SC | Spartanburg | 1310 | Solar Photovoltaic | PV |  | S | 20 |  | 20 | 20 |  | N |  |  | N | IPP Non-CHP | 2 | X | SUN
Solar Photovoltaic.SUN | solar PV | TRUE | 64876 | NES Euryalus | 63778 | Suntex Solar, LLC | OR | Harney | 3 | Solar Photovoltaic | PV |  | W | 10 |  | 10 | 10 |  | N |  |  | N | IPP Non-CHP | 2 | X | SUN
Solar Photovoltaic.SUN | solar PV | TRUE | 64876 | NES Euryalus | 63779 | Rock Garden Solar, LLC | OR | Lake | 4 | Solar Photovoltaic | PV |  | W | 10 |  | 10 | 10 |  | N |  |  | N | IPP Non-CHP | 2 | X | SUN
Solar Photovoltaic.SUN | solar PV | TRUE | 63461 | NY- CSG- Johnstown 2 | 63780 | NY- CSG- Johnstown 2 | NY | Fulton | JOHN2 | Solar Photovoltaic | PV |  | S | 2 |  | 2 | 2 |  | N |  |  | N | IPP Non-CHP | 2 | X | SUN
Solar Photovoltaic.SUN | solar PV | TRUE | 63462 | NY- CSG- Livingston 4 | 63781 | NY- CSG- Livingston 4 | NY | Livingston | LIV4 | Solar Photovoltaic | PV |  | S | 2 |  | 2 | 2 |  | N |  |  | N | IPP Non-CHP | 2 | X | SUN
Solar Photovoltaic.SUN | solar PV | TRUE | 63466 | Conductive Power | 63786 | Ben Moreell Solar Farm | NJ | Monmouth | BMSF | Solar Photovoltaic | PV |  | S | 20 | 1 | 20 | 20 |  | N |  |  | N | IPP Non-CHP | 2 | X | SUN
Solar Photovoltaic.SUN | solar PV | TRUE | 63470 | Illinois PV Fulton 1, LLC | 63790 | Illinois PV Fulton 1 CSG | IL | Fulton | FULT | Solar Photovoltaic | PV |  | S | 2 |  | 2 | 2 |  | N |  |  | N | IPP Non-CHP | 2 | X | SUN
Solar Photovoltaic.SUN | solar PV | TRUE | 62915 | Madison Energy Holdings LLC | 63791 | Sobania Community Solar LLC | MN | Sherburne | SOB01 | Solar Photovoltaic | PV |  | S | 1 | 0.98 | 1 | 1 | 0 | N |  |  | N | IPP Non-CHP | 2 | X | SUN
Solar Photovoltaic.SUN | solar PV | TRUE | 64151 | Svihel Community Solar LLC | 63792 | Svihel Community Solar LLC CSG | MN | Benton | SVH01 | Solar Photovoltaic | PV |  | S | 1 | 0.98 | 1 | 1 |  | N |  |  | N | IPP Non-CHP | 2 | X | SUN
Solar Photovoltaic.SUN | solar PV | TRUE | 64152 | Studenski Community Solar LLC | 63793 | Studenski Community Solar LLC CSG | MN | Benton | STU01 | Solar Photovoltaic | PV |  | S | 1 | 0.98 | 1 | 1 |  | N |  |  | N | IPP Non-CHP | 2 | X | SUN
Solar Photovoltaic.SUN | solar PV | TRUE | 62915 | Madison Energy Holdings LLC | 63794 | Stevens Community Solar LLC | MN | Benton | ST001 | Solar Photovoltaic | PV |  | S | 1 | 0.98 | 1 | 1 | 0 | N |  |  | N | IPP Non-CHP | 2 | X | SUN
Solar Photovoltaic.SUN | solar PV | TRUE | 64876 | NES Euryalus | 63795 | Alkali Solar, LLC | OR | Lake | 2 | Solar Photovoltaic | PV |  | W | 10 |  | 10 | 10 |  | N |  |  | N | IPP Non-CHP | 2 | X | SUN
Solar Photovoltaic.SUN | solar PV | TRUE | 64876 | NES Euryalus | 63796 | West Hines Solar I, LLC | OR | Harney | 1 | Solar Photovoltaic | PV |  | W | 10 |  | 10 | 10 |  | N |  |  | N | IPP Non-CHP | 2 | X | SUN
Solar Photovoltaic.SUN | solar PV | TRUE | 61227 | Nautilus Solar Solutions | 63800 | NY - CSG - Ellsworth II | NY | Saratoga | 23 | Solar Photovoltaic | PV |  | S | 2 |  | 2 | 2 |  | N |  |  | N | IPP Non-CHP | 2 | X | SUN
Solar Photovoltaic.SUN | solar PV | TRUE | 9324 | Indiana Michigan Power Co | 63801 | St. Joseph Solar | IN | St Joseph | 1 | Solar Photovoltaic | PV |  | S | 20 |  | 20 | 20 |  | N |  |  | N | Electric Utility | 1 | X | SUN
Onshore Wind Turbine.WND | onshore wind | TRUE | 63487 | Bronco Plains Wind, LLC | 63803 | Bronco Plains Wind, LLC | CO | Kit Carson | WBOPL | Onshore Wind Turbine | WT |  | S | 300 | 0.9 | 299 | 299 | 1 | N |  |  | N | IPP Non-CHP | 2 | X | WND
Solar Photovoltaic.SUN | solar PV | TRUE | 63491 | Partridgeville Road Solar 1, LLC | 63804 | Partridgeville Hybrid CSG | MA | Worcester | PAR | Solar Photovoltaic | PV |  | S | 3.3 |  | 3.3 | 3.3 |  | N |  |  | N | IPP Non-CHP | 2 | X | SUN
Batteries.MWH | battery storage | 0 | 63491 | Partridgeville Road Solar 1, LLC | 63804 | Partridgeville Hybrid CSG | MA | Worcester | PBESS | Batteries | BA |  | S | 2 |  | 2 | 2 | 0 | N |  |  | N | IPP Non-CHP | 2 | X | MWH
Batteries.MWH | battery storage | 0 | 63490 | Williamsville Road LLC | 63805 | Williamsville Hybrid CSG | MA | Worcester | WBESS | Batteries | BA |  | S | 3.3 |  | 3.3 | 3.3 | 3.3 | N |  |  | N | IPP Non-CHP | 2 | X | MWH
Solar Photovoltaic.SUN | solar PV | TRUE | 63490 | Williamsville Road LLC | 63805 | Williamsville Hybrid CSG | MA | Worcester | WIL | Solar Photovoltaic | PV |  | S | 5 |  | 5 | 5 |  | N |  |  | N | IPP Non-CHP | 2 | X | SUN
Solar Photovoltaic.SUN | solar PV | TRUE | 63493 | Sugar Solar, LLC | 63807 | Sugar Solar, LLC | NC | Yadkin | PGR29 | Solar Photovoltaic | PV |  | S | 60 |  | 60 | 60 |  | N |  |  | N | IPP Non-CHP | 2 | X | SUN
Solar Photovoltaic.SUN | solar PV | TRUE | 63495 | Centerfield Cooper Solar, LLC | 63810 | Centerfield Cooper Solar, LLC | SC | Chesterfield | PGR24 | Solar Photovoltaic | PV |  | S | 75 | 0.95 | 75 | 75 |  | N |  |  | N | IPP Non-CHP | 2 | X | SUN
Solar Photovoltaic.SUN | solar PV | TRUE | 63496 | Lick Creek Solar, LLC | 63811 | Lick Creek Solar, LLC | NC | Stokes | PGR27 | Solar Photovoltaic | PV |  | S | 50 | 0.95 | 50 | 50 |  | N |  |  | N | IPP Non-CHP | 2 | X | SUN
Solar Photovoltaic.SUN | solar PV | TRUE | 63497 | Highest Power Solar, LLC | 63812 | Highest Power Solar, LLC | NC | Franklin | PGR31 | Solar Photovoltaic | PV |  | S | 48.7 | 0.95 | 48.7 | 48.7 |  | N |  |  | N | IPP Non-CHP | 2 | X | SUN
Solar Photovoltaic.SUN | solar PV | TRUE | 63499 | Gunsight Solar, LLC | 63813 | Gunsight Solar, LLC | SC | Lexington | PGR26 | Solar Photovoltaic | PV |  | S | 75 | 0.95 | 75 | 75 |  | N |  |  | N | IPP Non-CHP | 2 | X | SUN
Solar Photovoltaic.SUN | solar PV | TRUE | 63473 | Odom Solar, LLC | 63814 | SR Odom | GA | Colquitt | ODOM | Solar Photovoltaic | PV |  | S | 20 |  | 20 | 20 |  | N |  |  | N | IPP Non-CHP | 2 | X | SUN
Solar Photovoltaic.SUN | solar PV | TRUE | 62915 | Madison Energy Holdings LLC | 63816 | RJC CSG, LLC | MN | Steele | RJC01 | Solar Photovoltaic | PV |  | S | 1 | 0.98 | 1 | 1 | 1 | N |  |  | N | IPP Non-CHP | 2 | X | SUN
Solar Photovoltaic.SUN | solar PV | TRUE | 62915 | Madison Energy Holdings LLC | 63817 | Hinterland CSG, LLC | MN | Sherburne | HIN01 | Solar Photovoltaic | PV |  | S | 1 | 0.98 | 1 | 1 | 0 | N |  |  | N | IPP Non-CHP | 2 | X | SUN
Solar Photovoltaic.SUN | solar PV | TRUE | 62915 | Madison Energy Holdings LLC | 63819 | Betcher CSG 1, LLC | MN | Goodhue | BET01 | Solar Photovoltaic | PV |  | S | 1 | 0.98 | 1 | 1 | 0 | N |  |  | N | IPP Non-CHP | 2 | X | SUN
Solar Photovoltaic.SUN | solar PV | TRUE | 62915 | Madison Energy Holdings LLC | 63820 | Huneke CSG 1, LLC | MN | Goodhue | HUN01 | Solar Photovoltaic | PV |  | S | 1 | 0.98 | 1 | 1 | 0 | N |  |  | N | IPP Non-CHP | 2 | X | SUN
Solar Photovoltaic.SUN | solar PV | TRUE | 62915 | Madison Energy Holdings LLC | 63821 | Huneke CSG 2, LLC | MN | Goodhue | HUN02 | Solar Photovoltaic | PV |  | S | 1 | 0.98 | 1 | 1 | 0 | N |  |  | N | IPP Non-CHP | 2 | X | SUN
Solar Photovoltaic.SUN | solar PV | TRUE | 64395 | Bay4 Energy Services, LLC | 63823 | CED Beecher Sun Solar | IL | Will | BS1 | Solar Photovoltaic | PV |  | S | 2 |  | 2 | 2 |  | N |  |  | N | IPP Non-CHP | 2 | X | SUN
Solar Photovoltaic.SUN | solar PV | TRUE | 64395 | Bay4 Energy Services, LLC | 63824 | CED Hilltop Solar | IL | Winnebago | HS1 | Solar Photovoltaic | PV |  | S | 2 |  | 2 | 2 |  | N |  |  | N | IPP Non-CHP | 2 | X | SUN
Solar Photovoltaic.SUN | solar PV | TRUE | 63505 | DG Illinois Solar, LLC | 63825 | Lineage Logistics Solar | IL | Will | LLCHI | Solar Photovoltaic | PV |  | S | 1.6 |  | 1.6 | 1.6 |  | N |  |  | N | IPP Non-CHP | 2 | X | SUN
Natural Gas Steam Turbine.NG | natural gas steam turbine | FALSE | 63506 | POET Biorefining - Jewell | 63826 | POET Biorefining - Jewell | IA | Hamilton | 1 | Natural Gas Steam Turbine | ST |  | S | 5 | 0.85 | 0.9 | 0.9 | 0.5 | N |  |  | Y | Industrial CHP | 7 | T | NG
Natural Gas Steam Turbine.NG | natural gas steam turbine | FALSE | 63510 | POET Biorefining - Marion, LLC | 63829 | POET Biorefining - Marion, LLC | OH | Marion | 1 | Natural Gas Steam Turbine | ST |  | S | 3.9 | 0.9 | 3.9 | 3.9 | 0.5 | N |  |  | Y | Industrial CHP | 7 | T | NG
Natural Gas Steam Turbine.NG | natural gas steam turbine | FALSE | 63510 | POET Biorefining - Marion, LLC | 63829 | POET Biorefining - Marion, LLC | OH | Marion | 2 | Natural Gas Steam Turbine | ST |  | S | 3.9 | 0.9 | 3.9 | 3.9 | 0.5 | N |  |  | Y | Industrial CHP | 7 | T | NG
Solar Photovoltaic.SUN | solar PV | TRUE | 63511 | Luminace Solar Illinois 2, LLC | 63830 | Conagra Foods at St. Elmo | IL | Fayette | CFS | Solar Photovoltaic | PV |  | S | 1.8 |  | 1.8 | 1.8 |  | N |  |  | N | IPP Non-CHP | 2 | X | SUN
All Other.OTH | other | FALSE | 63509 | POET Biorefining Caro, LLC | 63831 | POET Biorefining Caro, LLC | MI | Tuscola | 1 | All Other | ST |  | S | 3.8 | 0.9 | 3.8 | 3.8 | 0.5 | N |  |  | Y | Industrial CHP | 7 | T | OTH
Natural Gas Steam Turbine.NG | natural gas steam turbine | FALSE | 63508 | POET Biorefining-Hanlontown, LLC | 63832 | POET Biorefining-Hanlontown, LLC | IA | Worth | 1 | Natural Gas Steam Turbine | ST |  | S | 4 | 0.9 | 4 | 4 | 0.5 | N |  |  | Y | Industrial CHP | 7 | T | NG
Solar Photovoltaic.SUN | solar PV | TRUE | 63507 | Bluebird Solar LLC | 63833 | Bluebird Solar SC LLC | SC | Anderson | BB | Solar Photovoltaic | PV |  | S | 3 |  | 3 | 3 |  | N |  |  | N | IPP Non-CHP | 2 | X | SUN
Batteries.MWH | battery storage | 0 | 63512 | Gateway Energy Storage, LLC | 63834 | Gateway Energy Storage System | CA | San Diego | GTWAY | Batteries | BA |  | S | 250 |  | 250 | 250 | 0 | N |  |  | N | IPP Non-CHP | 2 | X | MWH
Solar Photovoltaic.SUN | solar PV | TRUE | 63471 | NES Olympos | 63835 | Pilot Mountain Solar, LLC | NC | Stokes | PV1 | Solar Photovoltaic | PV |  | W | 4.9 |  | 4.9 | 4.9 |  | N |  |  | N | IPP Non-CHP | 2 | X | SUN
Solar Photovoltaic.SUN | solar PV | TRUE | 63471 | NES Olympos | 63836 | Benson Solar, LLC | NC | Johnston | PV1 | Solar Photovoltaic | PV |  | W | 4.9 |  | 4.9 | 4.9 |  | N |  |  | N | IPP Non-CHP | 2 | X | SUN
Solar Photovoltaic.SUN | solar PV | TRUE | 63471 | NES Olympos | 63837 | Lane II Solar, LLC | NC | Wayne | PV1 | Solar Photovoltaic | PV |  | W | 4.9 |  | 4.9 | 4.9 |  | N |  |  | N | IPP Non-CHP | 2 | X | SUN
Solar Photovoltaic.SUN | solar PV | TRUE | 62161 | Cubico USA, LLC | 63839 | Midlands | SC | Calhoun | 1113 | Solar Photovoltaic | PV |  | S | 72.1 |  | 72.1 | 72.1 |  | N |  |  | N | IPP Non-CHP | 2 | X | SUN
Solar Photovoltaic.SUN | solar PV | TRUE | 63519 | Trent River Solar, LLC | 63842 | Trent River Solar, LLC | NC | Jones | PGR25 | Solar Photovoltaic | PV |  | S | 78.7 |  | 78.7 | 78.7 |  | N |  |  | N | IPP Non-CHP | 2 | X | SUN
Batteries.MWH | battery storage | 0 | 63522 | Johanna Energy Center, LLC | 63843 | Johanna Energy Center, LLC | CA | Orange | SASP1 | Batteries | BA |  | S | 20 | 0.9 | 20 | 20 | 1 | N |  |  | N | IPP Non-CHP | 2 | X | MWH
Solar Photovoltaic.SUN | solar PV | TRUE | 63521 | DG Southwest Solar Portfolio 2019, LLC | 63844 | Fort Calhoun Community Solar | NE | Washington | FTCAL | Solar Photovoltaic | PV |  | S | 5 | 1 | 5 | 5 |  | N |  |  | N | IPP Non-CHP | 2 | X | SUN
Natural Gas Steam Turbine.NG | natural gas steam turbine | FALSE | 63530 | POET Biorefining - North Manchester, LLC | 63852 | POET Biorefining - North Manchester, LLC | IN | Wabash | K745 | Natural Gas Steam Turbine | ST |  | S | 3.9 | 0.85 | 3.9 | 3.9 | 0.5 | N |  |  | Y | Industrial CHP | 7 | T | NG
Wood/Wood Waste Biomass.WDS | biomass | TRUE | 63531 | POET Biorefining- Chancellor | 63853 | POET Biorefining - Chancellor | SD | Turner | 1 | Wood/Wood Waste Biomass | ST |  | S | 5.4 | 0.9 | 5.4 | 5.4 | 0.5 | N |  |  | Y | Industrial CHP | 7 | T | WDS
Solar Photovoltaic.SUN | solar PV | TRUE | 63529 | Medusa NY 1, LLC | 63854 | Medusa NY 1 | NY | Albany | 8175C | Solar Photovoltaic | PV |  | S | 2 |  | 2 | 2 |  | N |  |  | N | IPP Non-CHP | 2 | X | SUN
Solar Photovoltaic.SUN | solar PV | TRUE | 63532 | Walden NY 1, LLC | 63855 | Walden NY 1 | NY | Orange | 8175E | Solar Photovoltaic | PV |  | S | 2 |  | 2 | 2 |  | N |  |  | N | IPP Non-CHP | 2 | X | SUN
Solar Photovoltaic.SUN | solar PV | TRUE | 63533 | Westtown NY 2, LLC | 63856 | Westtown NY 2 | NY | Orange | 8175D | Solar Photovoltaic | PV |  | S | 2 |  | 2 | 2 |  | N |  |  | N | IPP Non-CHP | 2 | X | SUN
Solar Photovoltaic.SUN | solar PV | TRUE | 63534 | Middletown NY 1, LLC | 63857 | Middletown NY 1 | NY | Orange | 8175B | Solar Photovoltaic | PV |  | S | 2 |  | 2 | 2 |  | N |  |  | N | IPP Non-CHP | 2 | X | SUN
Solar Photovoltaic.SUN | solar PV | TRUE | 63535 | Westerlo NY 1, LLC | 63858 | Westerlo NY 1 | NY | Albany | 8175A | Solar Photovoltaic | PV |  | S | 2 |  | 2 | 2 |  | N |  |  | N | IPP Non-CHP | 2 | X | SUN
Solar Photovoltaic.SUN | solar PV | TRUE | 63545 | Golden Field Solar III, LLC | 63859 | Golden Field Solar III, LLC | CA | Kern | RCTR | Solar Photovoltaic | PV |  | S | 192 |  | 192 | 192 |  | N |  |  | N | IPP Non-CHP | 2 | X | SUN
Solar Photovoltaic.SUN | solar PV | TRUE | 61156 | NMRD Data Center, LLC | 63860 | Encino Solar Energy Center | NM | Sandoval | ESEC | Solar Photovoltaic | PV |  | S | 55 | 1 | 55 | 55 |  | N |  |  | N | IPP Non-CHP | 2 | X | SUN
Solar Photovoltaic.SUN | solar PV | TRUE | 62627 | Alchemy Renewable Energy | 63861 | Logansport Solar | IN | Cass | INLP | Solar Photovoltaic | PV |  | S | 16 |  | 16 | 16 |  | N |  |  | N | IPP Non-CHP | 2 | X | SUN
Solar Photovoltaic.SUN | solar PV | TRUE | 60293 | DG Colorado Solar, LLC | 63869 | IBM Solar | CO | Boulder | DGIBM | Solar Photovoltaic | PV |  | S | 8.1 | 0.98 | 8.1 | 8.1 |  | N |  |  | N | IPP Non-CHP | 2 | X | SUN
Solar Photovoltaic.SUN | solar PV | TRUE | 58970 | Ecoplexus, Inc | 63870 | Camp San Luis Obispo | CA | San Luis Obispo | CPSLO | Solar Photovoltaic | PV |  | S | 1.2 |  | 1.2 | 1.2 |  | N |  |  | N | IPP Non-CHP | 2 | X | SUN
Solar Photovoltaic.SUN | solar PV | TRUE | 58970 | Ecoplexus, Inc | 63875 | Kern Valley SP | CA | Kern | KRNVL | Solar Photovoltaic | PV |  | S | 3 |  | 3 | 3 |  | N |  |  | N | IPP Non-CHP | 2 | X | SUN
Solar Photovoltaic.SUN | solar PV | TRUE | 49893 | Invenergy Services LLC | 63883 | Samson Solar Energy III LLC | TX | Lamar | GEN1 | Solar Photovoltaic | PV |  | S | 250 |  | 250 | 250 |  | N |  |  | N | IPP Non-CHP | 2 | X | SUN
Solar Photovoltaic.SUN | solar PV | TRUE | 61012 | AES Distributed Energy | 63887 | East Brookfield Main Street Solar LLC CSG | MA | Worcester | EBMSS | Solar Photovoltaic | PV |  | S | 1 | 0.99 | 1 | 1 |  | N |  |  | N | IPP Non-CHP | 2 | X | SUN
Solar Photovoltaic.SUN | solar PV | TRUE | 62915 | Madison Energy Holdings LLC | 63888 | ESIL-PFCHICAGO 3, LLC | IL | Cook | PF3CH | Solar Photovoltaic | PV |  | S | 1.4 | 0.98 | 1.4 | 1.4 | 0 | N |  |  | N | IPP Non-CHP | 2 | X | SUN
Solar Photovoltaic.SUN | solar PV | TRUE | 62915 | Madison Energy Holdings LLC | 63889 | ESIL-PFCHICAGO 2, LLC | IL | Cook | PF2CH | Solar Photovoltaic | PV |  | S | 1 | 0.98 | 1 | 1 | 0 | N |  |  | N | IPP Non-CHP | 2 | X | SUN
Batteries.MWH | battery storage | 0 | 63550 | Ventura Energy Storage, LLC | 63891 | Saticoy | CA | Ventura | SATCY | Batteries | BA |  | S | 100 |  | 100 | 100 | 0 | N |  |  | N | IPP Non-CHP | 2 | X | MWH
Solar Photovoltaic.SUN | solar PV | TRUE | 63549 | Lily Solar, LLC | 63892 | Lily Solar Hybrid | TX | Kaufman | LILY | Solar Photovoltaic | PV |  | S | 146.7 |  | 146.7 | 146.7 |  | N |  |  | N | IPP Non-CHP | 2 | X | SUN
Batteries.MWH | battery storage | 0 | 63549 | Lily Solar, LLC | 63892 | Lily Solar Hybrid | TX | Kaufman | LILYB | Batteries | BA |  | S | 50 |  | 50 | 50 | 0 | N |  |  | N | IPP Non-CHP | 2 | X | MWH
Solar Photovoltaic.SUN | solar PV | TRUE | 63548 | GD Hopkinton Main I, LLC | 63893 | GD Hopkinton Main I, LLC | RI | Washington | MAIN1 | Solar Photovoltaic | PV |  | S | 2.6 | 1 | 2.6 | 2.6 |  | N |  |  | N | IPP Non-CHP | 2 | X | SUN
Solar Photovoltaic.SUN | solar PV | TRUE | 63548 | GD Hopkinton Main I, LLC | 63893 | GD Hopkinton Main I, LLC | RI | Washington | MAIN2 | Solar Photovoltaic | PV |  | S | 3.9 | 1 | 3.9 | 3.9 |  | N |  |  | N | IPP Non-CHP | 2 | X | SUN
Solar Photovoltaic.SUN | solar PV | TRUE | 63548 | GD Hopkinton Main I, LLC | 63893 | GD Hopkinton Main I, LLC | RI | Washington | MAIN3 | Solar Photovoltaic | PV |  | S | 4.1 | 1 | 4.1 | 4.1 |  | N |  |  | N | IPP Non-CHP | 2 | X | SUN
Solar Photovoltaic.SUN | solar PV | TRUE | 63568 | BD Solar 1 LLC | 63894 | Milo PV - BD Solar 1 LLC | ME | Piscataquis | MILPV | Solar Photovoltaic | PV |  | S | 20 |  | 20 | 20 |  | N |  |  | N | IPP Non-CHP | 2 | X | SUN
Solar Photovoltaic.SUN | solar PV | TRUE | 63567 | BD Solar Augusta LLC | 63895 | Augusta PV - BD Solar Augusta LLC | ME | Kennebec | AUGPV | Solar Photovoltaic | PV |  | S | 7.2 |  | 7.2 | 7.2 |  | N |  |  | N | IPP Non-CHP | 2 | X | SUN
Solar Photovoltaic.SUN | solar PV | TRUE | 63566 | BD Solar Fairfield LLC | 63896 | Fairfield PV - BD Solar Fairfield LLC | ME | Somerset | FAIPV | Solar Photovoltaic | PV |  | S | 5 |  | 5 | 5 |  | N |  |  | N | IPP Non-CHP | 2 | X | SUN
Solar Photovoltaic.SUN | solar PV | TRUE | 63565 | BD Solar Oxford LLC | 63897 | Oxford PV - BD Solar Oxford LLC | ME | Oxford | OXFPV | Solar Photovoltaic | PV |  | S | 9.2 |  | 9.2 | 9.2 |  | N |  |  | N | IPP Non-CHP | 2 | X | SUN
Solar Photovoltaic.SUN | solar PV | TRUE | 63569 | Cornillie 2 Community Solar LLC | 63899 | Cornillie 2 Community (CSG) | MN | Chisago | CORN | Solar Photovoltaic | PV |  | S | 1.4 |  | 1.4 | 1.4 |  | N |  |  | N | IPP Non-CHP | 2 | X | SUN
Solar Photovoltaic.SUN | solar PV | TRUE | 62915 | Madison Energy Holdings LLC | 63903 | Pinesburg Solar LLC | MD | Washington | PINE1 | Solar Photovoltaic | PV |  | S | 4.3 | 1 | 4.3 | 4.3 | 0 | N |  |  | N | IPP Non-CHP | 2 | X | SUN
Solar Photovoltaic.SUN | solar PV | TRUE | 62915 | Madison Energy Holdings LLC | 63904 | Timonium Fairgrounds | MD | Baltimore | FAIR1 | Solar Photovoltaic | PV |  | S | 1.9 | 0.98 | 1.9 | 1.9 | 0 | N |  |  | N | IPP Non-CHP | 2 | X | SUN
Batteries.MWH | battery storage | 0 | 63571 | Azure Sky Solar Project, LLC | 63905 | Azure Sky Solar | TX | Haskell | ASKYB | Batteries | BA |  | S | 77 |  | 77 | 77 |  | N |  |  | N | IPP Non-CHP | 2 | X | MWH
Solar Photovoltaic.SUN | solar PV | TRUE | 63571 | Azure Sky Solar Project, LLC | 63905 | Azure Sky Solar | TX | Haskell | ASKYS | Solar Photovoltaic | PV |  | S | 225 |  | 225 | 225 | 0 | N |  |  | N | IPP Non-CHP | 2 | X | SUN
Solar Photovoltaic.SUN | solar PV | TRUE | 60025 | Greenbacker Renewable Energy Corporation | 63906 | Turquoise Nevada, LLC | NV | Washoe | 142 | Solar Photovoltaic | PV |  | S | 60 |  | 60 | 60 |  | N |  |  | N | IPP Non-CHP | 2 | X | SUN
Solar Photovoltaic.SUN | solar PV | TRUE | 60496 | Adapture Renewables, Inc. | 63908 | SulusSolar17 | OR | Clackamas | SS17 | Solar Photovoltaic | PV |  | S | 3.1 |  | 3.1 | 3.1 |  | N |  |  | N | IPP Non-CHP | 2 | X | SUN
Solar Photovoltaic.SUN | solar PV | TRUE | 63575 | Bluegrass Solar, LLC | 63910 | Bluegrass Solar | MD | Queen Annes | BGS | Solar Photovoltaic | PV |  | S | 79.6 |  | 79.6 | 79.6 | 1 | N |  |  | N | IPP Non-CHP | 2 | X | SUN
Batteries.MWH | battery storage | 0 | 63578 | Dodge Flat Solar, LLC | 63913 | Dodge Flat | NV | Washoe | DODGB | Batteries | BA |  | S | 50 |  | 50 | 50 | 0 | N |  |  | N | IPP Non-CHP | 2 | X | MWH
Solar Photovoltaic.SUN | solar PV | TRUE | 63578 | Dodge Flat Solar, LLC | 63913 | Dodge Flat | NV | Washoe | DODGE | Solar Photovoltaic | PV |  | S | 200 |  | 200 | 200 |  | N |  |  | N | IPP Non-CHP | 2 | X | SUN
Onshore Wind Turbine.WND | onshore wind | TRUE | 63580 | Cedar Springs Wind, LLC | 63914 | Cedar Springs I | WY | Converse | 82633 | Onshore Wind Turbine | WT |  | S | 200 |  | 200 | 200 | 0 | N |  |  | N | IPP Non-CHP | 2 | X | WND
Onshore Wind Turbine.WND | onshore wind | TRUE | 14354 | PacifiCorp | 63915 | Cedar Springs II | WY | Converse | 82634 | Onshore Wind Turbine | WT |  | S | 200 |  | 198.8 | 198.8 | 0 | N |  |  | N | Electric Utility | 1 | X | WND
Onshore Wind Turbine.WND | onshore wind | TRUE | 63582 | Cedar Springs Wind III, LLC | 63916 | Cedar Springs III | WY | Converse | 82635 | Onshore Wind Turbine | WT |  | S | 133 |  | 133 | 133 | 0 | N |  |  | N | IPP Non-CHP | 2 | X | WND
Solar Photovoltaic.SUN | solar PV | TRUE | 63572 | Marbury Point Solar LLC | 63917 | DC Water Solar | DC | District of Columbia | 8030A | Solar Photovoltaic | PV |  | S | 3.5 |  | 3.5 | 3.5 |  | N |  |  | N | IPP Non-CHP | 2 | X | SUN
Natural Gas Steam Turbine.NG | natural gas steam turbine | FALSE | 63584 | POET Biorefining - Hudson | 63918 | POET Biorefining - Hudson | SD | Lincoln | 1 | Natural Gas Steam Turbine | ST |  | S | 3.6 | 0.9 | 3.6 | 3.6 | 0.5 | N |  |  | Y | Industrial CHP | 7 | T | NG
Natural Gas Steam Turbine.NG | natural gas steam turbine | FALSE | 63586 | POET Biorefining LLC - Corning | 63919 | POET Biorefining LLC - Corning | IA | Adams | 1 | Natural Gas Steam Turbine | ST |  | S | 5 | 0.9 | 5 | 5 | 0.5 | N |  |  | Y | Industrial CHP | 7 | T | NG
Natural Gas Steam Turbine.NG | natural gas steam turbine | FALSE | 63588 | Fostoria Ethanol | 63920 | POET Biorefining - Fostoria | OH | Seneca | 1 | Natural Gas Steam Turbine | ST |  | S | 3.5 | 0.9 | 3.5 | 3.5 | 0.5 | N |  |  | Y | Industrial CHP | 7 | T | NG
Natural Gas Steam Turbine.NG | natural gas steam turbine | FALSE | 63589 | POET Biorefing- Shelbyville | 63921 | POET Biorefining - Shelbyville | IN | Shelby | 1 | Natural Gas Steam Turbine | ST |  | S | 6.1 | 0.99 | 5.5 | 6.1 | 0.5 | N |  |  | N | Industrial Non-CHP | 6 | X | NG
Natural Gas Steam Turbine.NG | natural gas steam turbine | FALSE | 63585 | POET Biorefining - Portland | 63922 | POET Biorefining - Portland | IN | Jay | G-745 | Natural Gas Steam Turbine | ST |  | S | 3.5 | 0.9 | 3.5 | 3.5 | 0.5 | N |  |  | Y | Industrial CHP | 7 | T | NG
Natural Gas Steam Turbine.NG | natural gas steam turbine | FALSE | 63591 | POET Biorefining - Gowrie | 63923 | POET Biorefining - Gowrie | IA | Webster | 1 | Natural Gas Steam Turbine | ST |  | S | 5 | 0.9 | 5 | 5 | 0.5 | N |  |  | Y | Industrial CHP | 7 | T | NG
Natural Gas Steam Turbine.NG | natural gas steam turbine | FALSE | 63587 | POET Biorefining - Alexandria, LLC. | 63924 | POET Biorefining- Alexandria, LLC | IN | Madison | 1 | Natural Gas Steam Turbine | ST |  | S | 3.6 | 0.9 | 3.6 | 3.6 | 0.5 | N |  |  | Y | Industrial CHP | 7 | T | NG
Solar Photovoltaic.SUN | solar PV | TRUE | 63592 | Riley Solar I LLC | 63925 | Riley | OR | Harney | RILEY | Solar Photovoltaic | PV |  | S | 10 |  | 10 | 10 |  | N |  |  | N | IPP Non-CHP | 2 | X | SUN
Solar Photovoltaic.SUN | solar PV | TRUE | 63593 | Fort Rock Solar IV LLC | 63926 | Fort Rock IV | OR | Lake | FRIV | Solar Photovoltaic | PV |  | S | 10 |  | 10 | 10 |  | N |  |  | N | IPP Non-CHP | 2 | X | SUN
Natural Gas Steam Turbine.NG | natural gas steam turbine | FALSE | 63594 | POET Biorefining - Leipsic, LLC | 63927 | POET Biorefining - Leipsic, LLC | OH | Putnam | 1 | Natural Gas Steam Turbine | ST |  | S | 3.5 | 0.9 | 3.5 | 3.5 | 0.5 | N |  |  | Y | Industrial CHP | 7 | T | NG
Solar Photovoltaic.SUN | solar PV | FALSE | 64745 | KP Vacaville Solar, LLC | 63928 | Vacaville Hospital | CA | Solano | 6701 | Solar Photovoltaic | PV |  | J | 1.5 |  | 1.4 | 0.7 |  | N |  |  | N | Commercial Non-CHP | 4 | X | SUN
Solar Photovoltaic.SUN | solar PV | TRUE | 17633 | Southern Indiana Gas & Elec Co | 63929 | Troy Solar | IN | Spencer | TROY1 | Solar Photovoltaic | PV |  | S | 50.4 | 0.95 | 50.4 | 50.4 | 2.5 | N |  |  | N | Electric Utility | 1 | X | SUN
Batteries.MWH | battery storage | 0 | 61230 | Arevon Energy, Inc. | 63930 | Cal Flats BESS | CA | Monterey | CF60 | Batteries | BA |  | S | 60 | 0.915 | 60 | 60 | 0 | N |  |  | N | IPP Non-CHP | 2 | X | MWH
Solar Photovoltaic.SUN | solar PV | TRUE | 63602 | Titan Solar 1, LLC | 63932 | Titan Solar 1 (CA) | CA | Imperial | TITN1 | Solar Photovoltaic | PV |  | S | 70 |  | 70 | 70 |  | N |  |  | N | IPP Non-CHP | 2 | X | SUN
Solar Photovoltaic.SUN | solar PV | TRUE | 63610 | Severson HoldCo LLC | 63934 | Severson Garden | MN | Waseca | CGS | Solar Photovoltaic | PV |  | S | 1 |  | 1 | 1 |  | N |  |  | N | IPP Non-CHP | 2 | X | SUN
Solar Photovoltaic.SUN | solar PV | TRUE | 64423 | Excelsior Energy Capital | 63935 | Marion Garden | MN | Rice | CGS | Solar Photovoltaic | PV |  | S | 1 |  | 1 | 1 |  | N |  |  | N | IPP Non-CHP | 2 | X | SUN
Solar Photovoltaic.SUN | solar PV | TRUE | 64423 | Excelsior Energy Capital | 63936 | Silver Lake Garden | MN | Waseca | CGS | Solar Photovoltaic | PV |  | S | 1 |  | 1 | 1 |  | N |  |  | N | IPP Non-CHP | 2 | X | SUN
Solar Photovoltaic.SUN | solar PV | TRUE | 64423 | Excelsior Energy Capital | 63937 | Lyman Garden | MN | Dakota | CGS | Solar Photovoltaic | PV |  | S | 1 |  | 1 | 1 |  | N |  |  | N | IPP Non-CHP | 2 | X | SUN
Solar Photovoltaic.SUN | solar PV | TRUE | 64423 | Excelsior Energy Capital | 63938 | Nicollet Garden | MN | Nicollet | CGS | Solar Photovoltaic | PV |  | S | 1 |  | 1 | 1 |  | N |  |  | N | IPP Non-CHP | 2 | X | SUN
Solar Photovoltaic.SUN | solar PV | TRUE | 64423 | Excelsior Energy Capital | 63939 | Union Garden | MN | Rice | CGS | Solar Photovoltaic | PV |  | S | 1 |  | 1 | 1 |  | N |  |  | N | IPP Non-CHP | 2 | X | SUN
Solar Photovoltaic.SUN | solar PV | TRUE | 63606 | Central 40, LLC | 63940 | Central 40 | CA | Stanislaus | CEN40 | Solar Photovoltaic | PV |  | W | 40 |  | 40 | 40 |  | N |  |  | N | IPP Non-CHP | 2 | X | SUN
Onshore Wind Turbine.WND | onshore wind | TRUE | 2770 | Terra-Gen Operating Co-Wind | 63941 | Oasis Alta | CA | Kern | OA1 | Onshore Wind Turbine | WT |  | S | 14.4 |  | 14.4 | 14.4 | 0 | N |  |  | N | IPP Non-CHP | 2 | X | WND
Solar Photovoltaic.SUN | solar PV | TRUE | 63595 | Blandford Sun, LLC | 63942 | Sunpin Blandford | MA | Hampden | SUNBI | Solar Photovoltaic | PV |  | S | 4.7 | 1 | 4.7 | 4.7 |  | N |  |  | N | IPP Non-CHP | 2 | X | SUN
Batteries.MWH | battery storage | 0 | 64172 | Arevon Asset Management | 63943 | Coso Battery Storage | CA | Inyo | 61730 | Batteries | BA |  | J | 60 | 0.95 | 60 | 60 |  | N |  |  | N | IPP Non-CHP | 2 | X | MWH
Solar Photovoltaic.SUN | solar PV | TRUE | 61012 | AES Distributed Energy | 63944 | Blackhorse Farm Solar, LLC CSG | RI | Bristol | BHF | Solar Photovoltaic | PV |  | S | 3.8 | 1 | 3.8 | 3.8 |  | N |  |  | N | IPP Non-CHP | 2 | X | SUN
Solar Photovoltaic.SUN | solar PV | TRUE | 63596 | Clinton Solar 4 LLC | 63945 | Clinton Solar 4 LLC CSG | IL | Clinton | CLIN | Solar Photovoltaic | PV |  | S | 2 |  | 2 | 2 |  | N |  |  | N | IPP Non-CHP | 2 | X | SUN
Solar Photovoltaic.SUN | solar PV | TRUE | 63597 | Vermilion Solar 1, LLC | 63946 | Vermilion Solar 1, LLC CSG | IL | Vermilion | VERM | Solar Photovoltaic | PV |  | S | 2 |  | 2 | 2 |  | N |  |  | N | IPP Non-CHP | 2 | X | SUN
Solar Photovoltaic.SUN | solar PV | TRUE | 62856 | Forefront Power, LLC | 63947 | DGS Valley State Prison | CA | Madera | 579 | Solar Photovoltaic | PV |  | S | 2.3 |  | 2.3 | 2.3 |  | N |  |  | N | IPP Non-CHP | 2 | X | SUN
Solar Photovoltaic.SUN | solar PV | TRUE | 64395 | Bay4 Energy Services, LLC | 63948 | CED Spring Creek Solar | IL | Kankakee | CS1 | Solar Photovoltaic | PV |  | S | 2 |  | 2 | 2 |  | N |  |  | N | IPP Non-CHP | 2 | X | SUN
Solar Photovoltaic.SUN | solar PV | TRUE | 63613 | Cortland Solar 2 LLC | 63949 | Cortland | IL | Dekalb | CORT2 | Solar Photovoltaic | PV |  | S | 2 |  | 2 | 2 |  | N |  |  | N | IPP Non-CHP | 2 | X | SUN
Solar Photovoltaic.SUN | solar PV | TRUE | 63615 | Erving Poplar Mountain Solar 1, LLC | 63950 | Erving CSG | MA | Franklin | ERVIN | Solar Photovoltaic | PV |  | S | 1 |  | 1 | 1 |  | N |  |  | N | IPP Non-CHP | 2 | X | SUN
Solar Photovoltaic.SUN | solar PV | TRUE | 63616 | Lena Solar 1 LLC | 63951 | Lena | IL | Stephenson | LENA | Solar Photovoltaic | PV |  | S | 2 |  | 2 | 2 |  | N |  |  | N | IPP Non-CHP | 2 | X | SUN
Solar Photovoltaic.SUN | solar PV | TRUE | 63618 | Ridge Farm Solar 1 LLC | 63952 | Ridge Farm | IL | Vermilion | RIDGE | Solar Photovoltaic | PV |  | S | 2 |  | 2 | 2 |  | N |  |  | N | IPP Non-CHP | 2 | X | SUN
Solar Photovoltaic.SUN | solar PV | TRUE | 63614 | Easthampton Park Solar 1, LLC | 63953 | Easthampton CSG | MA | Hampshire | EASTP | Solar Photovoltaic | PV |  | S | 2.5 |  | 2.5 | 2.5 |  | N |  |  | N | IPP Non-CHP | 2 | X | SUN
Solar Photovoltaic.SUN | solar PV | TRUE | 63617 | Mendota US Solar 1 LLC | 63954 | Mendota | IL | LaSalle | MENDS | Solar Photovoltaic | PV |  | S | 2 |  | 2 | 2 |  | N |  |  | N | IPP Non-CHP | 2 | X | SUN
Solar Photovoltaic.SUN | solar PV | TRUE | 60025 | Greenbacker Renewable Energy Corporation | 63956 | Palmer Creek Solar, LLC | OR | Yamhill | 223 | Solar Photovoltaic | PV |  | S | 2.3 |  | 2.3 | 2.3 |  | N |  |  | N | IPP Non-CHP | 2 | X | SUN
Solar Photovoltaic.SUN | solar PV | TRUE | 60025 | Greenbacker Renewable Energy Corporation | 63957 | Day Hill Solar, LLC | OR | Clackamas | 221 | Solar Photovoltaic | PV |  | S | 2.3 |  | 2.3 | 2.3 |  | N |  |  | N | IPP Non-CHP | 2 | X | SUN
Solar Photovoltaic.SUN | solar PV | TRUE | 63623 | Thor Solar 1 CEI, LLC | 63958 | SSD Marion 3, LLC | OR | Marion | 1 | Solar Photovoltaic | PV |  | S | 2 | 1 | 2 | 2 |  | N |  |  | N | IPP Non-CHP | 2 | X | SUN
Solar Photovoltaic.SUN | solar PV | TRUE | 63623 | Thor Solar 1 CEI, LLC | 63959 | SSD Marion 5, LLC | OR | Marion | 1 | Solar Photovoltaic | PV |  | S | 2 | 1 | 2 | 2 |  | N |  |  | N | IPP Non-CHP | 2 | X | SUN
Solar Photovoltaic.SUN | solar PV | TRUE | 63623 | Thor Solar 1 CEI, LLC | 63960 | SSD Marion 6, LLC | OR | Marion | 1 | Solar Photovoltaic | PV |  | S | 2 | 1 | 2 | 2 |  | N |  |  | N | IPP Non-CHP | 2 | X | SUN
Solar Photovoltaic.SUN | solar PV | TRUE | 63623 | Thor Solar 1 CEI, LLC | 63961 | SSD Clackamas 1, LLC | OR | Clackamas | 1 | Solar Photovoltaic | PV |  | S | 4 | 1 | 4 | 4 |  | N |  |  | N | IPP Non-CHP | 2 | X | SUN
Solar Photovoltaic.SUN | solar PV | TRUE | 63623 | Thor Solar 1 CEI, LLC | 63962 | SSD Clackamas 4, LLC | OR | Clackamas | 1 | Solar Photovoltaic | PV |  | S | 2 | 1 | 2 | 2 |  | N |  |  | N | IPP Non-CHP | 2 | X | SUN
Solar Photovoltaic.SUN | solar PV | TRUE | 63623 | Thor Solar 1 CEI, LLC | 63963 | SSD Clackamas 7, LLC | OR | Clackamas | 1 | Solar Photovoltaic | PV |  | S | 2 | 1 | 2 | 2 |  | N |  |  | N | IPP Non-CHP | 2 | X | SUN
Solar Photovoltaic.SUN | solar PV | TRUE | 63623 | Thor Solar 1 CEI, LLC | 63964 | SSD Marion 1, LLC | OR | Marion | 1 | Solar Photovoltaic | PV |  | S | 2 | 1 | 2 | 2 |  | N |  |  | N | IPP Non-CHP | 2 | X | SUN
Solar Photovoltaic.SUN | solar PV | TRUE | 63623 | Thor Solar 1 CEI, LLC | 63965 | Danville Farm, LLC | VA | Pittsylvania | 1 | Solar Photovoltaic | PV |  | S | 12 | 1 | 12 | 12 |  | N |  |  | N | IPP Non-CHP | 2 | X | SUN
Solar Photovoltaic.SUN | solar PV | TRUE | 60281 | Altus Power America Management, LLC | 63966 | FastSun12 CSG | MN | Rice | FS12 | Solar Photovoltaic | PV |  | S | 1 | 0.95 | 1 | 1 |  | N |  |  | N | IPP Non-CHP | 2 | X | SUN
Solar Photovoltaic.SUN | solar PV | TRUE | 63511 | Luminace Solar Illinois 2, LLC | 63967 | Charter Durabar at Woodstock | IL | McHenry | CDB1 | Solar Photovoltaic | PV |  | S | 1 | 1 | 1 | 1 |  | N |  |  | N | IPP Non-CHP | 2 | X | SUN
Solar Photovoltaic.SUN | solar PV | TRUE | 63511 | Luminace Solar Illinois 2, LLC | 63967 | Charter Durabar at Woodstock | IL | McHenry | CDB2 | Solar Photovoltaic | PV |  | S | 1 | 1 | 1 | 1 |  | N |  |  | N | IPP Non-CHP | 2 | X | SUN
Solar Photovoltaic.SUN | solar PV | TRUE | 63511 | Luminace Solar Illinois 2, LLC | 63968 | The GSI Group LLC at Assumption | IL | Christian | GSI | Solar Photovoltaic | PV |  | S | 1.5 | 1 | 1.5 | 1.5 |  | N |  |  | N | IPP Non-CHP | 2 | X | SUN
Solar Photovoltaic.SUN | solar PV | TRUE | 60496 | Adapture Renewables, Inc. | 63969 | SulusSolar35 | OR | Clackamas | SS35 | Solar Photovoltaic | PV |  | S | 3 |  | 3 | 3 |  | N |  |  | N | IPP Non-CHP | 2 | X | SUN
Solar Photovoltaic.SUN | solar PV | TRUE | 63630 | New Columbia Solar | 63970 | 7185 13th Pl. NW | DC | District of Columbia | 10020 | Solar Photovoltaic | PV |  | W | 0.9 | 1 | 0.9 | 0.9 |  | N |  |  | N | IPP Non-CHP | 2 | X | SUN
Solar Photovoltaic.SUN | solar PV | TRUE | 63625 | CCUA Solar, LLC | 63971 | CCUA Solar | NJ | Cumberland | CCUA | Solar Photovoltaic | PV |  | S | 1.5 |  | 1.5 | 1.5 |  | N |  |  | N | IPP Non-CHP | 2 | X | SUN
Solar Photovoltaic.SUN | solar PV | TRUE | 63627 | Cardinal Solar LLC | 63973 | Cardinal Solar LLC | SC | Marion | CARD | Solar Photovoltaic | PV |  | S | 7 |  | 7 | 7 |  | N |  |  | N | IPP Non-CHP | 2 | X | SUN
Solar Photovoltaic.SUN | solar PV | TRUE | 63628 | Hayes Solar, LLC | 63974 | Hayes Solar, LLC | NC | Surry | HAYES | Solar Photovoltaic | PV |  | S | 3 |  | 3 | 3 |  | N |  |  | N | IPP Non-CHP | 2 | X | SUN
Solar Photovoltaic.SUN | solar PV | TRUE | 63629 | Harrison Solar, LLC | 63975 | Harrison Solar, LLC | NC | Sampson | HARS | Solar Photovoltaic | PV |  | S | 5 |  | 5 | 5 |  | N |  |  | N | IPP Non-CHP | 2 | X | SUN
Solar Photovoltaic.SUN | solar PV | TRUE | 61060 | Cypress Creek Renewables | 63976 | Bay Tree | NC | Bladen | 959 | Solar Photovoltaic | PV |  | S | 70.1 |  | 70.1 | 70.1 |  | N |  |  | N | IPP Non-CHP | 2 | X | SUN
Landfill Gas.LFG | natural gas peaker | TRUE | 63632 | North American Central - LLC | 63977 | Central Generating | MI | Montcalm | 1 | Landfill Gas | IC |  | S | 1.6 | 0.9 | 1.6 | 1.6 | 1.2 | N |  |  | N | IPP Non-CHP | 2 | X | LFG
Landfill Gas.LFG | natural gas peaker | TRUE | 63632 | North American Central - LLC | 63977 | Central Generating | MI | Montcalm | 2 | Landfill Gas | IC |  | S | 0.8 | 0.9 | 0.8 | 0.8 | 0.5 | N |  |  | N | IPP Non-CHP | 2 | X | LFG
Landfill Gas.LFG | natural gas peaker | TRUE | 63632 | North American Central - LLC | 63977 | Central Generating | MI | Montcalm | 3 | Landfill Gas | IC |  | S | 1.6 | 0.9 | 1.6 | 1.6 | 1.2 | N |  |  | N | IPP Non-CHP | 2 | X | LFG
Solar Photovoltaic.SUN | solar PV | TRUE | 6455 | Duke Energy Florida, LLC | 63978 | Duette Solar Power Plant | FL | Manatee | PV1 | Solar Photovoltaic | PV |  | S | 74.5 | 0.95 | 74.5 | 74.5 |  | N |  |  | N | Electric Utility | 1 | X | SUN
Solar Photovoltaic.SUN | solar PV | TRUE | 63634 | Red Toad 315 Vinson Road, LLC | 63979 | 315 Vinson Road | NC | Johnston | VINSN | Solar Photovoltaic | PV |  | S | 2 |  | 2 | 2 |  | N |  |  | N | IPP Non-CHP | 2 | X | SUN
Onshore Wind Turbine.WND | onshore wind | TRUE | 56545 | Pattern Operators LP | 63981 | Red Cloud Wind LLC | NM | Lincoln | 1 | Onshore Wind Turbine | WT |  | S | 350 |  | 350 | 350 | 70 | N |  |  | N | IPP Non-CHP | 2 | X | WND
Solar Photovoltaic.SUN | solar PV | TRUE | 6455 | Duke Energy Florida, LLC | 63982 | Charlie Creek Solar Power Plant | FL | Hardee | PV1 | Solar Photovoltaic | PV |  | S | 74.9 |  | 74.9 | 74.9 |  | N |  |  | N | Electric Utility | 1 | X | SUN
Solar Photovoltaic.SUN | solar PV | TRUE | 60584 | Onyx Asset Services Group | 63986 | Rialto - High School | CA | San Bernardino | 10136 | Solar Photovoltaic | PV |  | W | 0.9 | 1 | 0.9 | 0.9 |  | N |  |  | N | IPP Non-CHP | 2 | X | SUN
Solar Photovoltaic.SUN | solar PV | TRUE | 63359 | REA Investments, LLC | 63987 | Novel Martens Solar LLC(CSG) | MN | Nicollet | MRTNS | Solar Photovoltaic | PV |  | S | 1 | 1 | 1 | 1 |  | N |  |  | N | IPP Non-CHP | 2 | X | SUN
Onshore Wind Turbine.WND | onshore wind | TRUE | 49893 | Invenergy Services LLC | 63988 | Blooming Grove Wind Energy Center | IL | Livingston | GEN1 | Onshore Wind Turbine | WT |  | S | 250 |  | 250 | 250 | 0 | N |  |  | N | IPP Non-CHP | 2 | X | WND
Solar Photovoltaic.SUN | solar PV | TRUE | 63643 | Peterman Solar II, LLC | 63989 | Peterman II | IL | Kankakee | PETE | Solar Photovoltaic | PV |  | S | 2 |  | 2 | 2 |  | N |  |  | N | IPP Non-CHP | 2 | X | SUN
Solar Photovoltaic.SUN | solar PV | TRUE | 63644 | Kish Solar, LLC | 63990 | Kish CSG | IL | Boone | KISH | Solar Photovoltaic | PV |  | S | 2 |  | 2 | 2 |  | N |  |  | N | IPP Non-CHP | 2 | X | SUN
Solar Photovoltaic.SUN | solar PV | TRUE | 63645 | Nostrand Solar, LLC | 63991 | Nostrand | IL | Kankakee | NOS | Solar Photovoltaic | PV |  | S | 2 |  | 2 | 2 |  | N |  |  | N | IPP Non-CHP | 2 | X | SUN
Solar Photovoltaic.SUN | solar PV | TRUE | 63646 | Vulcan Solar, LLC | 63992 | Vulcan | IL | Kankakee | VUL | Solar Photovoltaic | PV |  | S | 2 |  | 2 | 2 |  | N |  |  | N | IPP Non-CHP | 2 | X | SUN
Solar Photovoltaic.SUN | solar PV | FALSE | 63648 | Family Tree Farms | 63993 | FTF-PackingShed | CA | Tulare | FTF02 | Solar Photovoltaic | PV |  | S | 1 |  | 1 | 0.7 | 0 | N |  |  | N | Industrial Non-CHP | 6 | X | SUN
Solar Photovoltaic.SUN | solar PV | FALSE | 63649 | Mike Woolf Farming | 63994 | Firebaugh-CCS-PV-1 | CA | Fresno | MWF01 | Solar Photovoltaic | PV |  | S | 1 |  | 1 | 0.6 |  | N |  |  | N | Industrial Non-CHP | 6 | X | SUN
Batteries.MWH | battery storage | 0 | 6455 | Duke Energy Florida, LLC | 63995 | Trenton | FL | Gilchrist | ES1 | Batteries | BA |  | S | 11 | 1 | 11 | 11 | 11 | N |  |  | N | Electric Utility | 1 | X | MWH
Batteries.MWH | battery storage | 0 | 6455 | Duke Energy Florida, LLC | 63996 | Cape San Blas | FL | Gulf | ES1 | Batteries | BA |  | S | 5.5 |  | 5.5 | 5.5 |  | N |  |  | N | Electric Utility | 1 | X | MWH
Solar Photovoltaic.SUN | solar PV | TRUE | 60571 | AEP Onsite Partners, LLC | 63997 | Pine Hill | RI | Providence | PHS01 | Solar Photovoltaic | PV |  | S | 5 |  | 5 | 5 |  | N |  |  | N | IPP Non-CHP | 2 | X | SUN
Batteries.MWH | battery storage | 0 | 6455 | Duke Energy Florida, LLC | 63998 | Jennings Energy Storage Facility | FL | Hamilton | ES1 | Batteries | BA |  | S | 5.5 |  | 5.5 | 5.5 |  | N |  |  | N | Electric Utility | 1 | X | MWH
Batteries.MWH | battery storage | 0 | 6455 | Duke Energy Florida, LLC | 63999 | Micanopy Energy Storage Facility | FL | Alachua | ES1 | Batteries | BA |  | S | 8.3 |  | 8.3 | 8.3 |  | N |  |  | N | Electric Utility | 1 | X | MWH
Batteries.MWH | battery storage | 0 | 61012 | AES Distributed Energy | 64000 | Amaterasu LLC | MA | Worcester | BESS | Batteries | BA |  | S | 3.2 |  | 3.2 | 3.2 | 0 | N |  |  | N | IPP Non-CHP | 2 | X | MWH
Solar Photovoltaic.SUN | solar PV | TRUE | 61012 | AES Distributed Energy | 64000 | Amaterasu LLC | MA | Worcester | DRC | Solar Photovoltaic | PV |  | S | 4.6 |  | 4.6 | 4.6 |  | N |  |  | N | IPP Non-CHP | 2 | X | SUN
Solar Photovoltaic.SUN | solar PV | TRUE | 62759 | National Grid Renewables | 64001 | Camellia Solar, LLC | MN | Pope | CAMEL | Solar Photovoltaic | PV |  | S | 1 |  | 1 | 1 |  | N |  |  | N | IPP Non-CHP | 2 | X | SUN
Solar Photovoltaic.SUN | solar PV | TRUE | 61677 | Sol Systems | 64002 | Buttercup Solar, LLC | NC | Duplin | 11629 | Solar Photovoltaic | PV |  | S | 5 |  | 5 | 5 |  | N |  |  | N | IPP Non-CHP | 2 | X | SUN
Onshore Wind Turbine.WND | onshore wind | TRUE | 56201 | Engie North America | 64003 | Iron Star Wind Project | KS | Ford | WTG1 | Onshore Wind Turbine | WT |  | S | 297.6 | 0.95 | 297.6 | 297.6 | 4 | N |  |  | N | IPP Non-CHP | 2 | X | WND
Petroleum Liquids.DFO | petroleum | FALSE | 63650 | Interfaith Medical Center | 64004 | Interfaith Medical Center | NY | Kings | EGB17 | Petroleum Liquids | IC |  | S | 1.2 | 0.8 | 1.2 | 1.2 | 0.1 | N |  |  | N | Commercial Non-CHP | 4 | X | DFO
Solar Photovoltaic.SUN | solar PV | TRUE | 60496 | Adapture Renewables, Inc. | 64006 | SulusSolar33 | OR | Yamhill | SS33 | Solar Photovoltaic | PV |  | S | 3 |  | 3 | 3 |  | N |  |  | N | IPP Non-CHP | 2 | X | SUN
Solar Photovoltaic.SUN | solar PV | TRUE | 60496 | Adapture Renewables, Inc. | 64007 | SulusSolar28 | OR | Yamhill | SS28 | Solar Photovoltaic | PV |  | S | 3 |  | 3 | 3 |  | N |  |  | N | IPP Non-CHP | 2 | X | SUN
Solar Photovoltaic.SUN | solar PV | TRUE | 60496 | Adapture Renewables, Inc. | 64008 | MilfordSolar OR | OR | Washington | MS | Solar Photovoltaic | PV |  | S | 3 |  | 3 | 3 |  | N |  |  | N | IPP Non-CHP | 2 | X | SUN
Solar Photovoltaic.SUN | solar PV | TRUE | 60496 | Adapture Renewables, Inc. | 64009 | BristolSolar | OR | Marion | BS | Solar Photovoltaic | PV |  | S | 3 |  | 3 | 3 |  | N |  |  | N | IPP Non-CHP | 2 | X | SUN
Solar Photovoltaic.SUN | solar PV | TRUE | 63651 | Energix Hollyfield, LLC | 64010 | Energix Hollyfield, LLC | VA | King William | ENX06 | Solar Photovoltaic | PV |  | S | 13 | 0.95 | 13 | 13 |  | N |  |  | N | IPP Non-CHP | 2 | X | SUN
Solar Photovoltaic.SUN | solar PV | TRUE | 63665 | Bainbridge Solar, LLC | 64011 | Bainbridge Solar | GA | Decatur | 6359 | Solar Photovoltaic | PV |  | S | 1 |  | 1 | 0.8 |  | N |  |  | N | IPP Non-CHP | 2 | X | SUN
Solar Photovoltaic.SUN | solar PV | TRUE | 63653 | Energix Nokesville, LLC | 64012 | Energix Nokesville, LLC | VA | Prince William | ENX07 | Solar Photovoltaic | PV |  | S | 20 | 0.95 | 20 | 20 |  | N |  |  | N | IPP Non-CHP | 2 | X | SUN
Solar Photovoltaic.SUN | solar PV | TRUE | 63664 | Somonauk Road Solar 1, LLC | 64013 | Somonauk Road Solar 1 | IL | DeKalb | 6344 | Solar Photovoltaic | PV |  | S | 2 |  | 2 | 1.6 |  | N |  |  | N | IPP Non-CHP | 2 | X | SUN
Solar Photovoltaic.SUN | solar PV | TRUE | 63663 | 28 Livermore Hill Road Solar, LLC | 64014 | 28 Livermore Hill Road Solar | MA | Worcester | 7405 | Solar Photovoltaic | PV |  | S | 5 |  | 5 | 4 |  | N |  |  | N | IPP Non-CHP | 2 | X | SUN
Solar Photovoltaic.SUN | solar PV | TRUE | 63652 | Energix Buckingham, LLC | 64015 | Energix Buckingham, LLC | VA | Buckingham | ENX05 | Solar Photovoltaic | PV |  | S | 20 | 0.95 | 20 | 20 |  | N |  |  | N | IPP Non-CHP | 2 | X | SUN
Solar Photovoltaic.SUN | solar PV | TRUE | 63662 | Edwardsville Solar II, LLC | 64016 | Edwardsville Solar II | IL | Madison | 6777 | Solar Photovoltaic | PV |  | S | 2 |  | 2 | 1.6 |  | N |  |  | N | IPP Non-CHP | 2 | X | SUN
Solar Photovoltaic.SUN | solar PV | TRUE | 63661 | Brick Church Solar 1, LLC | 64017 | Brick Church Solar | NY | Rensselaer | 7405 | Solar Photovoltaic | PV |  | S | 4 |  | 4 | 3.2 |  | N |  |  | N | IPP Non-CHP | 2 | X | SUN
Solar Photovoltaic.SUN | solar PV | TRUE | 63660 | Route 76 Boone Solar 1, LLC | 64018 | Route 76 Boone Solar 1 | IL | Boone | 7724 | Solar Photovoltaic | PV |  | S | 2 |  | 2 | 1.6 |  | N |  |  | N | IPP Non-CHP | 2 | X | SUN
Solar Photovoltaic.SUN | solar PV | TRUE | 63666 | Altavista Solar, LLC | 64019 | Altavista Solar | VA | Campbell | ATLA | Solar Photovoltaic | PV |  | S | 80 |  | 80 | 80 |  | N |  |  | N | IPP Non-CHP | 2 | X | SUN
Natural Gas Fired Combined Cycle.NG | natural gas combined cycle | TRUE | 20856 | Wisconsin Power & Light Co | 64020 | West Riverside Energy Center | WI | Rock | CTG3 | Natural Gas Fired Combined Cycle | CT | S234 | J | 232.9 | 0.85 | 226.1 | 234.9 | 115 | N |  |  | N | Electric Utility | 1 | X | NG
Natural Gas Fired Combined Cycle.NG | natural gas combined cycle | TRUE | 20856 | Wisconsin Power & Light Co | 64020 | West Riverside Energy Center | WI | Rock | CTG4 | Natural Gas Fired Combined Cycle | CT | S234 | J | 232.9 | 0.85 | 224.8 | 232.7 | 115 | N |  |  | N | Electric Utility | 1 | X | NG
Solar Photovoltaic.SUN | solar PV | TRUE | 20856 | Wisconsin Power & Light Co | 64020 | West Riverside Energy Center | WI | Rock | PV1 | Solar Photovoltaic | PV |  | J | 4.4 | 1 | 4.4 | 4.4 |  | N |  |  | N | Electric Utility | 1 | X | SUN
Natural Gas Fired Combined Cycle.NG | natural gas combined cycle | TRUE | 20856 | Wisconsin Power & Light Co | 64020 | West Riverside Energy Center | WI | Rock | STG2 | Natural Gas Fired Combined Cycle | CA | S234 | J | 257.4 | 0.85 | 255.1 | 258.3 | 75 | N |  |  | N | Electric Utility | 1 | X | NG
Solar Photovoltaic.SUN | solar PV | TRUE | 60025 | Greenbacker Renewable Energy Corporation | 64021 | Alden Solar CSG LLC | CO | Weld | 225 | Solar Photovoltaic | PV |  | S | 1.6 |  | 1.6 | 1.6 |  | N |  |  | N | IPP Non-CHP | 2 | X | SUN
Solar Photovoltaic.SUN | solar PV | TRUE | 60496 | Adapture Renewables, Inc. | 64022 | SulusSolar22 | OR | Marion | SS22 | Solar Photovoltaic | PV |  | S | 3 |  | 3 | 3 |  | N |  |  | N | IPP Non-CHP | 2 | X | SUN
Solar Photovoltaic.SUN | solar PV | TRUE | 60025 | Greenbacker Renewable Energy Corporation | 64023 | 10 Finderne Avenue Solar, LLC | NJ | Somerset | 246 | Solar Photovoltaic | PV |  | S | 2.3 |  | 2.3 | 2.3 |  | N |  |  | N | IPP Non-CHP | 2 | X | SUN
Solar Photovoltaic.SUN | solar PV | TRUE | 60025 | Greenbacker Renewable Energy Corporation | 64024 | Monte Vista Solar 2 CSG, LLC | CO | Rio Grande | 262 | Solar Photovoltaic | PV |  | S | 1.6 |  | 1.6 | 1.6 |  | N |  |  | N | IPP Non-CHP | 2 | X | SUN
Solar Photovoltaic.SUN | solar PV | TRUE | 60025 | Greenbacker Renewable Energy Corporation | 64025 | 101 Carnegie Center Solar, LLC | NJ | Mercer | 297 | Solar Photovoltaic | PV |  | S | 1.2 |  | 1.2 | 1.2 |  | N |  |  | N | IPP Non-CHP | 2 | X | SUN
Solar Photovoltaic.SUN | solar PV | TRUE | 56201 | Engie North America | 64026 | ANSON Solar Center, LLC | TX | Jones | SF1 | Solar Photovoltaic | PV |  | S | 200 |  | 200 | 200 |  | N |  |  | N | IPP Non-CHP | 2 | X | SUN
Other Waste Biomass.OBG | biomass | TRUE | 63669 | San Bernardino Fuel Cell, LLC | 64027 | SB Water Reclamation Fuel Cell | CA | San Bernardino | MB19 | Other Waste Biomass | FC |  | S | 1.4 | 1 | 1.4 | 1.4 | 1 | N |  |  | Y | Commercial CHP | 5 | T | OBG | NG
Solar Photovoltaic.SUN | solar PV | TRUE | 63667 | California PV Energy 3, LLC | 64028 | San Diego - EMDF at San Diego | CA | San Diego | EMDF | Solar Photovoltaic | PV |  | S | 2.9 |  | 2.9 | 2.9 |  | N |  |  | N | IPP Non-CHP | 2 | X | SUN
Solar Photovoltaic.SUN | solar PV | TRUE | 63668 | Bauer Community Solar LLC | 64029 | Bauer Solar CSG | MN | Stearns | TC3 | Solar Photovoltaic | PV |  | S | 0.9 |  | 0.9 | 0.9 |  | N |  |  | N | IPP Non-CHP | 2 | X | SUN
Solar Photovoltaic.SUN | solar PV | TRUE | 61944 | MN8 Energy LLC | 64030 | Kenmare - Sullivan Community College | NY | Sullivan | GEN1 | Solar Photovoltaic | PV |  | W | 2 |  | 2 | 2 |  | N |  |  | N | IPP Non-CHP | 2 | X | SUN
Solar Photovoltaic.SUN | solar PV | TRUE | 60025 | Greenbacker Renewable Energy Corporation | 64031 | Fremont CO 1, LLC | CO | Fremont | 228 | Solar Photovoltaic | PV |  | S | 1.8 |  | 1.8 | 1.8 |  | N |  |  | N | IPP Non-CHP | 2 | X | SUN
Solar Photovoltaic.SUN | solar PV | TRUE | 60496 | Adapture Renewables, Inc. | 64033 | GreenparkSolar | OR | Marion | GS | Solar Photovoltaic | PV |  | S | 1.3 |  | 1.3 | 1.3 |  | N |  |  | N | IPP Non-CHP | 2 | X | SUN
Solar Photovoltaic.SUN | solar PV | TRUE | 60496 | Adapture Renewables, Inc. | 64034 | SulusSolar25 | OR | Marion | SS25 | Solar Photovoltaic | PV |  | S | 2.2 |  | 2.2 | 2.2 |  | N |  |  | N | IPP Non-CHP | 2 | X | SUN
Solar Photovoltaic.SUN | solar PV | TRUE | 63633 | Red Toad Powatan Phase 2 LLC | 64035 | Powatan Road Solar | NC | Johnston | POWTN | Solar Photovoltaic | PV |  | S | 2 |  | 2 | 2 |  | N |  |  | N | IPP Non-CHP | 2 | X | SUN
Solar Photovoltaic.SUN | solar PV | TRUE | 63680 | ACM Solar, LLC. | 64040 | Apple Canyon Lake Solar | IL | Jo Daviess | 1 | Solar Photovoltaic | PV |  | S | 1.2 |  | 1.2 | 1.2 | 0.1 | N |  |  | N | IPP Non-CHP | 2 | X | SUN
Solar Photovoltaic.SUN | solar PV | TRUE | 63681 | Wappinger 9D Solar, LLC | 64041 | Wappinger 9D Solar | NY | Dutchess | 4683 | Solar Photovoltaic | PV |  | S | 2 |  | 2 | 1.6 |  | N |  |  | N | IPP Non-CHP | 2 | X | SUN
Solar Photovoltaic.SUN | solar PV | TRUE | 63682 | Montague Road Solar, LLC | 64042 | Montague Road Solar | MA | Hampshire | 3958 | Solar Photovoltaic | PV |  | S | 3.6 |  | 3.6 | 2.9 |  | N |  |  | N | IPP Non-CHP | 2 | X | SUN
Solar Photovoltaic.SUN | solar PV | TRUE | 63683 | Olney Solar II, LLC | 64043 | Olney Solar II CSG | IL | Richland | 6778 | Solar Photovoltaic | PV |  | S | 2 |  | 2 | 1.6 |  | N |  |  | N | IPP Non-CHP | 2 | X | SUN
Solar Photovoltaic.SUN | solar PV | TRUE | 63684 | Off Airport Road - West, LLC | 64044 | Off Airport Road - West | NY | Ulster | 7141 | Solar Photovoltaic | PV |  | S | 4 |  | 4 | 3.2 |  | N |  |  | N | IPP Non-CHP | 2 | X | SUN
Solar Photovoltaic.SUN | solar PV | TRUE | 63685 | Fitchburg Renewables, LLC | 64045 | Fitchburg Renewables | MA | Worcester | 4648 | Solar Photovoltaic | PV |  | S | 4 |  | 4 | 3.2 |  | N |  |  | N | IPP Non-CHP | 2 | X | SUN
Solar Photovoltaic.SUN | solar PV | TRUE | 63686 | 6140 Route 209 - North, LLC | 64046 | 6140 Route 209 - North | NY | Ulster | 7140 | Solar Photovoltaic | PV |  | S | 4 |  | 4 | 3.2 |  | N |  |  | N | IPP Non-CHP | 2 | X | SUN
Onshore Wind Turbine.WND | onshore wind | TRUE | 59496 | Allete Clean Energy | 64047 | Caddo Wind | OK | Caddo | 46002 | Onshore Wind Turbine | WT |  | S | 303.2 |  | 303.2 | 303.2 | 1 | N |  |  | N | IPP Non-CHP | 2 | X | WND
Solar Photovoltaic.SUN | solar PV | TRUE | 60496 | Adapture Renewables, Inc. | 64048 | SulusSolar29 | OR | Clackamas | SS29 | Solar Photovoltaic | PV |  | S | 2.6 |  | 2.6 | 2.6 |  | N |  |  | N | IPP Non-CHP | 2 | X | SUN
Solar Photovoltaic.SUN | solar PV | TRUE | 63667 | California PV Energy 3, LLC | 64049 | San Diego - NCRC at Vista | CA | San Diego | NCRC | Solar Photovoltaic | PV |  | S | 1.8 | 1 | 1.8 | 1.8 |  | N |  |  | N | IPP Non-CHP | 2 | X | SUN
Onshore Wind Turbine.WND | onshore wind | TRUE | 62758 | Orchard Windfarm, LLC | 64051 | Orchard Windfarm 2, LLC | OR | Morrow | OCHW2 | Onshore Wind Turbine | WT |  | S | 10 |  | 10 | 10 | 0 | N |  |  | N | IPP Non-CHP | 2 | X | WND
Onshore Wind Turbine.WND | onshore wind | TRUE | 62758 | Orchard Windfarm, LLC | 64052 | Orchard Windfarm 3, LLC | OR | Morrow | OCHW3 | Onshore Wind Turbine | WT |  | S | 10 |  | 10 | 10 | 0 | N |  |  | N | IPP Non-CHP | 2 | X | WND
Onshore Wind Turbine.WND | onshore wind | TRUE | 62758 | Orchard Windfarm, LLC | 64053 | Orchard Windfarm 4, LLC | OR | Morrow | OCHW4 | Onshore Wind Turbine | WT |  | S | 10 |  | 10 | 10 | 0 | N |  |  | N | IPP Non-CHP | 2 | X | WND
Onshore Wind Turbine.WND | onshore wind | TRUE | 56545 | Pattern Operators LP | 64054 | Clines Corners Wind Farm LLC | NM | Torrance | 1 | Onshore Wind Turbine | WT |  | S | 325 |  | 325 | 325 | 70 | N |  |  | N | IPP Non-CHP | 2 | X | WND
Solar Photovoltaic.SUN | solar PV | FALSE | 63689 | Wonderful Renewable Energy, LLC. | 64055 | Wonderful Orchards - New Columbia | CA | Madera | WOC | Solar Photovoltaic | PV |  | W | 5 | 0.99 | 5 | 4.2 |  | N |  |  | N | Industrial Non-CHP | 6 | X | SUN
Solar Photovoltaic.SUN | solar PV | TRUE | 62915 | Madison Energy Holdings LLC | 64056 | T Luhman CSG | MN | Goodhue | TLU01 | Solar Photovoltaic | PV |  | S | 1 | 0.98 | 1 | 1 | 0 | N |  |  | N | IPP Non-CHP | 2 | X | SUN
Onshore Wind Turbine.WND | onshore wind | TRUE | 15248 | Portland General Electric Co | 64057 | Wheatridge 1 | OR | Morrow | WND | Onshore Wind Turbine | WT |  | S | 100 |  | 100 | 100 | 0.4 | N |  |  | N | Electric Utility | 1 | X | WND
Solar Photovoltaic.SUN | solar PV | TRUE | 63691 | 2662 Freeport Solar 1, LLC | 64058 | 2662 Freeport Solar 1 CSG | IL | Stephenson | FREE | Solar Photovoltaic | PV |  | S | 2 |  | 2 | 2 |  | N |  |  | N | IPP Non-CHP | 2 | X | SUN
Solar Photovoltaic.SUN | solar PV | TRUE | 63692 | Whiteside Solar 1, LLC | 64059 | Whiteside Solar 1 CSG | IL | Whiteside | WSIDE | Solar Photovoltaic | PV |  | S | 2 |  | 2 | 2 |  | N |  |  | N | IPP Non-CHP | 2 | X | SUN
Solar Photovoltaic.SUN | solar PV | TRUE | 11806 | Massachusetts Mun Wholes Electric Co | 64060 | SELCO Community Solar | MA | Worcester | SELCO | Solar Photovoltaic | PV |  | S | 3 |  | 3 | 3 |  | N |  |  | N | Electric Utility | 1 | X | SUN
Solar Photovoltaic.SUN | solar PV | TRUE | 63694 | Hecate Energy West Newberry, LLC | 64061 | Hecate Energy West Newberry, LLC | SC | Newberry | HEWNB | Solar Photovoltaic | PV |  | S | 3.3 | 1 | 3.5 | 3.5 |  | N |  |  | N | IPP Non-CHP | 2 | X | SUN
Solar Photovoltaic.SUN | solar PV | TRUE | 63696 | BD Solar Palmyra LLC | 64062 | Palmyra PV - BD Solar Palmyra LLC | ME | Somerset | PALPV | Solar Photovoltaic | PV |  | S | 5 |  | 5 | 5 |  | N |  |  | N | IPP Non-CHP | 2 | X | SUN
Onshore Wind Turbine.WND | onshore wind | TRUE | 56545 | Pattern Operators LP | 64065 | Duran Mesa LLC | NM | Lincoln | 1 | Onshore Wind Turbine | WT |  | S | 105 |  | 105 | 105 | 70 | N |  |  | N | IPP Non-CHP | 2 | X | WND
Onshore Wind Turbine.WND | onshore wind | TRUE | 56545 | Pattern Operators LP | 64066 | Tecolote Wind LLC | NM | Lincoln | 1 | Onshore Wind Turbine | WT |  | S | 272 |  | 272 | 272 | 70 | N |  |  | N | IPP Non-CHP | 2 | X | WND
Solar Photovoltaic.SUN | solar PV | TRUE | 63698 | BD Solar Hancock LLC | 64068 | BD Solar Hancock LLC | ME | Hancock | HANPV | Solar Photovoltaic | PV |  | S | 7 |  | 7 | 7 |  | N |  |  | N | IPP Non-CHP | 2 | X | SUN
Solar Photovoltaic.SUN | solar PV | TRUE | 63699 | BD Solar 2 LLC | 64069 | Winslow PV - BD Solar 2 LLC | ME | Kennebec | WINPV | Solar Photovoltaic | PV |  | S | 7 |  | 7 | 7 |  | N |  |  | N | IPP Non-CHP | 2 | X | SUN
Solar Photovoltaic.SUN | solar PV | TRUE | 63700 | BD Solar Hancock North LLC | 64070 | BD Solar Ellsworth LLC | ME | Hancock | ELLPV | Solar Photovoltaic | PV |  | S | 7 |  | 7 | 7 |  | N |  |  | N | IPP Non-CHP | 2 | X | SUN
Solar Photovoltaic.SUN | solar PV | TRUE | 63704 | Camp Riley Solar Facility | 64072 | Camp Ripley Solar | MN | Morrison | CR1 | Solar Photovoltaic | PV |  | W | 10.9 | 0.91 | 10.8 | 10.8 |  | N |  |  | N | Electric Utility | 1 | X | SUN
Onshore Wind Turbine.WND | onshore wind | TRUE | 61372 | Enel Kansas, LLC | 64074 | Cimarron Bend III | KS | Clark | 3 | Onshore Wind Turbine | WT |  | S | 198.8 |  | 198.8 | 198.8 | 0 | N |  |  | N | IPP Non-CHP | 2 | X | WND
Solar Photovoltaic.SUN | solar PV | TRUE | 63714 | Route 66 Energy Center, LLC | 64076 | Route 66 Energy Center, LLC | NM | Cibola | RTE66 | Solar Photovoltaic | PV |  | S | 49.5 |  | 49.5 | 49.5 |  | N |  |  | N | IPP Non-CHP | 2 | X | SUN
Solar Photovoltaic.SUN | solar PV | TRUE | 63712 | Pittsfiled Solar LLC | 64078 | Pittsfield Solar LLC | ME | Somerset | PSLLC | Solar Photovoltaic | PV |  | S | 9.9 |  | 9.9 | 9.9 |  | N |  |  | N | IPP Non-CHP | 2 | X | SUN
Solar Photovoltaic.SUN | solar PV | TRUE | 60496 | Adapture Renewables, Inc. | 64079 | CatanSolar | TX | Karnes | CS | Solar Photovoltaic | PV |  | S | 10 |  | 10 | 10 |  | N |  |  | N | IPP Non-CHP | 2 | X | SUN
Solar Photovoltaic.SUN | solar PV | TRUE | 11479 | Madison Gas & Electric Co | 64080 | Dane County Airport Solar | WI | Dane | 1 | Solar Photovoltaic | PV |  | S | 10.8 |  | 10.8 | 10.8 |  | N |  |  | N | Electric Utility | 1 | X | SUN
Solar Photovoltaic.SUN | solar PV | TRUE | 63718 | Sunflower County Solar Project, LLC | 64081 | Sunflower County | MS | Sunflower | SUNFL | Solar Photovoltaic | PV |  | S | 100 |  | 100 | 100 | 1 | N |  |  | N | Electric Utility | 1 | X | SUN
Solar Photovoltaic.SUN | solar PV | TRUE | 63707 | OYA Blanchard Road LLC | 64084 | Blanchard Road 1 Community Solar | NY | Jefferson | BR1CS | Solar Photovoltaic | PV |  | S | 5 |  | 5 | 5 |  | N |  |  | N | IPP Non-CHP | 2 | X | SUN
Batteries.MWH | battery storage | 0 | 63707 | OYA Blanchard Road LLC | 64084 | Blanchard Road 1 Community Solar | NY | Jefferson | BR1S | Batteries | BA |  | S | 5 |  | 5 | 5 |  | N |  |  | N | IPP Non-CHP | 2 | X | MWH
Solar Photovoltaic.SUN | solar PV | TRUE | 63693 | Captona N.P. LLC | 64085 | North Providence | RI | Providence | CPRI2 | Solar Photovoltaic | PV |  | W | 2 |  | 2 | 2 |  | N |  |  | N | IPP Non-CHP | 2 | X | SUN
Solar Photovoltaic.SUN | solar PV | TRUE | 63708 | OYA Blanchard Road 2 LLC | 64087 | Blanchard Road 2 Community Solar | NY | Jefferson | BR2CS | Solar Photovoltaic | PV |  | S | 5 |  | 5 | 5 |  | N |  |  | N | IPP Non-CHP | 2 | X | SUN
Batteries.MWH | battery storage | 0 | 63708 | OYA Blanchard Road 2 LLC | 64087 | Blanchard Road 2 Community Solar | NY | Jefferson | BR2S | Batteries | BA |  | S | 5 |  | 5 | 5 |  | N |  |  | N | IPP Non-CHP | 2 | X | MWH
Batteries.MWH | battery storage | 0 | 63709 | OYA NYS Rte 12 LLC | 64090 | NYS Rte 12 Community Solar | NY | Jefferson | NR12S | Batteries | BA |  | S | 5 |  | 5 | 5 |  | N |  |  | N | IPP Non-CHP | 2 | X | MWH
Solar Photovoltaic.SUN | solar PV | TRUE | 63709 | OYA NYS Rte 12 LLC | 64090 | NYS Rte 12 Community Solar | NY | Jefferson | NYR12 | Solar Photovoltaic | PV |  | S | 5 |  | 5 | 5 |  | N |  |  | N | IPP Non-CHP | 2 | X | SUN
Solar Photovoltaic.SUN | solar PV | TRUE | 63710 | OYA 2643 Moore Road LLC | 64091 | Moore Road Community Solar | NY | Niagara | MROCS | Solar Photovoltaic | PV |  | S | 5 | 1 | 5 | 5 |  | N |  |  | N | IPP Non-CHP | 2 | X | SUN
Solar Photovoltaic.SUN | solar PV | TRUE | 63711 | OYA Great Lakes Seaway LLC | 64092 | Great Lakes Seaway Community Solar | NY | Jefferson | GLSCS | Solar Photovoltaic | PV |  | S | 5 |  | 5 | 5 |  | N |  |  | N | IPP Non-CHP | 2 | X | SUN
Batteries.MWH | battery storage | 0 | 63711 | OYA Great Lakes Seaway LLC | 64092 | Great Lakes Seaway Community Solar | NY | Jefferson | GLSS | Batteries | BA |  | S | 5 |  | 5 | 5 |  | N |  |  | N | IPP Non-CHP | 2 | X | MWH
Solar Photovoltaic.SUN | solar PV | TRUE | 5248 | Dominion Energy Inc. | 64093 | Montross Solar | VA | Westmoreland | MOSO | Solar Photovoltaic | PV |  | S | 20 | 0.95 | 20 | 20 |  | N |  |  | N | Electric Utility | 1 | X | SUN
Solar Photovoltaic.SUN | solar PV | TRUE | 60025 | Greenbacker Renewable Energy Corporation | 64096 | Samuel Mickle School | NJ | Gloucester | 248 | Solar Photovoltaic | PV |  | S | 1.1 |  | 1.1 | 1.1 |  | N |  |  | N | IPP Non-CHP | 2 | X | SUN
Solar Photovoltaic.SUN | solar PV | TRUE | 60025 | Greenbacker Renewable Energy Corporation | 64097 | Electric City Solar | MI | St Joseph | 232 | Solar Photovoltaic | PV |  | S | 15 |  | 15 | 15 |  | N |  |  | N | IPP Non-CHP | 2 | X | SUN
Solar Photovoltaic.SUN | solar PV | FALSE | 60947 | Tesla Inc. | 64098 | Tesla Reno GigaFactory | NV | Storey | 1 | Solar Photovoltaic | PV |  | S | 0.4 |  | 0.4 | 0.4 | 0.1 | N |  |  | N | Industrial Non-CHP | 6 | X | SUN
Solar Photovoltaic.SUN | solar PV | FALSE | 60947 | Tesla Inc. | 64098 | Tesla Reno GigaFactory | NV | Storey | 2 | Solar Photovoltaic | PV |  | S | 0.5 |  | 0.5 | 0.5 |  | N |  |  | N | Industrial Non-CHP | 6 | X | SUN
Solar Photovoltaic.SUN | solar PV | FALSE | 60947 | Tesla Inc. | 64098 | Tesla Reno GigaFactory | NV | Storey | 5 | Solar Photovoltaic | PV |  | S | 0.9 |  | 0.9 | 0.9 |  | N |  |  | N | Industrial Non-CHP | 6 | X | SUN
Solar Photovoltaic.SUN | solar PV | FALSE | 60947 | Tesla Inc. | 64098 | Tesla Reno GigaFactory | NV | Storey | RA | Solar Photovoltaic | PV |  | S | 1.1 |  | 1.1 | 1.1 |  | N |  |  | N | Industrial Non-CHP | 6 | X | SUN
Solar Photovoltaic.SUN | solar PV | FALSE | 60947 | Tesla Inc. | 64098 | Tesla Reno GigaFactory | NV | Storey | RB | Solar Photovoltaic | PV |  | S | 1.8 |  | 1.8 | 1.8 |  | N |  |  | N | Industrial Non-CHP | 6 | X | SUN
Solar Photovoltaic.SUN | solar PV | FALSE | 60947 | Tesla Inc. | 64098 | Tesla Reno GigaFactory | NV | Storey | RC | Solar Photovoltaic | PV |  | S | 2 |  | 2 | 2 |  | N |  |  | N | Industrial Non-CHP | 6 | X | SUN
Solar Photovoltaic.SUN | solar PV | TRUE | 63728 | Tweite Community Solar LLC | 64099 | Tweite Community Solar LLC | MN | Olmsted | TWEIT | Solar Photovoltaic | PV |  | S | 1 |  | 1 | 1 |  | N |  |  | N | IPP Non-CHP | 2 | X | SUN
Solar Photovoltaic.SUN | solar PV | TRUE | 63729 | Morgan Solar 4, LLC | 64100 | Morgan Solar 4, LLC CSG | IL | Morgan | MORG | Solar Photovoltaic | PV |  | S | 2 |  | 2 | 2 |  | N |  |  | N | IPP Non-CHP | 2 | X | SUN
Solar Photovoltaic.SUN | solar PV | TRUE | 60025 | Greenbacker Renewable Energy Corporation | 64101 | Mid-River PA, LLC (ABE4) | PA | Northampton | 259 | Solar Photovoltaic | PV |  | S | 3 |  | 3 | 3 |  | N |  |  | N | IPP Non-CHP | 2 | X | SUN
Solar Photovoltaic.SUN | solar PV | TRUE | 63730 | DG New York Solar, LLC | 64102 | GE 19th Hole | NY | Fulton | GE19H | Solar Photovoltaic | PV |  | S | 7.7 | 1 | 7.7 | 7.7 |  | N |  |  | N | IPP Non-CHP | 2 | X | SUN
Solar Photovoltaic.SUN | solar PV | TRUE | 63731 | Desert Harvest II LLC | 64103 | Desert Harvest II LLC | CA | Riverside | DH002 | Solar Photovoltaic | PV |  | S | 70 |  | 70 | 70 | 2 | N |  |  | N | IPP Non-CHP | 2 | X | SUN
Batteries.MWH | battery storage | 0 | 63731 | Desert Harvest II LLC | 64103 | Desert Harvest II LLC | CA | Riverside | DH003 | Batteries | BA |  | S | 35 |  | 35 | 35 | 1 | N |  |  | N | IPP Non-CHP | 2 | X | MWH
Solar Photovoltaic.SUN | solar PV | TRUE | 63732 | Maverick Solar 4, LLC | 64104 | Maverick Solar 4, LLC | CA | Riverside | MAV02 | Solar Photovoltaic | PV |  | S | 100 |  | 100 | 100 |  | N |  |  | N | IPP Non-CHP | 2 | X | SUN
Solar Photovoltaic.SUN | solar PV | TRUE | 63733 | Maverick Solar 6, LLC | 64105 | Maverick Solar 6, LLC | CA | Riverside | MAV03 | Solar Photovoltaic | PV |  | S | 100 |  | 100 | 100 |  | N |  |  | N | IPP Non-CHP | 2 | X | SUN
Batteries.MWH | battery storage | 0 | 63733 | Maverick Solar 6, LLC | 64105 | Maverick Solar 6, LLC | CA | Riverside | MAV04 | Batteries | BA |  | S | 50 |  | 50 | 50 |  | N |  |  | N | IPP Non-CHP | 2 | X | MWH
Solar Photovoltaic.SUN | solar PV | TRUE | 63734 | Maverick Solar 7, LLC | 64106 | Maverick Solar 7, LLC | CA | Riverside | MAV05 | Solar Photovoltaic | PV |  | S | 132 |  | 132 | 132 | 132 | N |  |  | N | IPP Non-CHP | 2 | X | SUN
Solar Photovoltaic.SUN | solar PV | TRUE | 63735 | Captona Canton LLC | 64107 | Canton | MA | Norfolk | CPMA1 | Solar Photovoltaic | PV |  | W | 5 |  | 5 | 5 |  | N |  |  | N | IPP Non-CHP | 2 | X | SUN
Solar Photovoltaic.SUN | solar PV | TRUE | 63737 | Captona Lippitt Ave Cranston LLC | 64108 | Gold Meadow Farms | RI | Kent | CPRI7 | Solar Photovoltaic | PV |  | W | 16.2 |  | 16.2 | 16.2 |  | N |  |  | N | IPP Non-CHP | 2 | X | SUN
Solar Photovoltaic.SUN | solar PV | TRUE | 63738 | Captona Ravenbrook LLC | 64109 | Ravenbrook | MA | Plymouth | CPMA2 | Solar Photovoltaic | PV |  | W | 5 |  | 5 | 5 |  | N |  |  | N | IPP Non-CHP | 2 | X | SUN
Solar Photovoltaic.SUN | solar PV | TRUE | 63739 | Captona Hudson LLC | 64110 | Hudson | MA | Middlesex | CPMA6 | Solar Photovoltaic | PV |  | W | 5 |  | 5 | 5 |  | N |  |  | N | IPP Non-CHP | 2 | X | SUN
Solar Photovoltaic.SUN | solar PV | TRUE | 63740 | Captona A Street 2 Johnston LLC | 64111 | A Street 2 | RI | Providence | CPRI5 | Solar Photovoltaic | PV |  | W | 1.6 |  | 1.6 | 1.6 |  | N |  |  | N | IPP Non-CHP | 2 | X | SUN
Solar Photovoltaic.SUN | solar PV | TRUE | 63741 | Captona Berkley LLC | 64112 | Berkley | MA | Bristol | CPMA3 | Solar Photovoltaic | PV |  | W | 3 |  | 3 | 3 |  | N |  |  | N | IPP Non-CHP | 2 | X | SUN
Solar Photovoltaic.SUN | solar PV | TRUE | 63742 | Captona Kilvert Street Warwick LLC | 64113 | Kilvert | RI | Kent | CPRI1 | Solar Photovoltaic | PV |  | W | 4.7 |  | 4.7 | 4.7 |  | N |  |  | N | IPP Non-CHP | 2 | X | SUN
Solar Photovoltaic.SUN | solar PV | TRUE | 63743 | Captona A Street 1 Johnston LLC | 64114 | A Street 1 | RI | Providence | CPRI4 | Solar Photovoltaic | PV |  | W | 1.2 |  | 1.2 | 1.2 |  | N |  |  | N | IPP Non-CHP | 2 | X | SUN
Solar Photovoltaic.SUN | solar PV | TRUE | 63744 | Captona Carver LLC | 64115 | Carver | MA | Plymouth | CPMA4 | Solar Photovoltaic | PV |  | W | 1.5 |  | 1.5 | 1.5 |  | N |  |  | N | IPP Non-CHP | 2 | X | SUN
Solar Photovoltaic.SUN | solar PV | TRUE | 63745 | Captona Plainfield Pike Johnston LLC | 64116 | Plainfield Pike | RI | Providence | CPRI6 | Solar Photovoltaic | PV |  | W | 2 |  | 2 | 2 |  | N |  |  | N | IPP Non-CHP | 2 | X | SUN
Solar Photovoltaic.SUN | solar PV | TRUE | 63746 | Meadowlark Solar, LLC | 64117 | Meadowlark Solar | NC | Harnett | MLS01 | Solar Photovoltaic | PV |  | S | 4.9 |  | 4.9 | 4.9 |  | N |  |  | N | IPP Non-CHP | 2 | X | SUN
Solar Photovoltaic.SUN | solar PV | TRUE | 63747 | Nash 97 Solar 2, LLC | 64118 | Nash 97 Solar 2 | NC | Nash | N97S2 | Solar Photovoltaic | PV |  | S | 4.9 |  | 4.9 | 4.9 |  | N |  |  | N | IPP Non-CHP | 2 | X | SUN
Solar Photovoltaic.SUN | solar PV | TRUE | 63748 | Nickelson Solar 2, LLC | 64119 | Nickelson Solar 2 | NC | Duplin | NS2 | Solar Photovoltaic | PV |  | S | 4.9 |  | 4.9 | 4.9 |  | N |  |  | N | IPP Non-CHP | 2 | X | SUN
Solar Photovoltaic.SUN | solar PV | TRUE | 63736 | Captona Chicopee LLC | 64120 | Chicopee | MA | Hampden | CPMA5 | Solar Photovoltaic | PV |  | W | 2 |  | 2 | 2 |  | N |  |  | N | IPP Non-CHP | 2 | X | SUN
Solar Photovoltaic.SUN | solar PV | TRUE | 63749 | Siler City Solar 2, LLC | 64121 | Siler City Solar 2 | NC | Chatham | SCS2 | Solar Photovoltaic | PV |  | S | 4.9 |  | 4.9 | 4.9 |  | N |  |  | N | IPP Non-CHP | 2 | X | SUN
Solar Photovoltaic.SUN | solar PV | TRUE | 63753 | Marlow Solar, LLC | 64122 | Marlow Solar, LLC CSG | IL | Jefferson | MARL | Solar Photovoltaic | PV |  | S | 2 |  | 2 | 2 |  | N |  |  | N | IPP Non-CHP | 2 | X | SUN
Conventional Hydroelectric.WAT | hydro | TRUE | 63751 | James W. Broderick Hydropower Plant | 64123 | James W. Broderick Hydropower Plant | CO | Pueblo | GEN35 | Conventional Hydroelectric | HY |  | S | 3.5 | 0.95 | 3.3 | 3.3 | 1 | N |  |  | N | IPP Non-CHP | 2 | X | WAT
Conventional Hydroelectric.WAT | hydro | TRUE | 63751 | James W. Broderick Hydropower Plant | 64123 | James W. Broderick Hydropower Plant | CO | Pueblo | GEN40 | Conventional Hydroelectric | HY |  | S | 4 | 0.95 | 3.8 | 3.8 | 1.5 | N |  |  | N | IPP Non-CHP | 2 | X | WAT
Solar Photovoltaic.SUN | solar PV | TRUE | 63758 | IGS Stockton DG, LLC | 64124 | IGS Stockton DG CSG | IL | Jo Daviess | BREW | Solar Photovoltaic | PV |  | S | 1.9 |  | 1.9 | 1.9 |  | N |  |  | N | IPP Non-CHP | 2 | X | SUN
Solar Photovoltaic.SUN | solar PV | TRUE | 63758 | IGS Stockton DG, LLC | 64124 | IGS Stockton DG CSG | IL | Jo Daviess | BREW2 | Solar Photovoltaic | PV |  | S | 1.9 |  | 1.9 | 1.9 |  | N |  |  | N | IPP Non-CHP | 2 | X | SUN
Solar Photovoltaic.SUN | solar PV | TRUE | 63244 | KSI II Consolidated, LLC | 64125 | Podunque Road CSG | NY | Allegany | TWNSD | Solar Photovoltaic | PV |  | S | 5 |  | 5 | 5 | 5 | N |  |  | N | IPP Non-CHP | 2 | X | SUN
Solar Photovoltaic.SUN | solar PV | TRUE | 63244 | KSI II Consolidated, LLC | 64126 | County Road 16 | NY | Schuyler | ORNGE | Solar Photovoltaic | PV |  | S | 2 |  | 2 | 2 |  | N |  |  | N | IPP Non-CHP | 2 | X | SUN
Solar Photovoltaic.SUN | solar PV | TRUE | 63244 | KSI II Consolidated, LLC | 64127 | Townsend Road(CSG) | NY | Schuyler | PODNQ | Solar Photovoltaic | PV |  | S | 3.7 |  | 3.7 | 3.7 | 3.7 | N |  |  | N | IPP Non-CHP | 2 | X | SUN
Batteries.MWH | battery storage | 0 | 64059 | Ware Palmer Road Solar LLC | 64128 | Ware Palmer Road Solar LLC CSG | MA | Hampshire | WPRB | Batteries | BA |  | S | 2 |  | 2 | 2 | 0 | N |  |  | N | IPP Non-CHP | 2 | X | MWH
Solar Photovoltaic.SUN | solar PV | TRUE | 64059 | Ware Palmer Road Solar LLC | 64128 | Ware Palmer Road Solar LLC CSG | MA | Hampshire | WPRS | Solar Photovoltaic | PV |  | S | 3 |  | 3 | 3 |  | N |  |  | N | IPP Non-CHP | 2 | X | SUN
Batteries.MWH | battery storage | 0 | 64058 | East Brookfield Adams Road Solar LLC | 64129 | East Brookfield Adams Road Solar LLC CSG | MA | Worcester | EBARB | Batteries | BA |  | S | 3.1 |  | 2.8 | 2.8 |  | Y |  |  | N | IPP Non-CHP | 2 | X | MWH
Solar Photovoltaic.SUN | solar PV | TRUE | 64058 | East Brookfield Adams Road Solar LLC | 64129 | East Brookfield Adams Road Solar LLC CSG | MA | Worcester | EBARS | Solar Photovoltaic | PV |  | S | 5 |  | 5 | 5 |  | N |  |  | N | IPP Non-CHP | 2 | X | SUN
Onshore Wind Turbine.WND | onshore wind | TRUE | 63761 | REG Juhl Glenville Wind, LLC | 64130 | REG Juhl Glenville Wind, LLC | MN | Freeborn | RJGW | Onshore Wind Turbine | WT |  | S | 2.5 |  | 2.5 | 2.5 | 0.1 | N |  |  | N | IPP Non-CHP | 2 | X | WND
Solar Photovoltaic.SUN | solar PV | TRUE | 5248 | Dominion Energy Inc. | 64135 | Grassfield Solar | VA | Chesapeake City | GFSO | Solar Photovoltaic | PV |  | S | 20 |  | 20 | 20 |  | N |  |  | N | Electric Utility | 1 | X | SUN
Solar Photovoltaic.SUN | solar PV | TRUE | 61944 | MN8 Energy LLC | 64137 | Kenmare - Mansfield Branch Street | MA | Bristol | GEN1 | Solar Photovoltaic | PV |  | W | 1.5 | 1 | 1.5 | 1.5 |  | N |  |  | N | IPP Non-CHP | 2 | X | SUN
Onshore Wind Turbine.WND | onshore wind | TRUE | 63765 | Irish Creek Wind, LLC | 64138 | Irish Creek Wind | KS | Marshall | ICW1 | Onshore Wind Turbine | WT |  | S | 300.6 | 0.9 | 300.6 | 300.6 | 30 | N |  |  | N | IPP Non-CHP | 2 | X | WND
Onshore Wind Turbine.WND | onshore wind | TRUE | 63764 | Haystack Wind Project, LLC | 64139 | Haystack Wind Project, LLC | NE | Wayne | 4444 | Onshore Wind Turbine | WT |  | S | 298 | 0.9 | 298 | 298 | 0 | N |  |  | N | IPP Non-CHP | 2 | X | WND
Batteries.MWH | battery storage | 0 | 61012 | AES Distributed Energy | 64140 | BWC Stony Brook, LLC Hybrid | MA | Middlesex | BESS | Batteries | BA |  | S | 0.7 |  | 0.7 | 0.7 | 0 | N |  |  | N | IPP Non-CHP | 2 | X | MWH
Solar Photovoltaic.SUN | solar PV | TRUE | 61012 | AES Distributed Energy | 64140 | BWC Stony Brook, LLC Hybrid | MA | Middlesex | BSBPV | Solar Photovoltaic | PV |  | S | 1.6 |  | 1.6 | 1.6 | 0 | N |  |  | N | IPP Non-CHP | 2 | X | SUN
Other Waste Biomass.OBG | biomass | TRUE | 63763 | Still Water Power LLC | 64141 | Still Water Power | CA | Kings | 4 | Other Waste Biomass | IC |  | S | 1 | 1 | 1 | 1 | 0.1 | N |  |  | N | IPP Non-CHP | 2 | X | OBG
Natural Gas Internal Combustion Engine.NG | natural gas peaker | TRUE | 60571 | AEP Onsite Partners, LLC | 64142 | LabCorp Engine | NJ | Somerset | LCG | Natural Gas Internal Combustion Engine | IC |  | S | 3.2 | 0.8 | 3.2 | 3.2 | 0.1 | N |  |  | N | IPP Non-CHP | 2 | X | NG
Other Natural Gas.NG | natural gas peaker | TRUE | 60571 | AEP Onsite Partners, LLC | 64143 | Bloom-Altice Fuel Cell | NY | Nassau | BLA | Other Natural Gas | FC |  | S | 2 | 1 | 2 | 2 | 1 | N |  |  | N | IPP Non-CHP | 2 | X | NG
Solar Photovoltaic.SUN | solar PV | TRUE | 64775 | Harts Mills Solar, LLC | 64144 | Harts Mill Solar, LLC | NC | Edgecombe | HMS01 | Solar Photovoltaic | PV |  | S | 80 |  | 80 | 80 |  | N |  |  | N | IPP Non-CHP | 2 | X | SUN
Solar Photovoltaic.SUN | solar PV | TRUE | 6455 | Duke Energy Florida, LLC | 64145 | Bay Trail Solar Power Plant | FL | Citrus | PV1 | Solar Photovoltaic | PV |  | S | 74.9 |  | 74.9 | 74.9 |  | N |  |  | N | Electric Utility | 1 | X | SUN
Solar Photovoltaic.SUN | solar PV | TRUE | 6455 | Duke Energy Florida, LLC | 64146 | Sandy Creek Solar Power Plant | FL | Bay | PV1 | Solar Photovoltaic | PV |  | S | 74.9 |  | 74.9 | 74.9 |  | N |  |  | N | Electric Utility | 1 | X | SUN
Batteries.MWH | battery storage | 0 | 61012 | AES Distributed Energy | 64147 | ZPD-PT Solar Project 2017-038 Hybrid LLC | MA | Worcester | DRAES | Batteries | BA |  | S | 3.5 |  | 3.5 | 3.5 | 0 | N |  |  | N | IPP Non-CHP | 2 | X | MWH
Solar Photovoltaic.SUN | solar PV | TRUE | 61012 | AES Distributed Energy | 64147 | ZPD-PT Solar Project 2017-038 Hybrid LLC | MA | Worcester | DRAPV | Solar Photovoltaic | PV |  | S | 5 |  | 5 | 5 | 0 | N |  |  | N | IPP Non-CHP | 2 | X | SUN
Solar Photovoltaic.SUN | solar PV | TRUE | 63772 | Fish Springs Ranch Solar, LLC | 64148 | Fish Springs | NV | Washoe | FISH | Solar Photovoltaic | PV |  | S | 100 |  | 100 | 100 |  | N |  |  | N | IPP Non-CHP | 2 | X | SUN
Batteries.MWH | battery storage | 0 | 63772 | Fish Springs Ranch Solar, LLC | 64148 | Fish Springs | NV | Washoe | FISHB | Batteries | BA |  | S | 25 |  | 25 | 25 | 0 | N |  |  | N | IPP Non-CHP | 2 | X | MWH
Onshore Wind Turbine.WND | onshore wind | TRUE | 63773 | Orsted Onshore North America | 64149 | Western Trail Wind, LLC | TX | Wilbarger | WTW | Onshore Wind Turbine | WT |  | S | 366.6 |  | 366.6 | 366.6 | 0 | N |  |  | N | IPP Non-CHP | 2 | X | WND
Solar Photovoltaic.SUN | solar PV | TRUE | 63769 | Lancaster Solar GA, LLC | 64150 | Lancaster Solar GA | GA | Randolph | LANCR | Solar Photovoltaic | PV |  | S | 80 |  | 80 | 80 |  | N |  |  | N | IPP Non-CHP | 2 | X | SUN
Solar Photovoltaic.SUN | solar PV | TRUE | 63770 | SR Perry, LLC | 64151 | SR Perry | GA | Houston | PERRY | Solar Photovoltaic | PV |  | S | 68 |  | 68 | 68 |  | N |  |  | N | IPP Non-CHP | 2 | X | SUN
Solar Photovoltaic.SUN | solar PV | TRUE | 63771 | SR Rattlesnake, LLC | 64152 | SR Rattlesnake | CO | Weld | SNAKE | Solar Photovoltaic | PV |  | S | 6 |  | 6 | 6 |  | N |  |  | N | IPP Non-CHP | 2 | X | SUN
Solar Photovoltaic.SUN | solar PV | TRUE | 63359 | REA Investments, LLC | 64153 | Novel Novak Solar LLC CSG | MN | Benton | NOVAK | Solar Photovoltaic | PV |  | S | 1 | 1 | 1 | 1 |  | N |  |  | N | IPP Non-CHP | 2 | X | SUN
Solar Photovoltaic.SUN | solar PV | TRUE | 63359 | REA Investments, LLC | 64154 | Novel Shelly Solar LLC (CSG) | MN | Lyon | SHLLY | Solar Photovoltaic | PV |  | S | 1 | 1 | 1 | 1 |  | N |  |  | N | IPP Non-CHP | 2 | X | SUN
Natural Gas Internal Combustion Engine.NG | natural gas peaker | TRUE | 60571 | AEP Onsite Partners, LLC | 64157 | Clyde Peaking Engine | OH | Sandusky | CPG | Natural Gas Internal Combustion Engine | IC |  | S | 10 | 1 | 10 | 10 | 0.3 | N |  |  | N | IPP Non-CHP | 2 | X | NG
Solar Photovoltaic.SUN | solar PV | TRUE | 63777 | Mechanicsville Solar, LLC | 64158 | Mechanicsville Solar | VA | Hanover | MECH | Solar Photovoltaic | PV |  | S | 25 |  | 25 | 25 |  | N |  |  | N | IPP Non-CHP | 2 | X | SUN
Solar Photovoltaic.SUN | solar PV | TRUE | 63779 | Morgan Solar 2, LLC | 64159 | Morgan Solar 2, LLC CSG | IL | Morgan | MRG2 | Solar Photovoltaic | PV |  | S | 2 |  | 2 | 2 |  | N |  |  | N | IPP Non-CHP | 2 | X | SUN
Solar Photovoltaic.SUN | solar PV | TRUE | 63706 | Newton Municipal Solar LLC - Rumford | 64162 | Newton Rumford Landfill | MA | Middlesex | 7759A | Solar Photovoltaic | PV |  | S | 1.7 |  | 1.7 | 1.7 |  | N |  |  | N | IPP Non-CHP | 2 | X | SUN
Onshore Wind Turbine.WND | onshore wind | TRUE | 56201 | Engie North America | 64165 | Priddy Wind Project | TX | Mills | WTG1 | Onshore Wind Turbine | WT |  | S | 302.4 | 0.95 | 302.4 | 302.4 | 4 | N |  |  | N | IPP Non-CHP | 2 | X | WND
Solar Photovoltaic.SUN | solar PV | TRUE | 63794 | Albemarle Beach Solar, LLC | 64169 | Albemarle Beach Solar | NC | Washington | BEACH | Solar Photovoltaic | PV |  | S | 80 | 1 | 80 | 80 |  | N |  |  | N | IPP Non-CHP | 2 | X | SUN
Batteries.MWH | battery storage | 0 | 61012 | AES Distributed Energy | 64170 | BWC Muddy Brook, LLC Hybrid | MA | Worcester | MBES | Batteries | BA |  | S | 0.9 |  | 0.9 | 0.9 | 0 | N |  |  | N | IPP Non-CHP | 2 | X | MWH
Solar Photovoltaic.SUN | solar PV | TRUE | 61012 | AES Distributed Energy | 64170 | BWC Muddy Brook, LLC Hybrid | MA | Worcester | MBPV | Solar Photovoltaic | PV |  | S | 1 |  | 1 | 1 |  | N |  |  | N | IPP Non-CHP | 2 | X | SUN
Onshore Wind Turbine.WND | onshore wind | TRUE | 63783 | Rockhaven Wind Project, LLC | 64172 | Rockhaven Wind Project, LLC | OK | Garvin | RHWWT | Onshore Wind Turbine | WT |  | S | 140 |  | 140 | 140 | 0 | N |  |  | N | IPP Non-CHP | 2 | X | WND
Solar Photovoltaic.SUN | solar PV | TRUE | 61060 | Cypress Creek Renewables | 64173 | Lotus | NC | Guilford | 1305 | Solar Photovoltaic | PV |  | S | 4 |  | 4 | 4 |  | N |  |  | N | IPP Non-CHP | 2 | X | SUN
Solar Photovoltaic.SUN | solar PV | TRUE | 61060 | Cypress Creek Renewables | 64174 | Big Boy | NC | Guilford | 1303 | Solar Photovoltaic | PV |  | S | 3 |  | 3 | 3 |  | N |  |  | N | IPP Non-CHP | 2 | X | SUN
Solar Photovoltaic.SUN | solar PV | TRUE | 61060 | Cypress Creek Renewables | 64175 | Beth | NC | Guilford | 1302 | Solar Photovoltaic | PV |  | S | 5 |  | 5 | 5 |  | N |  |  | N | IPP Non-CHP | 2 | X | SUN
Solar Photovoltaic.SUN | solar PV | TRUE | 61060 | Cypress Creek Renewables | 64176 | Charlie | NC | Guilford | 1304 | Solar Photovoltaic | PV |  | S | 4 |  | 4 | 4 |  | N |  |  | N | IPP Non-CHP | 2 | X | SUN
Onshore Wind Turbine.WND | onshore wind | TRUE | 56769 | Consolidated Edison Development Inc. | 64177 | CED Manchester Wind | IA | Delaware | MANW | Onshore Wind Turbine | WT |  | S | 7.9 |  | 7.9 | 7.9 | 0 | N |  |  | N | IPP Non-CHP | 2 | X | WND
Onshore Wind Turbine.WND | onshore wind | TRUE | 56769 | Consolidated Edison Development Inc. | 64178 | CED Centerville Wind | IA | Appanoose | CENTW | Onshore Wind Turbine | WT |  | S | 7.9 |  | 7.9 | 7.9 | 0 | N |  |  | N | IPP Non-CHP | 2 | X | WND
Solar Photovoltaic.SUN | solar PV | TRUE | 62856 | Forefront Power, LLC | 64179 | IA - City of Ames - Airport Road | IA | Story | 17000 | Solar Photovoltaic | PV |  | S | 2 |  | 2 | 2 |  | N |  |  | N | IPP Non-CHP | 2 | X | SUN
Solar Photovoltaic.SUN | solar PV | TRUE | 62856 | Forefront Power, LLC | 64180 | MD - CS - Potomac Edison Co - GA29 TPE | MD | Garrett | 19002 | Solar Photovoltaic | PV |  | S | 2 |  | 2 | 2 |  | N |  |  | N | IPP Non-CHP | 2 | X | SUN
Batteries.MWH | battery storage | 0 | 61012 | AES Distributed Energy | 64182 | BWC Lake Lashaway, LLC Hybrid | MA | Worcester | DRAES | Batteries | BA |  | S | 3.7 |  | 3.7 | 3.7 | 0 | N |  |  | N | IPP Non-CHP | 2 | X | MWH
Solar Photovoltaic.SUN | solar PV | TRUE | 61012 | AES Distributed Energy | 64182 | BWC Lake Lashaway, LLC Hybrid | MA | Worcester | DRAPV | Solar Photovoltaic | PV |  | S | 4.2 |  | 4.2 | 4.2 |  | N |  |  | N | IPP Non-CHP | 2 | X | SUN
Onshore Wind Turbine.WND | onshore wind | TRUE | 63802 | Independence Wind Energy LLC | 64183 | Independence Wind Farm | IA | Delaware | IWE | Onshore Wind Turbine | WT |  | S | 55.4 |  | 54 | 54 | 1.9 | N |  |  | N | IPP Non-CHP | 2 | X | WND
Solar Photovoltaic.SUN | solar PV | TRUE | 61012 | AES Distributed Energy | 64184 | ZPD-PT Solar Project 2017-044 LLC CSG | MA | Worcester | DRAPV | Solar Photovoltaic | PV |  | S | 1 | 1 | 1 | 1 |  | N |  |  | N | IPP Non-CHP | 2 | X | SUN
Batteries.MWH | battery storage | 0 | 61012 | AES Distributed Energy | 64185 | ZPD-PT Solar Project 2017-023 LLC Hybrid CSG | MA | Worcester | DRAES | Batteries | BA |  | S | 1.9 |  | 1.9 | 1.9 | 0 | N |  |  | N | IPP Non-CHP | 2 | X | MWH
Solar Photovoltaic.SUN | solar PV | TRUE | 61012 | AES Distributed Energy | 64185 | ZPD-PT Solar Project 2017-023 LLC Hybrid CSG | MA | Worcester | DRAPV | Solar Photovoltaic | PV |  | S | 2.8 |  | 2.8 | 2.8 | 0 | N |  |  | N | IPP Non-CHP | 2 | X | SUN
Solar Photovoltaic.SUN | solar PV | TRUE | 60025 | Greenbacker Renewable Energy Corporation | 64186 | Graphite Solar I | UT | Carbon | 394 | Solar Photovoltaic | PV |  | S | 80 |  | 80 | 80 |  | N |  |  | N | IPP Non-CHP | 2 | X | SUN
Batteries.MWH | battery storage | 0 | 61012 | AES Distributed Energy | 64187 | ZPD-PT Solar Project 2017-021 LLC Hybrid CSG | MA | Hampden | DRAES | Batteries | BA |  | S | 0.7 |  | 1 | 1 | 0 | N |  |  | N | IPP Non-CHP | 2 | X | MWH
Solar Photovoltaic.SUN | solar PV | TRUE | 61012 | AES Distributed Energy | 64187 | ZPD-PT Solar Project 2017-021 LLC Hybrid CSG | MA | Hampden | DRAPV | Solar Photovoltaic | PV |  | S | 1 |  | 1 | 1 | 0 | N |  |  | N | IPP Non-CHP | 2 | X | SUN
Solar Photovoltaic.SUN | solar PV | TRUE | 63804 | Pacific Energy Solutions, LLC | 64190 | Waipio Peninsula | HI | Honolulu | 82803 | Solar Photovoltaic | PV |  | S | 11 |  | 10.2 | 10.2 |  | N |  |  | N | IPP Non-CHP | 2 | X | SUN
Solar Photovoltaic.SUN | solar PV | TRUE | 63798 | SR Lumpkin, LLC | 64191 | SR Lumpkin | GA | Stewart | LUMP | Solar Photovoltaic | PV |  | S | 100 |  | 100 | 100 |  | N |  |  | N | IPP Non-CHP | 2 | X | SUN
Solar Photovoltaic.SUN | solar PV | TRUE | 63796 | Bo Biggs Solar, LLC | 64192 | Bo Biggs Solar | NC | Robeson | BB08 | Solar Photovoltaic | PV |  | S | 4.9 |  | 4.9 | 4.9 |  | N |  |  | N | IPP Non-CHP | 2 | X | SUN
Solar Photovoltaic.SUN | solar PV | TRUE | 63795 | Moore Solar, LLC | 64193 | Moore Solar | NC | Rockingham | MR01 | Solar Photovoltaic | PV |  | S | 5 |  | 5 | 5 |  | N |  |  | N | IPP Non-CHP | 2 | X | SUN
Solar Photovoltaic.SUN | solar PV | TRUE | 60025 | Greenbacker Renewable Energy Corporation | 64194 | 510 Carnegie Center | NJ | Mercer | 313 | Solar Photovoltaic | PV |  | S | 1.4 |  | 1.4 | 1.4 |  | N |  |  | N | IPP Non-CHP | 2 | X | SUN
Solar Photovoltaic.SUN | solar PV | TRUE | 60025 | Greenbacker Renewable Energy Corporation | 64195 | 701 Carnegie Center | NJ | Mercer | 313 | Solar Photovoltaic | PV |  | S | 1.1 |  | 1.1 | 1.1 |  | N |  |  | N | IPP Non-CHP | 2 | X | SUN
Solar Photovoltaic.SUN | solar PV | TRUE | 63813 | Assembly Solar III, LLC | 64196 | Assembly Solar III | MI | Shiawassee | AS3 | Solar Photovoltaic | PV |  | S | 79 |  | 79 | 79 |  | N |  |  | N | IPP Non-CHP | 2 | X | SUN
Batteries.MWH | battery storage | 0 | 20160 | Energy Northwest | 64198 | Horn Rapids Solar, Storage and Training | WA | Benton | HRBE | Batteries | BA |  | S | 1 |  | 1 | 1 | 1 | N |  |  | N | Electric Utility | 1 | X | MWH
Solar Photovoltaic.SUN | solar PV | TRUE | 20160 | Energy Northwest | 64198 | Horn Rapids Solar, Storage and Training | WA | Benton | HRPV | Solar Photovoltaic | PV |  | W | 3.2 |  | 3.2 | 2.3 | 0 | N |  |  | N | Electric Utility | 1 | X | SUN
Solar Photovoltaic.SUN | solar PV | TRUE | 63818 | Jack's Solar Garden | 64200 | Jack's Solar Garden | CO | Boulder | JSG | Solar Photovoltaic | PV |  | S | 1 |  | 1 | 1 |  | N |  |  | N | IPP Non-CHP | 2 | X | SUN
Solar Photovoltaic.SUN | solar PV | TRUE | 63814 | McDonough Solar 1, LLC | 64201 | McDonough Solar 1, LLC CSG | IL | McDonough | MC1B | Solar Photovoltaic | PV |  | S | 2 |  | 2 | 2 |  | N |  |  | N | IPP Non-CHP | 2 | X | SUN
Solar Photovoltaic.SUN | solar PV | TRUE | 63814 | McDonough Solar 1, LLC | 64201 | McDonough Solar 1, LLC CSG | IL | McDonough | MCDH | Solar Photovoltaic | PV |  | S | 2 |  | 2 | 2 |  | N |  |  | N | IPP Non-CHP | 2 | X | SUN
Solar Photovoltaic.SUN | solar PV | TRUE | 62842 | Lightsource Renewable Energy Asset Management, LLC | 64204 | Elara Solar | TX | Frio | ELARA | Solar Photovoltaic | PV |  | W | 132.4 |  | 130 | 130 |  | N |  |  | N | IPP Non-CHP | 2 | X | SUN
Batteries.MWH | battery storage | 0 | 15470 | Duke Energy Indiana, LLC | 64207 | Crane Battery Energy Storage System | IN | Martin | ES1 | Batteries | BA |  | S | 5 | 1 | 5 | 5 | 5 | N |  |  | N | Electric Utility | 1 | X | MWH
Solar Photovoltaic.SUN | solar PV | TRUE | 63820 | SR Baxley, LLC | 64211 | Baxley | GA | Appling | BAXLY | Solar Photovoltaic | PV |  | S | 25 |  | 25 | 25 |  | N |  |  | N | IPP Non-CHP | 2 | X | SUN
Solar Photovoltaic.SUN | solar PV | TRUE | 61514 | Agilitas Energy, LLC | 64213 | Auburn Solar Project | MA | Worcester | AUB | Solar Photovoltaic | PV |  | S | 4.9 |  | 4.9 | 4.9 |  | N |  |  | N | IPP Non-CHP | 2 | X | SUN
Batteries.MWH | battery storage | 0 | 61514 | Agilitas Energy, LLC | 64213 | Auburn Solar Project | MA | Worcester | BEAUB | Batteries | BA |  | S | 3.8 |  | 3.8 | 3.8 |  | N |  |  | N | IPP Non-CHP | 2 | X | MWH
Solar Photovoltaic.SUN | solar PV | TRUE | 58135 | Ecos Energy LLC | 64217 | Blair Solar | CT | Tolland | BLAIR | Solar Photovoltaic | PV |  | S | 1 |  | 1 | 1 | 1 | N |  |  | N | IPP Non-CHP | 2 | X | SUN
Solar Photovoltaic.SUN | solar PV | TRUE | 58135 | Ecos Energy LLC | 64218 | Madison Solar | CT | Tolland | MADIS | Solar Photovoltaic | PV |  | S | 1 |  | 1 | 1 |  | N |  |  | N | IPP Non-CHP | 2 | X | SUN
Solar Photovoltaic.SUN | solar PV | TRUE | 58135 | Ecos Energy LLC | 64219 | Few Solar | CT | Tolland | FEW | Solar Photovoltaic | PV |  | S | 1 |  | 1 | 1 |  | N |  |  | N | IPP Non-CHP | 2 | X | SUN
Solar Photovoltaic.SUN | solar PV | FALSE | 63689 | Wonderful Renewable Energy, LLC. | 64220 | Wonderful Orchards - Westside | CA | Kern | WOC | Solar Photovoltaic | PV |  | W | 5 |  | 5 | 4.2 |  | N |  |  | N | Industrial Non-CHP | 6 | X | SUN
Solar Photovoltaic.SUN | solar PV | FALSE | 63689 | Wonderful Renewable Energy, LLC. | 64221 | Wonderful Orchards - Belridge | CA | Kern | WOC | Solar Photovoltaic | PV |  | W | 5 |  | 5 | 4.2 |  | N |  |  | N | Industrial Non-CHP | 6 | X | SUN
Solar Photovoltaic.SUN | solar PV | TRUE | 63842 | BCSB, LLC | 64222 | Burt County Solar Hybrid | NE | Burt | 1 | Solar Photovoltaic | PV |  | S | 0.7 | 1 | 0.7 | 0.7 | 0.1 | N |  |  | N | IPP Non-CHP | 2 | X | SUN
Batteries.MWH | battery storage | 0 | 63842 | BCSB, LLC | 64222 | Burt County Solar Hybrid | NE | Burt | 2 | Batteries | BA |  | S | 0.7 | 1 | 0.7 | 0.7 | 0.1 | N |  |  | N | IPP Non-CHP | 2 | X | MWH
Solar Photovoltaic.SUN | solar PV | TRUE | 63842 | BCSB, LLC | 64223 | Dodge County Solar Hybrid | NE | Dodge | 1 | Solar Photovoltaic | PV |  | S | 0.7 | 1 | 0.7 | 0.7 | 0.1 | N |  |  | N | IPP Non-CHP | 2 | X | SUN
Batteries.MWH | battery storage | 0 | 63842 | BCSB, LLC | 64223 | Dodge County Solar Hybrid | NE | Dodge | 2 | Batteries | BA |  | S | 0.7 | 1 | 0.7 | 0.7 | 0.1 | N |  |  | N | IPP Non-CHP | 2 | X | MWH
Solar Photovoltaic.SUN | solar PV | TRUE | 63815 | Dressor Plains Solar, LLC | 64224 | Dressor Plains Solar, LLC | IL | Fayette | DPS | Solar Photovoltaic | PV |  | S | 99 |  | 99 | 99 |  | N |  |  | N | IPP Non-CHP | 2 | X | SUN
Solar Photovoltaic.SUN | solar PV | TRUE | 5860 | Empire District Electric Co | 64225 | Prosperity Solar Farm CSG | MO | Jasper | PROS1 | Solar Photovoltaic | PV |  | S | 2.3 |  | 2.2 | 2.2 |  | N |  |  | N | Electric Utility | 1 | X | SUN
Solar Photovoltaic.SUN | solar PV | TRUE | 60281 | Altus Power America Management, LLC | 64226 | Curry Solar | GA | Tattnall | CURRY | Solar Photovoltaic | PV |  | S | 1.1 |  | 1.1 | 1.1 |  | N |  |  | N | IPP Non-CHP | 2 | X | SUN
Solar Photovoltaic.SUN | solar PV | TRUE | 61677 | Sol Systems | 64227 | Alexis Solar, LLC | TX | Brooks | 12001 | Solar Photovoltaic | PV |  | S | 10 |  | 9.5 | 7.3 |  | N |  |  | N | IPP Non-CHP | 2 | X | SUN
Solar Photovoltaic.SUN | solar PV | TRUE | 63834 | Blue Goose Solar | 64228 | Blue Goose Solar CSG | IL | Whiteside | BLGS | Solar Photovoltaic | PV |  | S | 2 |  | 2 | 2 |  | N |  |  | N | IPP Non-CHP | 2 | X | SUN
Solar Photovoltaic.SUN | solar PV | TRUE | 63833 | Iroquois Solar 1B LLC | 64229 | Iroquois Solar 1B LLC CSG | IL | Iroquois | IROQ | Solar Photovoltaic | PV |  | S | 2 |  | 2 | 2 |  | N |  |  | N | IPP Non-CHP | 2 | X | SUN
Onshore Wind Turbine.WND | onshore wind | TRUE | 63835 | Indiana Crossroads Wind Farms LLC | 64230 | Indiana Crossroads Wind Farm LLC | IN | White | GEN01 | Onshore Wind Turbine | WT |  | S | 302.4 | 0.95 | 302.4 | 302.4 | 20 | N |  |  | N | IPP Non-CHP | 2 | X | WND
Solar Photovoltaic.SUN | solar PV | TRUE | 63841 | Hadley 3 Solar, LLC (North) | 64231 | Hadley 3 Solar (North) | MA | Hampshire | 3093 | Solar Photovoltaic | PV |  | S | 3.9 |  | 3.9 | 3.1 |  | N |  |  | N | IPP Non-CHP | 2 | X | SUN
Solar Photovoltaic.SUN | solar PV | TRUE | 63822 | Hadley 3 Solar, LLC (South) | 64232 | Hadley 3 Solar (South) | MA | Hampshire | 6554 | Solar Photovoltaic | PV |  | S | 2 |  | 2 | 1.6 |  | N |  |  | N | IPP Non-CHP | 2 | X | SUN
Solar Photovoltaic.SUN | solar PV | TRUE | 63823 | Solar Lee, LLC | 64237 | Solar Lee, LLC | NC | Wayne | 002 | Solar Photovoltaic | PV |  | W | 4.9 |  | 4.9 | 4.9 |  | N |  |  | N | IPP Non-CHP | 2 | X | SUN
Solar Photovoltaic.SUN | solar PV | TRUE | 63824 | Acme Solar, LLC | 64238 | Acme Solar, LLC | NC | Columbus | 018 | Solar Photovoltaic | PV |  | W | 4.9 |  | 4.9 | 4.9 |  | N |  |  | N | IPP Non-CHP | 2 | X | SUN
Natural Gas Fired Combustion Turbine.NG | natural gas peaker | FALSE | 63827 | Bioenergy DevCo | 64241 | Maryland Bioenergy Center (Jessup) | MD | Howard | CHP1 | Natural Gas Fired Combustion Turbine | GT |  | S | 1.1 | 0.8 | 1.1 | 1.1 | 1.1 | N |  |  | Y | Industrial CHP | 7 | T | NG
Conventional Hydroelectric.WAT | hydro | TRUE | 63831 | St. Cloud Hydroelectric Generation Facility | 64242 | St. Cloud Hydro | MN | Stearns | GEN#1 | Conventional Hydroelectric | HY |  | S | 4.3 | 0.8 | 4.3 | 4.3 | 0.2 | N |  |  | N | IPP Non-CHP | 2 | X | WAT
Conventional Hydroelectric.WAT | hydro | TRUE | 63831 | St. Cloud Hydroelectric Generation Facility | 64242 | St. Cloud Hydro | MN | Stearns | GEN#2 | Conventional Hydroelectric | HY |  | S | 4.3 | 0.8 | 4.3 | 4.3 | 0.2 | N |  |  | N | IPP Non-CHP | 2 | X | WAT
Solar Photovoltaic.SUN | solar PV | TRUE | 63845 | Sullivan B Community Solar LLC | 64243 | Sullivan B Community Solar LLC | IL | McDonough | SULL | Solar Photovoltaic | PV |  | S | 2 |  | 2 | 2 |  | N |  |  | N | IPP Non-CHP | 2 | X | SUN
Solar Photovoltaic.SUN | solar PV | TRUE | 9234 | Indiana Municipal Power Agency | 64244 | Anderson 3 | IN | Madison | SAND3 | Solar Photovoltaic | PV |  | W | 8.7 |  | 8.7 | 7 |  | N |  |  | N | Electric Utility | 1 | X | SUN
Solar Photovoltaic.SUN | solar PV | TRUE | 9234 | Indiana Municipal Power Agency | 64245 | Anderson 5 | IN | Madison | SAND5 | Solar Photovoltaic | PV |  | W | 3 |  | 3 | 2.4 |  | N |  |  | N | Electric Utility | 1 | X | SUN
Solar Photovoltaic.SUN | solar PV | TRUE | 9234 | Indiana Municipal Power Agency | 64246 | Peru 2 | IN | Miami | PERU2 | Solar Photovoltaic | PV |  | W | 9.5 |  | 9.5 | 7.6 |  | N |  |  | N | Electric Utility | 1 | X | SUN
Solar Photovoltaic.SUN | solar PV | TRUE | 9234 | Indiana Municipal Power Agency | 64247 | Richmond 5 | IN | Wayne | RICH5 | Solar Photovoltaic | PV |  | W | 9 |  | 9 | 7.2 |  | N |  |  | N | Electric Utility | 1 | X | SUN
Solar Photovoltaic.SUN | solar PV | TRUE | 9234 | Indiana Municipal Power Agency | 64248 | Anderson 4 | IN | Madison | SAND4 | Solar Photovoltaic | PV |  | W | 7.8 |  | 7.8 | 6.2 |  | N |  |  | N | Electric Utility | 1 | X | SUN
Solar Photovoltaic.SUN | solar PV | TRUE | 9234 | Indiana Municipal Power Agency | 64249 | Anderson 6 | IN | Madison | SAND6 | Solar Photovoltaic | PV |  | S | 6.8 |  | 6.8 | 5.4 |  | N |  |  | N | Electric Utility | 1 | X | SUN
Solar Photovoltaic.SUN | solar PV | TRUE | 9234 | Indiana Municipal Power Agency | 64250 | Peru 3 | IN | Miami | PERU3 | Solar Photovoltaic | PV |  | S | 2.9 |  | 2.9 | 2.3 |  | N |  |  | N | Electric Utility | 1 | X | SUN
Solar Photovoltaic.SUN | solar PV | TRUE | 62870 | Heritage Sustainable Energy. LLC | 64251 | Pickford Solar | MI | Chippewa | PICK1 | Solar Photovoltaic | PV |  | S | 6.9 |  | 6.9 | 6.9 |  | N |  |  | N | IPP Non-CHP | 2 | X | SUN
Solar Photovoltaic.SUN | solar PV | TRUE | 63860 | Kent School Road Solar 1 | 64254 | Kent School Road Solar 1 | IL | Stephenson | KENT | Solar Photovoltaic | PV |  | S | 2 |  | 2 | 2 |  | N |  |  | N | IPP Non-CHP | 2 | X | SUN
Solar Photovoltaic.SUN | solar PV | TRUE | 63861 | Schulte 2 Community Solar | 64257 | Schulte 2 Community Solar | IL | Marshall | SCHU | Solar Photovoltaic | PV |  | S | 2 |  | 2 | 2 |  | N |  |  | N | IPP Non-CHP | 2 | X | SUN
Solar Photovoltaic.SUN | solar PV | TRUE | 60025 | Greenbacker Renewable Energy Corporation | 64261 | Forrest City- Prison Site | AR | St Francis | 361 | Solar Photovoltaic | PV |  | S | 1 |  | 1 | 1 |  | N |  |  | N | IPP Non-CHP | 2 | X | SUN
Solar Photovoltaic.SUN | solar PV | TRUE | 60025 | Greenbacker Renewable Energy Corporation | 64262 | Forrest City- Eldridge Road | AR | St Francis | 453 | Solar Photovoltaic | PV |  | S | 1 |  | 1 | 1 |  | N |  |  | N | IPP Non-CHP | 2 | X | SUN
Solar Photovoltaic.SUN | solar PV | TRUE | 60025 | Greenbacker Renewable Energy Corporation | 64263 | Hot Springs 2020 | AR | Garland | 364 | Solar Photovoltaic | PV |  | S | 1 |  | 1 | 1 |  | N |  |  | N | IPP Non-CHP | 2 | X | SUN
Solar Photovoltaic.SUN | solar PV | TRUE | 60025 | Greenbacker Renewable Energy Corporation | 64264 | Las Virgenes | CA | Los Angeles | 298 | Solar Photovoltaic | PV |  | S | 3 |  | 3 | 3 |  | N |  |  | N | IPP Non-CHP | 2 | X | SUN
Solar Photovoltaic.SUN | solar PV | TRUE | 60025 | Greenbacker Renewable Energy Corporation | 64265 | Rock Creek 2 CSG | CO | Alamosa | 263 | Solar Photovoltaic | PV |  | S | 1.6 |  | 1.6 | 1.6 |  | N |  |  | N | IPP Non-CHP | 2 | X | SUN
Solar Photovoltaic.SUN | solar PV | TRUE | 60025 | Greenbacker Renewable Energy Corporation | 64266 | Alamosa Solar South CSG | CO | Alamosa | 264 | Solar Photovoltaic | PV |  | S | 1.6 |  | 1.6 | 1.6 |  | N |  |  | N | IPP Non-CHP | 2 | X | SUN
Solar Photovoltaic.SUN | solar PV | TRUE | 60025 | Greenbacker Renewable Energy Corporation | 64267 | Valencia 2 | CA | Imperial | 265 | Solar Photovoltaic | PV |  | S | 3 |  | 3 | 3 |  | N |  |  | N | IPP Non-CHP | 2 | X | SUN
Solar Photovoltaic.SUN | solar PV | TRUE | 60025 | Greenbacker Renewable Energy Corporation | 64268 | Lawrence Brook | VT | Lamoille | 280 | Solar Photovoltaic | PV |  | S | 2.2 |  | 2.2 | 2.2 |  | N |  |  | N | IPP Non-CHP | 2 | X | SUN
Solar Photovoltaic.SUN | solar PV | TRUE | 63863 | Kankakee Solar 4 LLC | 64269 | Kankakee Solar 4 LLC | IL | Kankakee | KANK | Solar Photovoltaic | PV |  | S | 2 |  | 2 | 2 |  | N |  |  | N | IPP Non-CHP | 2 | X | SUN
Solar Photovoltaic.SUN | solar PV | TRUE | 62915 | Madison Energy Holdings LLC | 64270 | ESCA-LL-COLTON, LLC | CA | San Bernardino | COLT1 | Solar Photovoltaic | PV |  | S | 2.6 | 0.98 | 2.6 | 2.6 | 0 | N | 12 | 2045 | N | IPP Non-CHP | 2 | X | SUN
Solar Photovoltaic.SUN | solar PV | TRUE | 63864 | 1051 Lucky Solar, LLC | 64271 | 1051 Lucky Solar, LLC | NC | Yadkin | 018 | Solar Photovoltaic | PV |  | W | 3 |  | 3 | 3 |  | N |  |  | N | IPP Non-CHP | 2 | X | SUN
Solar Photovoltaic.SUN | solar PV | TRUE | 63865 | Sweet Tea Solar, LLC | 64273 | Sweet Tea Solar, LLC | NC | Craven | 018 | Solar Photovoltaic | PV |  | W | 4.5 | 1 | 4.5 | 4.5 |  | N |  |  | N | IPP Non-CHP | 2 | X | SUN
Solar Photovoltaic.SUN | solar PV | TRUE | 63640 | Safari Energy, LLC | 64275 | Bulloch Neville Farms | GA | Bulloch | BNF | Solar Photovoltaic | PV |  | W | 2.7 |  | 2.7 | 2.7 |  | N |  |  | N | IPP Non-CHP | 2 | X | SUN
Solar Photovoltaic.SUN | solar PV | TRUE | 63640 | Safari Energy, LLC | 64276 | Franklin Milliken | GA | Franklin | FM | Solar Photovoltaic | PV |  | W | 3 |  | 3 | 3 |  | N |  |  | N | IPP Non-CHP | 2 | X | SUN
Solar Photovoltaic.SUN | solar PV | TRUE | 63640 | Safari Energy, LLC | 64277 | Greene Durham | GA | Greene | GD | Solar Photovoltaic | PV |  | W | 3 |  | 3 | 3 |  | N |  |  | N | IPP Non-CHP | 2 | X | SUN
Solar Photovoltaic.SUN | solar PV | TRUE | 63640 | Safari Energy, LLC | 64278 | Lowndes IDA | GA | Lowndes | LIDA | Solar Photovoltaic | PV |  | W | 1.5 |  | 1.5 | 1.5 |  | N |  |  | N | IPP Non-CHP | 2 | X | SUN
Solar Photovoltaic.SUN | solar PV | TRUE | 63640 | Safari Energy, LLC | 64279 | Lowndes Tycor Farms | GA | Lowndes | LTF | Solar Photovoltaic | PV |  | W | 2.3 |  | 2.3 | 2.3 |  | N |  |  | N | IPP Non-CHP | 2 | X | SUN
Solar Photovoltaic.SUN | solar PV | TRUE | 63640 | Safari Energy, LLC | 64280 | Meriwether Jackson | GA | Meriwether | MJ | Solar Photovoltaic | PV |  | W | 3 |  | 3 | 3 |  | N |  |  | N | IPP Non-CHP | 2 | X | SUN
Solar Photovoltaic.SUN | solar PV | TRUE | 63640 | Safari Energy, LLC | 64281 | Murray Treadwell Farms | GA | Murray | MTF | Solar Photovoltaic | PV |  | W | 3 |  | 3 | 3 |  | N |  |  | N | IPP Non-CHP | 2 | X | SUN
Solar Photovoltaic.SUN | solar PV | TRUE | 63640 | Safari Energy, LLC | 64282 | Putnam Erickson | GA | Putnam | PE | Solar Photovoltaic | PV |  | W | 2.7 |  | 2.7 | 2.7 |  | N |  |  | N | IPP Non-CHP | 2 | X | SUN
Solar Photovoltaic.SUN | solar PV | TRUE | 63640 | Safari Energy, LLC | 64283 | Terrell Riles Stovall | GA | Terrell | TRS | Solar Photovoltaic | PV |  | W | 1.7 |  | 1.7 | 1.7 |  | N |  |  | N | IPP Non-CHP | 2 | X | SUN
Solar Photovoltaic.SUN | solar PV | TRUE | 63640 | Safari Energy, LLC | 64284 | Troup RC50 II | GA | Troup | TRC50 | Solar Photovoltaic | PV |  | W | 1.5 |  | 1.5 | 1.5 |  | N |  |  | N | IPP Non-CHP | 2 | X | SUN
Solar Photovoltaic.SUN | solar PV | TRUE | 63640 | Safari Energy, LLC | 64285 | Ware Avra I | GA | Ware | WA1 | Solar Photovoltaic | PV |  | W | 3 |  | 3 | 3 |  | N |  |  | N | IPP Non-CHP | 2 | X | SUN
Solar Photovoltaic.SUN | solar PV | TRUE | 63640 | Safari Energy, LLC | 64286 | Ware Avra II | GA | Ware | WA2 | Solar Photovoltaic | PV |  | W | 1.9 |  | 1.9 | 1.9 |  | N |  |  | N | IPP Non-CHP | 2 | X | SUN
Solar Photovoltaic.SUN | solar PV | TRUE | 19436 | Union Electric Co - (MO) | 64288 | Renewable Energy Center at BJH | MO | St Louis City | RECBJ | Solar Photovoltaic | PV |  | S | 1.6 | 1 | 1.6 | 1.6 |  | N |  |  | N | Electric Utility | 1 | X | SUN
Solar Photovoltaic.SUN | solar PV | TRUE | 63869 | SE Athos II, LLC | 64290 | SE Athos II, LLC | CA | Riverside | IPAT2 | Solar Photovoltaic | PV |  | S | 200 |  | 200 | 200 |  | N |  |  | N | IPP Non-CHP | 2 | X | SUN
Petroleum Liquids.DFO | petroleum | FALSE | 63873 | Lincoln Medical and Mental Health Center | 64291 | Lincoln Medical and Mental Health Center | NY | Bronx | A1 | Petroleum Liquids | IC |  | S | 2 | 0.8 | 2 | 2 | 2 | N |  |  | N | Commercial Non-CHP | 4 | X | DFO
Petroleum Liquids.DFO | petroleum | FALSE | 63873 | Lincoln Medical and Mental Health Center | 64291 | Lincoln Medical and Mental Health Center | NY | Bronx | A2 | Petroleum Liquids | IC |  | S | 1 | 0.8 | 1 | 1 | 1 | N |  |  | N | Commercial Non-CHP | 4 | X | DFO
Petroleum Liquids.DFO | petroleum | FALSE | 63873 | Lincoln Medical and Mental Health Center | 64291 | Lincoln Medical and Mental Health Center | NY | Bronx | A3 | Petroleum Liquids | IC |  | S | 1 | 0.8 | 1 | 1 | 1 | N |  |  | N | Commercial Non-CHP | 4 | X | DFO
Batteries.MWH | battery storage | 0 | 63873 | Lincoln Medical and Mental Health Center | 64291 | Lincoln Medical and Mental Health Center | NY | Bronx | B1 | Batteries | BA |  | S | 1 | 0.8 | 1 | 1 | 1 | N |  |  | N | Commercial Non-CHP | 4 | X | MWH
Batteries.MWH | battery storage | 0 | 63873 | Lincoln Medical and Mental Health Center | 64291 | Lincoln Medical and Mental Health Center | NY | Bronx | B2 | Batteries | BA |  | S | 1 | 0.8 | 1 | 1 | 1 | N |  |  | N | Commercial Non-CHP | 4 | X | MWH
Batteries.MWH | battery storage | 0 | 63873 | Lincoln Medical and Mental Health Center | 64291 | Lincoln Medical and Mental Health Center | NY | Bronx | B3 | Batteries | BA |  | S | 1 | 0.8 | 1 | 1 | 1 | N |  |  | N | Commercial Non-CHP | 4 | X | MWH
Batteries.MWH | battery storage | 0 | 63883 | Broad Reach Power | 64293 | Alvin | TX | Brazoria | ALVIN | Batteries | BA |  | S | 9.9 |  | 9.9 | 9.9 | 0.2 | N |  |  | N | IPP Non-CHP | 2 | X | MWH
Batteries.MWH | battery storage | 0 | 63883 | Broad Reach Power | 64294 | Odessa | TX | Ector | ODSA | Batteries | BA |  | S | 9.9 |  | 9.9 | 9.9 | 0.2 | N |  |  | N | IPP Non-CHP | 2 | X | MWH
Batteries.MWH | battery storage | 0 | 63883 | Broad Reach Power | 64295 | Angleton | TX | Brazoria | ANGLE | Batteries | BA |  | S | 9.9 |  | 9.9 | 9.9 | 0.2 | N |  |  | N | IPP Non-CHP | 2 | X | MWH
Batteries.MWH | battery storage | 0 | 63883 | Broad Reach Power | 64296 | Brazoria | TX | Brazoria | BRAZ | Batteries | BA |  | S | 9.9 |  | 9.9 | 9.9 | 0.2 | N |  |  | N | IPP Non-CHP | 2 | X | MWH
Batteries.MWH | battery storage | 0 | 63883 | Broad Reach Power | 64297 | Heights | TX | Galveston | H8S | Batteries | BA |  | S | 9.9 |  | 9.9 | 9.9 | 0.2 | N |  |  | N | IPP Non-CHP | 2 | X | MWH
Batteries.MWH | battery storage | 0 | 63883 | Broad Reach Power | 64298 | Magnolia TX | TX | Galveston | MANGO | Batteries | BA |  | S | 9.9 |  | 9.9 | 9.9 | 0.2 | N |  |  | N | IPP Non-CHP | 2 | X | MWH
Solar Photovoltaic.SUN | solar PV | TRUE | 62679 | Luminace Solar Rhode Island, LLC | 64299 | Roger Williams - Melville at Portsmouth | RI | Newport | MEL | Solar Photovoltaic | PV |  | S | 3 | 1 | 3 | 3 |  | N |  |  | N | IPP Non-CHP | 2 | X | SUN
Solar Photovoltaic.SUN | solar PV | TRUE | 6452 | Florida Power & Light Co | 64300 | Fort Drum Energy Center | FL | Okeechobee | FORTD | Solar Photovoltaic | PV |  | S | 74.5 |  | 74.5 | 74.5 |  | N |  |  | N | Electric Utility | 1 | X | SUN
Solar Photovoltaic.SUN | solar PV | TRUE | 6452 | Florida Power & Light Co | 64301 | Willow Solar Energy Center | FL | Manatee | WILLO | Solar Photovoltaic | PV |  | S | 74.5 |  | 74.5 | 74.5 |  | N |  |  | N | Electric Utility | 1 | X | SUN
Solar Photovoltaic.SUN | solar PV | TRUE | 61944 | MN8 Energy LLC | 64302 | Lafayette 2 - McHenry Franks 1 | IL | McHenry | GEN1 | Solar Photovoltaic | PV |  | W | 2 |  | 2 | 2 |  | N |  |  | N | IPP Non-CHP | 2 | X | SUN
Solar Photovoltaic.SUN | solar PV | TRUE | 61944 | MN8 Energy LLC | 64303 | Lafayette 2 - McHenry Franks 2 | IL | McHenry | GEN1 | Solar Photovoltaic | PV |  | W | 2 |  | 2 | 2 |  | N |  |  | N | IPP Non-CHP | 2 | X | SUN
Solar Photovoltaic.SUN | solar PV | TRUE | 61944 | MN8 Energy LLC | 64304 | Lafayette 2 - Kankakee Yonke | IL | Kankakee | GEN1 | Solar Photovoltaic | PV |  | W | 2 |  | 2 | 2 |  | N |  |  | N | IPP Non-CHP | 2 | X | SUN
Solar Photovoltaic.SUN | solar PV | TRUE | 13478 | Entergy New Orleans, LLC | 64305 | TCI France | LA | Orleans | TCL1 | Solar Photovoltaic | PV |  | S | 1.5 |  | 1.5 | 1.5 |  | N |  |  | N | Electric Utility | 1 | X | SUN
Solar Photovoltaic.SUN | solar PV | TRUE | 13478 | Entergy New Orleans, LLC | 64306 | TCI Alvar | LA | Orleans | TCI2 | Solar Photovoltaic | PV |  | S | 1.9 |  | 1.9 | 1.9 |  | N |  |  | N | Electric Utility | 1 | X | SUN
Solar Photovoltaic.SUN | solar PV | TRUE | 13478 | Entergy New Orleans, LLC | 64307 | New Orleans Solar Station | LA | Orleans | NOSS | Solar Photovoltaic | PV |  | S | 20 |  | 20 | 20 |  | N |  |  | N | Electric Utility | 1 | X | SUN
Solar Photovoltaic.SUN | solar PV | TRUE | 63248 | Palmetto Power Management LLC | 64308 | Dissigno Healdsburg FPV, LLC | CA | Sonoma | HLDBG | Solar Photovoltaic | PV |  | W | 3 |  | 3 | 3 |  | N |  |  | N | IPP Non-CHP | 2 | X | SUN
Onshore Wind Turbine.WND | onshore wind | TRUE | 63887 | Soldier Creek Wind LLC | 64309 | Soldier Creek Wind | KS | Nemaha | SCWKS | Onshore Wind Turbine | WT |  | S | 300 |  | 300 | 300 | 0 | N |  |  | N | IPP Non-CHP | 2 | X | WND
Solar Photovoltaic.SUN | solar PV | TRUE | 63900 | Corning Riverview Project | 64310 | Corning Riverview (CSG) | NY | Erie | CORN | Solar Photovoltaic | PV |  | S | 5 |  | 5 | 5 |  | N |  |  | N | IPP Non-CHP | 2 | X | SUN
Solar Photovoltaic.SUN | solar PV | TRUE | 63898 | Sun Farm VIII, LLC | 64311 | Sun Farm VIII, LLC | NC | Nash | SFS08 | Solar Photovoltaic | PV |  | S | 4 |  | 4 | 4 |  | N |  |  | N | IPP Non-CHP | 2 | X | SUN
Batteries.MWH | battery storage | 0 | 63883 | Broad Reach Power | 64312 | Bat Cave | TX | Mason | BC | Batteries | BA |  | S | 100 | 0.95 | 100 | 100 | 0.2 | N |  |  | N | IPP Non-CHP | 2 | X | MWH
Batteries.MWH | battery storage | 0 | 63883 | Broad Reach Power | 64314 | Dickinson | TX | Galveston | DIKN | Batteries | BA |  | S | 9.9 | 0.95 | 9.9 | 9.9 | 0.2 | N |  |  | N | IPP Non-CHP | 2 | X | MWH
Batteries.MWH | battery storage | 0 | 63883 | Broad Reach Power | 64315 | Loop 463 | TX | Victoria | LOOP | Batteries | BA |  | S | 9.9 |  | 9.9 | 9.9 | 0.2 | N |  |  | N | IPP Non-CHP | 2 | X | MWH
Batteries.MWH | battery storage | 0 | 63883 | Broad Reach Power | 64316 | Lopeno | TX | Zapata | LOPE | Batteries | BA |  | S | 9.9 | 0.95 | 9.9 | 9.9 |  | N |  |  | N | IPP Non-CHP | 2 | X | MWH
Batteries.MWH | battery storage | 0 | 63883 | Broad Reach Power | 64317 | North Fork TX | TX | Williamson | NF | Batteries | BA |  | S | 100 | 0.95 | 100 | 100 | 0.2 | N |  |  | N | IPP Non-CHP | 2 | X | MWH
Batteries.MWH | battery storage | 0 | 63883 | Broad Reach Power | 64318 | Pueblo BA | TX | Maverick | PBL1 | Batteries | BA |  | S | 9.9 | 0.95 | 9.9 | 9.9 |  | N |  |  | N | IPP Non-CHP | 2 | X | MWH
Batteries.MWH | battery storage | 0 | 63883 | Broad Reach Power | 64318 | Pueblo BA | TX | Maverick | PBL2 | Batteries | BA |  | S | 9.9 | 0.95 | 9.9 | 9.9 |  | N |  |  | N | IPP Non-CHP | 2 | X | MWH
Batteries.MWH | battery storage | 0 | 63883 | Broad Reach Power | 64319 | Ranchtown | TX | Bexar | RANCH | Batteries | BA |  | S | 9.9 | 0.95 | 9.9 | 9.9 | 0.2 | N |  |  | N | IPP Non-CHP | 2 | X | MWH
Batteries.MWH | battery storage | 0 | 63883 | Broad Reach Power | 64321 | Sweeny | TX | Brazoria | SWNY | Batteries | BA |  | S | 9.9 | 0.95 | 9.9 | 9.9 | 0.2 | N |  |  | N | IPP Non-CHP | 2 | X | MWH
Batteries.MWH | battery storage | 0 | 63883 | Broad Reach Power | 64322 | Zapata | TX | Zapata | ZPT1 | Batteries | BA |  | S | 9.9 | 0.95 | 9.9 | 9.9 |  | N |  |  | N | IPP Non-CHP | 2 | X | MWH
Batteries.MWH | battery storage | 0 | 63883 | Broad Reach Power | 64322 | Zapata | TX | Zapata | ZPT2 | Batteries | BA |  | S | 9.9 | 0.95 | 9.9 | 9.9 |  | N |  |  | N | IPP Non-CHP | 2 | X | MWH
Onshore Wind Turbine.WND | onshore wind | TRUE | 63879 | Coachella Wind Holdings, LLC | 64323 | Coachella Hills Wind | CA | Riverside | CHW | Onshore Wind Turbine | WT |  | S | 61.2 |  | 61.2 | 61.2 | 0 | N |  |  | N | IPP Non-CHP | 2 | X | WND
Solar Photovoltaic.SUN | solar PV | TRUE | 61219 | Longroad Energy Services LLC | 64325 | Prospero Solar II | TX | Andrews | PROSP | Solar Photovoltaic | PV |  | S | 250 |  | 250 | 250 |  | N |  |  | N | IPP Non-CHP | 2 | X | SUN
Onshore Wind Turbine.WND | onshore wind | TRUE | 60025 | Greenbacker Renewable Energy Corporation | 64326 | Summit Winds | CA | Alameda | DYER | Onshore Wind Turbine | WT |  | S | 47.5 | 0.95 | 46.2 | 46.2 | 1 | N |  |  | N | IPP Non-CHP | 2 | X | WND
Onshore Wind Turbine.WND | onshore wind | TRUE | 60025 | Greenbacker Renewable Energy Corporation | 64326 | Summit Winds | CA | Alameda | FRICK | Onshore Wind Turbine | WT |  | S | 10 | 0.95 | 10 | 10 | 10 | N |  |  | N | IPP Non-CHP | 2 | X | WND
Solar Photovoltaic.SUN | solar PV | TRUE | 61944 | MN8 Energy LLC | 64327 | EDF Ph1 Toms River | NJ | Ocean | GEN1 | Solar Photovoltaic | PV |  | W | 21.3 |  | 21.3 | 21.3 |  | N |  |  | N | IPP Non-CHP | 2 | X | SUN
Solar Photovoltaic.SUN | solar PV | TRUE | 63893 | AES Griggs Solar, LLC | 64328 | AES Griggs Solar, LLC | IL | Kankakee | GRIG | Solar Photovoltaic | PV |  | S | 2 |  | 2 | 2 |  | N |  |  | N | IPP Non-CHP | 2 | X | SUN
Solar Photovoltaic.SUN | solar PV | TRUE | 63894 | IGS East Central, LLC | 64329 | IGS East Central, LLC | IL | Will | EAST | Solar Photovoltaic | PV |  | S | 2 |  | 2 | 2 |  | N |  |  | N | IPP Non-CHP | 2 | X | SUN
Solar Photovoltaic.SUN | solar PV | TRUE | 63895 | SV CSG Lily Lake 2 LLC | 64330 | SV CSG Lily Lake 2 LLC | IL | Kane | LILY | Solar Photovoltaic | PV |  | S | 2 |  | 2 | 2 |  | N |  |  | N | IPP Non-CHP | 2 | X | SUN
Solar Photovoltaic.SUN | solar PV | TRUE | 63896 | SRC P9 - Lena Solar, LLC | 64331 | Cedarville Road | IL | Stephenson | LENA | Solar Photovoltaic | PV |  | S | 2 |  | 2 | 2 |  | N |  |  | N | IPP Non-CHP | 2 | X | SUN
Onshore Wind Turbine.WND | onshore wind | TRUE | 63903 | Two Dot Wind Broadview East LLC | 64332 | Two Dot Wind Broadview East LLC | MT | Yellowstone | CHL2 | Onshore Wind Turbine | WT |  | S | 1.8 |  | 1.6 | 1.6 | 0.1 | N |  |  | N | IPP Non-CHP | 2 | X | WND
Solar Photovoltaic.SUN | solar PV | TRUE | 63904 | WED Coventry Seven, LLC | 64333 | WED Coventry Seven, LLC | RI | Kent | WED7 | Solar Photovoltaic | PV |  | S | 3 | 1 | 3 | 3 |  | N |  |  | N | IPP Non-CHP | 2 | X | SUN
Solar Photovoltaic.SUN | solar PV | TRUE | 63905 | GD Glocester White Oak I, LLC | 64334 | GD Glocester White Oak I, LLC | RI | Providence | GDWH | Solar Photovoltaic | PV |  | S | 1.8 | 1 | 1.8 | 1.8 |  | N |  |  | N | IPP Non-CHP | 2 | X | SUN
Solar Photovoltaic.SUN | solar PV | TRUE | 63957 | Quitman II Solar, LLC | 64335 | Quitman II Solar | GA | Brooks | QUIT2 | Solar Photovoltaic | PV |  | S | 150 |  | 150 | 150 |  | N |  |  | N | IPP Non-CHP | 2 | X | SUN
Onshore Wind Turbine.WND | onshore wind | TRUE | 63956 | Little Blue Wind Project, LLC | 64336 | Little Blue Wind Project, LLC | NE | Webster | WFW | Onshore Wind Turbine | WT |  | S | 250.7 |  | 250.7 | 250.7 | 25 | N |  |  | N | IPP Non-CHP | 2 | X | WND
Solar Photovoltaic.SUN | solar PV | TRUE | 63955 | Farmington Solar, LLC | 64337 | Farmington Solar | ME | Franklin | FNS | Solar Photovoltaic | PV |  | S | 77 |  | 77 | 77 |  | N |  |  | N | IPP Non-CHP | 2 | X | SUN
Solar Photovoltaic.SUN | solar PV | TRUE | 63979 | 6685 Santa Barbara Ct | 64343 | 6685 Santa Barbara Ct | MD | Howard | SBAR | Solar Photovoltaic | PV |  | S | 1 |  | 1 | 1 |  | N |  |  | N | IPP Non-CHP | 2 | X | SUN
Other Natural Gas.NG | natural gas peaker | TRUE | 63963 | DG Fuel Cell, LLC | 64350 | Orbit Bloom Fuel Cell | NY | Suffolk | OBFC | Other Natural Gas | FC |  | S | 6 |  | 6 | 6 | 6 | N |  |  | N | IPP Non-CHP | 2 | X | NG
Solar Photovoltaic.SUN | solar PV | TRUE | 63962 | Solar Star Prime 2, LLC | 64351 | Amazon JFK8 Solar Project | NY | Richmond | JFK8 | Solar Photovoltaic | PV |  | W | 4.9 |  | 4.9 | 3 |  | N |  |  | N | IPP Non-CHP | 2 | X | SUN
Solar Photovoltaic.SUN | solar PV | TRUE | 61227 | Nautilus Solar Solutions | 64352 | Mtn Solar 6 LLC (CSG) | CO | Logan | SC | Solar Photovoltaic | PV |  | S | 2 |  | 2 | 2 |  | N |  |  | N | IPP Non-CHP | 2 | X | SUN
Solar Photovoltaic.SUN | solar PV | TRUE | 61227 | Nautilus Solar Solutions | 64353 | NSE Camber Solar PS11 LLC (CSG) | CO | Logan | SC | Solar Photovoltaic | PV |  | S | 2 |  | 2 | 2 |  | N |  |  | N | IPP Non-CHP | 2 | X | SUN
Solar Photovoltaic.SUN | solar PV | TRUE | 61227 | Nautilus Solar Solutions | 64355 | NSE Camber BH CSG 2, LLC | CO | Crowley | SC | Solar Photovoltaic | PV |  | S | 2 |  | 2 | 2 |  | N |  |  | N | IPP Non-CHP | 2 | X | SUN
Solar Photovoltaic.SUN | solar PV | TRUE | 61227 | Nautilus Solar Solutions | 64356 | NSE Camber Solar PS13 LLC (CSG) | CO | Logan | SC | Solar Photovoltaic | PV |  | S | 2 |  | 2 | 2 |  | N |  |  | N | IPP Non-CHP | 2 | X | SUN
Solar Photovoltaic.SUN | solar PV | TRUE | 61227 | Nautilus Solar Solutions | 64357 | NSE Camber Solar PS6 LLC CSG | CO | Weld | SC | Solar Photovoltaic | PV |  | S | 2 |  | 2 | 2 |  | N |  |  | N | IPP Non-CHP | 2 | X | SUN
Solar Photovoltaic.SUN | solar PV | TRUE | 61227 | Nautilus Solar Solutions | 64358 | NSE Camber Solar PS5 LLC (CSG) | CO | Weld | SC | Solar Photovoltaic | PV |  | S | 2 |  | 2 | 2 |  | N |  |  | N | IPP Non-CHP | 2 | X | SUN
Solar Photovoltaic.SUN | solar PV | TRUE | 61227 | Nautilus Solar Solutions | 64359 | Pivot Solar 12 LLC(CSG) | CO | Logan | SC | Solar Photovoltaic | PV |  | S | 1 |  | 1 | 1 |  | N |  |  | N | IPP Non-CHP | 2 | X | SUN
Solar Photovoltaic.SUN | solar PV | TRUE | 61677 | Sol Systems | 64360 | American Goldfinch SCS ACY2 NJ, LLC | NJ | Burlington | 30001 | Solar Photovoltaic | PV |  | S | 3.9 |  | 3.9 | 3.9 |  | N |  |  | N | IPP Non-CHP | 2 | X | SUN
Solar Photovoltaic.SUN | solar PV | TRUE | 61677 | Sol Systems | 64362 | SCS American Bottoms 009885 Sauget, LLC | IL | St Clair | 30004 | Solar Photovoltaic | PV |  | S | 1.8 |  | 1.8 | 1.1 |  | N |  |  | N | IPP Non-CHP | 2 | X | SUN
Solar Photovoltaic.SUN | solar PV | TRUE | 61677 | Sol Systems | 64363 | ESA Boston Solar, LLC | NC | Person | 30008 | Solar Photovoltaic | PV |  | S | 5 |  | 5 | 5 |  | N |  |  | N | IPP Non-CHP | 2 | X | SUN
Solar Photovoltaic.SUN | solar PV | TRUE | 61677 | Sol Systems | 64364 | SCS Beltway 011754 Rock Falls, LLC | IL | Whiteside | 30005 | Solar Photovoltaic | PV |  | S | 1 |  | 1 | 1 |  | N |  |  | N | IPP Non-CHP | 2 | X | SUN
Solar Photovoltaic.SUN | solar PV | TRUE | 61677 | Sol Systems | 64365 | Western Meadowlark Solar SCS NE 1, LLC | NE | Scotts Bluff | 30003 | Solar Photovoltaic | PV |  | S | 4.4 |  | 4.4 | 4.4 |  | N |  |  | N | IPP Non-CHP | 2 | X | SUN
Solar Photovoltaic.SUN | solar PV | TRUE | 61677 | Sol Systems | 64366 | Trojan Solar, LLC | NC | Columbus | 30007 | Solar Photovoltaic | PV |  | S | 5 |  | 5 | 5 |  | N |  |  | N | IPP Non-CHP | 2 | X | SUN
Solar Photovoltaic.SUN | solar PV | TRUE | 61677 | Sol Systems | 64367 | Zuma Solar, LLC | NC | Caswell | 30006 | Solar Photovoltaic | PV |  | S | 3 |  | 3 | 3 |  | N |  |  | N | IPP Non-CHP | 2 | X | SUN
Solar Photovoltaic.SUN | solar PV | TRUE | 58135 | Ecos Energy LLC | 64370 | Plainfield Solar 1 | CT | Windham | PLFD1 | Solar Photovoltaic | PV |  | S | 1 | 0.99 | 1 | 1 |  | N |  |  | N | IPP Non-CHP | 2 | X | SUN
Solar Photovoltaic.SUN | solar PV | TRUE | 63991 | DG New York CS, LLC | 64371 | Cortlandville I Solar CSG | NY | Cortland | CORT1 | Solar Photovoltaic | PV |  | S | 5 |  | 5 | 5 |  | N |  |  | N | IPP Non-CHP | 2 | X | SUN
Solar Photovoltaic.SUN | solar PV | TRUE | 63991 | DG New York CS, LLC | 64372 | Sangerfield Solar CSG | NY | Oneida | SNGFD | Solar Photovoltaic | PV |  | S | 5 | 1 | 5 | 5 |  | N |  |  | N | IPP Non-CHP | 2 | X | SUN
Solar Photovoltaic.SUN | solar PV | TRUE | 63991 | DG New York CS, LLC | 64373 | Clay Solar CSG | NY | Onondaga | CLAY1 | Solar Photovoltaic | PV |  | S | 5 | 1 | 5 | 5 |  | N |  |  | N | IPP Non-CHP | 2 | X | SUN
Batteries.MWH | battery storage | 0 | 63991 | DG New York CS, LLC | 64374 | Norwich Solar and Energy Storage CSG | NY | Chenango | NRWCB | Batteries | BA |  | S | 5 | 1 | 5 | 5 | 0.1 | N |  |  | N | IPP Non-CHP | 2 | X | MWH
Solar Photovoltaic.SUN | solar PV | TRUE | 63991 | DG New York CS, LLC | 64374 | Norwich Solar and Energy Storage CSG | NY | Chenango | NRWCH | Solar Photovoltaic | PV |  | S | 5 | 1 | 5 | 5 |  | N |  |  | N | IPP Non-CHP | 2 | X | SUN
Batteries.MWH | battery storage | 0 | 9417 | Interstate Power and Light Co | 64375 | Decorah Battery | IA | Winneshiek | BESS1 | Batteries | BA |  | S | 2.5 | 0.9 | 2.5 | 2.5 | 0.1 | N |  |  | N | Electric Utility | 1 | X | MWH
Solar Photovoltaic.SUN | solar PV | TRUE | 63992 | Tranquillity Solar 1, LLC | 64376 | Tranquillity ID | CA | Fresno | TRANQ | Solar Photovoltaic | PV |  | S | 1.3 |  | 1.3 | 1.3 |  | N |  |  | N | IPP Non-CHP | 2 | X | SUN
Onshore Wind Turbine.WND | onshore wind | TRUE | 63993 | Milligan 1 Wind, LLC | 64377 | Milligan 1 Wind Farm | NE | Saline | SG275 | Onshore Wind Turbine | WT |  | S | 99 |  | 99 | 99 | 2 | N |  |  | N | IPP Non-CHP | 2 | X | WND
Onshore Wind Turbine.WND | onshore wind | TRUE | 63993 | Milligan 1 Wind, LLC | 64377 | Milligan 1 Wind Farm | NE | Saline | SG4.5 | Onshore Wind Turbine | WT |  | S | 135 |  | 135 | 135 | 2 | N |  |  | N | IPP Non-CHP | 2 | X | WND
Onshore Wind Turbine.WND | onshore wind | TRUE | 63993 | Milligan 1 Wind, LLC | 64377 | Milligan 1 Wind Farm | NE | Saline | V110 | Onshore Wind Turbine | WT |  | S | 66 |  | 66 | 66 | 1.1 | N |  |  | N | IPP Non-CHP | 2 | X | WND
Petroleum Liquids.DFO | petroleum | FALSE | 64585 | JDC 65R Owner, LLC | 64378 | Signature Breads Chelsea | MA | Suffolk | EG1 | Petroleum Liquids | IC |  | S | 1.5 | 1 | 1.5 | 1.5 | 0.2 | N |  |  | N | Industrial Non-CHP | 6 | X | DFO
Solar Photovoltaic.SUN | solar PV | TRUE | 60025 | Greenbacker Renewable Energy Corporation | 64379 | Ridgecrest | DC | District of Columbia | 467 | Solar Photovoltaic | PV |  | S | 1.7 |  | 1.7 | 1.7 |  | N |  |  | N | IPP Non-CHP | 2 | X | SUN
Solar Photovoltaic.SUN | solar PV | TRUE | 60025 | Greenbacker Renewable Energy Corporation | 64380 | Cascades | NJ | Middlesex | 464 | Solar Photovoltaic | PV |  | S | 2 |  | 2 | 2 |  | N |  |  | N | IPP Non-CHP | 2 | X | SUN
Onshore Wind Turbine.WND | onshore wind | TRUE | 63995 | Glacier Sands Wind Power, LLC | 64381 | Glacier Sands Wind Power, LLC | IL | Mason | GS001 | Onshore Wind Turbine | WT |  | S | 185 |  | 185 | 185 | 2 | N |  |  | N | IPP Non-CHP | 2 | X | WND
Petroleum Liquids.DFO | petroleum | FALSE | 63994 | IXYS Integrated Circuits Division, LLC | 64382 | IXYS - Beverly | MA | Essex | EG1 | Petroleum Liquids | IC |  | S | 0.6 | 0.8 | 0.6 | 0.6 | 0.1 | N |  |  | N | Industrial Non-CHP | 6 | X | DFO
Natural Gas Internal Combustion Engine.NG | natural gas peaker | FALSE | 63994 | IXYS Integrated Circuits Division, LLC | 64382 | IXYS - Beverly | MA | Essex | NG1 | Natural Gas Internal Combustion Engine | IC |  | S | 0.7 | 0.8 | 0.7 | 0.7 | 0.1 | N |  |  | N | Industrial Non-CHP | 6 | X | NG
Natural Gas Internal Combustion Engine.NG | natural gas peaker | FALSE | 63994 | IXYS Integrated Circuits Division, LLC | 64382 | IXYS - Beverly | MA | Essex | NG2 | Natural Gas Internal Combustion Engine | IC |  | S | 0.7 | 0.8 | 0.7 | 0.7 | 0.1 | N |  |  | N | Industrial Non-CHP | 6 | X | NG
Natural Gas Internal Combustion Engine.NG | natural gas peaker | FALSE | 63994 | IXYS Integrated Circuits Division, LLC | 64382 | IXYS - Beverly | MA | Essex | NG3 | Natural Gas Internal Combustion Engine | IC |  | S | 0.7 | 0.8 | 0.7 | 0.7 | 0.1 | N |  |  | N | Industrial Non-CHP | 6 | X | NG
Natural Gas Fired Combustion Turbine.NG | natural gas peaker | TRUE | 63082 | ProEnergy Services | 64383 | Braes Bayou Plant | TX | Fort Bend | CTG-1 | Natural Gas Fired Combustion Turbine | GT |  | W | 60.5 | 0.85 | 44.5 | 49.8 | 22.5 | N |  |  | N | IPP Non-CHP | 2 | X | NG
Natural Gas Fired Combustion Turbine.NG | natural gas peaker | TRUE | 63082 | ProEnergy Services | 64383 | Braes Bayou Plant | TX | Fort Bend | CTG-2 | Natural Gas Fired Combustion Turbine | GT |  | W | 60.5 | 0.85 | 44.5 | 49.8 | 22.5 | N |  |  | N | IPP Non-CHP | 2 | X | NG
Natural Gas Fired Combustion Turbine.NG | natural gas peaker | TRUE | 63082 | ProEnergy Services | 64383 | Braes Bayou Plant | TX | Fort Bend | CTG-3 | Natural Gas Fired Combustion Turbine | GT |  | W | 60.5 | 0.85 | 44.5 | 49.8 | 22.5 | N |  |  | N | IPP Non-CHP | 2 | X | NG
Natural Gas Fired Combustion Turbine.NG | natural gas peaker | TRUE | 63082 | ProEnergy Services | 64383 | Braes Bayou Plant | TX | Fort Bend | CTG-4 | Natural Gas Fired Combustion Turbine | GT |  | W | 60.5 | 0.85 | 44.5 | 49.8 | 22.5 | N |  |  | N | IPP Non-CHP | 2 | X | NG
Natural Gas Fired Combustion Turbine.NG | natural gas peaker | TRUE | 63082 | ProEnergy Services | 64383 | Braes Bayou Plant | TX | Fort Bend | CTG-5 | Natural Gas Fired Combustion Turbine | GT |  | W | 60.5 | 0.85 | 44.5 | 49.8 | 22.5 | N |  |  | N | IPP Non-CHP | 2 | X | NG
Natural Gas Fired Combustion Turbine.NG | natural gas peaker | TRUE | 63082 | ProEnergy Services | 64383 | Braes Bayou Plant | TX | Fort Bend | CTG-6 | Natural Gas Fired Combustion Turbine | GT |  | W | 60.5 | 0.85 | 44.5 | 49.8 | 22.5 | N |  |  | N | IPP Non-CHP | 2 | X | NG
Natural Gas Fired Combustion Turbine.NG | natural gas peaker | TRUE | 63082 | ProEnergy Services | 64383 | Braes Bayou Plant | TX | Fort Bend | CTG-7 | Natural Gas Fired Combustion Turbine | GT |  | W | 60.5 | 0.85 | 44.5 | 49.8 | 22.5 | N |  |  | N | IPP Non-CHP | 2 | X | NG
Natural Gas Fired Combustion Turbine.NG | natural gas peaker | TRUE | 63082 | ProEnergy Services | 64383 | Braes Bayou Plant | TX | Fort Bend | CTG-8 | Natural Gas Fired Combustion Turbine | GT |  | W | 60.5 | 0.85 | 44.5 | 49.8 | 22.5 | N |  |  | N | IPP Non-CHP | 2 | X | NG
Solar Photovoltaic.SUN | solar PV | FALSE | 63432 | SkyHigh 2 Solar | 64384 | Amazon TUS2 | AZ | Pima | ATUS2 | Solar Photovoltaic | PV |  | S | 2.6 |  | 2.6 | 2.6 | 2.6 | N |  |  | N | Commercial Non-CHP | 4 | X | SUN
Solar Photovoltaic.SUN | solar PV | TRUE | 60025 | Greenbacker Renewable Energy Corporation | 64385 | Gliden (Op Zone) | NC | Chowan | 304 | Solar Photovoltaic | PV |  | S | 5 |  | 5 | 5 |  | N |  |  | N | IPP Non-CHP | 2 | X | SUN
Solar Photovoltaic.SUN | solar PV | TRUE | 60970 | SunShare Management | 64386 | Gilcrest V CSG | CO | Weld | GLCRV | Solar Photovoltaic | PV |  | S | 4.8 |  | 4.8 | 4.8 |  | N |  |  | N | IPP Non-CHP | 2 | X | SUN
Solar Photovoltaic.SUN | solar PV | TRUE | 63999 | Quinebaug Solar, LLC | 64387 | Quinebaug Solar | CT | Windham | QBS | Solar Photovoltaic | PV |  | S | 49.4 |  | 49.4 | 49.4 |  | N |  |  | N | IPP Non-CHP | 2 | X | SUN
Solar Photovoltaic.SUN | solar PV | FALSE | 63432 | SkyHigh 2 Solar | 64388 | TruStile Doors - Denver | CO | Adams | TRUCO | Solar Photovoltaic | PV |  | S | 1.2 |  | 1.2 | 1.2 |  | N |  |  | N | Commercial Non-CHP | 4 | X | SUN
Solar Photovoltaic.SUN | solar PV | FALSE | 63432 | SkyHigh 2 Solar | 64389 | Niagara Bottling - Seguin | TX | Guadalupe | NIAGS | Solar Photovoltaic | PV |  | S | 4.9 |  | 4.9 | 4.9 |  | N |  |  | N | Industrial Non-CHP | 6 | X | SUN
Solar Photovoltaic.SUN | solar PV | FALSE | 63432 | SkyHigh 2 Solar | 64391 | Firestone Walker Brewery - Phase 1 | CA | San Luis Obispo | FWBP1 | Solar Photovoltaic | PV |  | S | 1.6 |  | 1.6 | 1.6 |  | N |  |  | N | Industrial Non-CHP | 6 | X | SUN
Solar Photovoltaic.SUN | solar PV | TRUE | 14063 | Oklahoma Gas & Electric Co | 64392 | Branch Solar Farm | AR | Franklin | CVS1 | Solar Photovoltaic | PV |  | S | 5 |  | 5 | 5 |  | N |  |  | N | Electric Utility | 1 | X | SUN
Batteries.MWH | battery storage | 0 | 61012 | AES Distributed Energy | 64395 | ZPD-PT Solar Project 2017-006 LLC Hybrid | MA | Worcester | DRAES | Batteries | BA |  | S | 2.5 |  | 4 | 4 | 0 | N |  |  | N | IPP Non-CHP | 2 | X | MWH
Solar Photovoltaic.SUN | solar PV | TRUE | 61012 | AES Distributed Energy | 64395 | ZPD-PT Solar Project 2017-006 LLC Hybrid | MA | Worcester | DRAPV | Solar Photovoltaic | PV |  | S | 4 |  | 4 | 4 | 0 | N |  |  | N | IPP Non-CHP | 2 | X | SUN
Solar Photovoltaic.SUN | solar PV | FALSE | 63432 | SkyHigh 2 Solar | 64396 | EMWD - Perris Valley RWRF | CA | Riverside | EMSJN | Solar Photovoltaic | PV |  | S | 3.4 |  | 3.4 | 3.4 |  | N |  |  | N | Commercial Non-CHP | 4 | X | SUN
Solar Photovoltaic.SUN | solar PV | FALSE | 63432 | SkyHigh 2 Solar | 64397 | EMWD - San Jacinto RWRF NEM | CA | Riverside | EMSJN | Solar Photovoltaic | PV |  | S | 1.3 |  | 1.3 | 1.3 |  | N |  |  | N | Commercial Non-CHP | 4 | X | SUN
Solar Photovoltaic.SUN | solar PV | FALSE | 63432 | SkyHigh 2 Solar | 64398 | EMWD - Sun City RWRF | CA | Riverside | EMSUN | Solar Photovoltaic | PV |  | S | 1.6 |  | 1.5 | 1.5 |  | N |  |  | N | Commercial Non-CHP | 4 | X | SUN
Solar Photovoltaic.SUN | solar PV | FALSE | 63432 | SkyHigh 2 Solar | 64399 | EMWD - San Jacinto RES BCT | CA | Riverside | EMRES | Solar Photovoltaic | PV |  | S | 4.2 |  | 4.2 | 4.2 | 5.5 | N |  |  | N | Commercial Non-CHP | 4 | X | SUN
Batteries.MWH | battery storage | 0 | 63432 | SkyHigh 2 Solar | 64400 | BYU - Hawaii | HI | Honolulu | BYESS | Batteries | BA |  | S | 1.9 |  | 1.9 | 1.9 | 1.9 | N |  |  | N | Commercial Non-CHP | 4 | X | MWH
Solar Photovoltaic.SUN | solar PV | FALSE | 63432 | SkyHigh 2 Solar | 64400 | BYU - Hawaii | HI | Honolulu | BYUHI | Solar Photovoltaic | PV |  | S | 3.1 |  | 3.1 | 3.1 | 3.1 | N |  |  | N | Commercial Non-CHP | 4 | X | SUN
Solar Photovoltaic.SUN | solar PV | FALSE | 63432 | SkyHigh 2 Solar | 64401 | CSU San Jose State University | CA | Santa Clara | CSUSJ | Solar Photovoltaic | PV |  | S | 1.7 |  | 1.7 | 1.7 |  | N |  |  | N | Industrial Non-CHP | 6 | X | SUN
Solar Photovoltaic.SUN | solar PV | FALSE | 63432 | SkyHigh 2 Solar | 64402 | El Dorado County | CA | El Dorado | ELDCO | Solar Photovoltaic | PV |  | S | 1.5 |  | 1.5 | 1.5 |  | N |  |  | N | Commercial Non-CHP | 4 | X | SUN
Solar Photovoltaic.SUN | solar PV | FALSE | 63432 | SkyHigh 2 Solar | 64403 | California State Univ at Channel Islands | CA | Ventura | CSUCI | Solar Photovoltaic | PV |  | S | 3.7 |  | 3.7 | 3.7 |  | N |  |  | N | Industrial Non-CHP | 6 | X | SUN
Solar Photovoltaic.SUN | solar PV | FALSE | 57369 | Apple, Inc | 64404 | Mesa Carport PV | AZ | Maricopa | CPTPV | Solar Photovoltaic | PV |  | S | 3.6 |  | 3.6 | 2.7 |  | N |  |  | N | Commercial Non-CHP | 4 | X | SUN
Solar Photovoltaic.SUN | solar PV | FALSE | 57369 | Apple, Inc | 64404 | Mesa Carport PV | AZ | Maricopa | GFTPV | Solar Photovoltaic | PV |  | S | 1 |  | 1 | 0.2 |  | N |  |  | N | Commercial Non-CHP | 4 | X | SUN
Solar Photovoltaic.SUN | solar PV | FALSE | 63432 | SkyHigh 2 Solar | 64406 | EMWD - Moreno Valley RWRF | CA | Riverside | EMMOR | Solar Photovoltaic | PV |  | S | 2.4 |  | 2.4 | 2.4 |  | N |  |  | N | Commercial Non-CHP | 4 | X | SUN
Onshore Wind Turbine.WND | onshore wind | TRUE | 64000 | Flat Ridge 3 Wind Energy, LLC | 64407 | Flat Ridge 3 | KS | Kingman | FRW3 | Onshore Wind Turbine | WT |  | S | 128 | 0.95 | 128 | 128 | 2 | N |  |  | N | IPP Non-CHP | 2 | X | WND
Wood/Wood Waste Biomass.WDS | biomass | TRUE | 16191 | Robbins Lumber Inc | 64408 | Georges River Energy | ME | Waldo | WEG | Wood/Wood Waste Biomass | ST |  | S | 10 | 0.85 | 8.5 | 8.5 | 1.5 | N |  |  | Y | IPP CHP | 3 | T | WDS
Solar Photovoltaic.SUN | solar PV | TRUE | 64050 | Anderson Solar Farm, LLC | 64409 | Anderson (SC) | SC | Anderson | ANDER | Solar Photovoltaic | PV |  | S | 2 |  | 2 | 2 |  | N |  |  | N | IPP Non-CHP | 2 | X | SUN
Solar Photovoltaic.SUN | solar PV | TRUE | 64051 | Briarwood Solar, LLC | 64410 | Briarwood | SC | Greenwood | BRIAR | Solar Photovoltaic | PV |  | S | 2 |  | 2 | 2 |  | N |  |  | N | IPP Non-CHP | 2 | X | SUN
Solar Photovoltaic.SUN | solar PV | TRUE | 64052 | Delanco Coopertown Rd Solar 2, LLC | 64411 | Delanco | NJ | Burlington | DELAN | Solar Photovoltaic | PV |  | S | 2.4 |  | 2.4 | 2.4 |  | N |  |  | N | IPP Non-CHP | 2 | X | SUN
Solar Photovoltaic.SUN | solar PV | TRUE | 64053 | Gold Mine Solar, LLC | 64412 | Gold Mine | SC | Greenwood | GMINE | Solar Photovoltaic | PV |  | S | 1.5 |  | 1.5 | 1.5 |  | N |  |  | N | IPP Non-CHP | 2 | X | SUN
Solar Photovoltaic.SUN | solar PV | TRUE | 64063 | Schull CSG LLC | 64413 | Schull CSG | MN | Blue Earth | SCHUL | Solar Photovoltaic | PV |  | S | 1 |  | 0.4 | 0.2 |  | N |  |  | N | IPP Non-CHP | 2 | X | SUN
Solar Photovoltaic.SUN | solar PV | TRUE | 64054 | Pontiac Solar, LLC | 64414 | Pontiac | IL | Livingston | PONTC | Solar Photovoltaic | PV |  | S | 2 |  | 2 | 2 |  | N |  |  | N | IPP Non-CHP | 2 | X | SUN
Solar Photovoltaic.SUN | solar PV | TRUE | 64055 | Rockford Baxter Rd Holdco LLC CSG | 64415 | Rockford CSG | IL | Winnebago | ROCKF | Solar Photovoltaic | PV |  | S | 2 |  | 2 | 2 |  | N |  |  | N | IPP Non-CHP | 2 | X | SUN
Solar Photovoltaic.SUN | solar PV | TRUE | 64056 | Sandoval Holdco, LLC | 64416 | Sandoval | IL | Clinton | SANDL | Solar Photovoltaic | PV |  | S | 2 |  | 2 | 2 |  | N |  |  | N | IPP Non-CHP | 2 | X | SUN
Solar Photovoltaic.SUN | solar PV | TRUE | 64057 | BWC East Brook, LLC | 64417 | Wilbraham | MA | Hampden | WILBR | Solar Photovoltaic | PV |  | S | 4 |  | 4 | 4 |  | N |  |  | N | IPP Non-CHP | 2 | X | SUN
Solar Photovoltaic.SUN | solar PV | TRUE | 64034 | Los Palos Street Operating, LLC | 64418 | Big Bear | CA | Los Angeles | BB000 | Solar Photovoltaic | PV |  | S | 5.5 | 1 | 5.5 | 5.5 |  | N |  |  | N | IPP Non-CHP | 2 | X | SUN
Solar Photovoltaic.SUN | solar PV | TRUE | 64067 | ISM Solar Dighton 3, LLC | 64419 | Elm Street | MA | Bristol | ELM | Solar Photovoltaic | PV |  | S | 2.8 |  | 2.8 | 2.8 |  | N |  |  | N | IPP Non-CHP | 2 | X | SUN
Petroleum Liquids.DFO | petroleum | TRUE | 64065 | City of Scribner | 64420 | Scribner Diesel Generation Facility | NE | Dodge | 1 | Petroleum Liquids | IC |  | S | 2 | 0.9 | 2 | 2 | 0.1 | N |  |  | N | Electric Utility | 1 | X | DFO | OBL
Petroleum Liquids.DFO | petroleum | TRUE | 64065 | City of Scribner | 64420 | Scribner Diesel Generation Facility | NE | Dodge | 2 | Petroleum Liquids | IC |  | S | 2 | 0.9 | 2 | 2 | 0.1 | N |  |  | N | Electric Utility | 1 | X | DFO | OBL
Solar Photovoltaic.SUN | solar PV | TRUE | 62719 | Green Street Power Partners | 64421 | Sunvestment Energy Group NY 63 LLC | NY | Onondaga | DEWIT | Solar Photovoltaic | PV |  | S | 2 |  | 2 | 2 |  | N |  |  | N | IPP Non-CHP | 2 | X | SUN
Solar Photovoltaic.SUN | solar PV | TRUE | 62719 | Green Street Power Partners | 64422 | GSPP Onyx New Brunswick LLC | NJ | Middlesex | NBOE1 | Solar Photovoltaic | PV |  | S | 0.3 |  | 0.3 | 0.3 |  | N |  |  | N | IPP Non-CHP | 2 | X | SUN
Solar Photovoltaic.SUN | solar PV | TRUE | 62719 | Green Street Power Partners | 64422 | GSPP Onyx New Brunswick LLC | NJ | Middlesex | NBOE2 | Solar Photovoltaic | PV |  | S | 0.4 |  | 0.4 | 0.4 |  | N |  |  | N | IPP Non-CHP | 2 | X | SUN
Solar Photovoltaic.SUN | solar PV | TRUE | 62719 | Green Street Power Partners | 64422 | GSPP Onyx New Brunswick LLC | NJ | Middlesex | NBOE3 | Solar Photovoltaic | PV |  | S | 0.3 |  | 0.3 | 0.3 |  | N |  |  | N | IPP Non-CHP | 2 | X | SUN
Solar Photovoltaic.SUN | solar PV | TRUE | 62719 | Green Street Power Partners | 64422 | GSPP Onyx New Brunswick LLC | NJ | Middlesex | NBOE4 | Solar Photovoltaic | PV |  | S | 0.1 |  | 0.1 | 0.1 |  | N |  |  | N | IPP Non-CHP | 2 | X | SUN
Batteries.MWH | battery storage | 0 | 63289 | Key Capture Energy | 64423 | TX7 Flat Top | TX | Reeves | TX7 | Batteries | BA |  | S | 9.9 |  | 9.9 | 9.9 |  | N |  |  | N | IPP Non-CHP | 2 | X | MWH
Batteries.MWH | battery storage | 0 | 63289 | Key Capture Energy | 64424 | TX8 Worsham | TX | Pecos | TX8 | Batteries | BA |  | S | 9.9 |  | 9.9 | 9.9 |  | N |  |  | N | IPP Non-CHP | 2 | X | MWH
Batteries.MWH | battery storage | 0 | 63289 | Key Capture Energy | 64425 | TX2 Port Lavaca | TX | Calhoun | TX2 | Batteries | BA |  | S | 9.9 |  | 9.9 | 9.9 |  | N |  |  | N | IPP Non-CHP | 2 | X | MWH
Solar Photovoltaic.SUN | solar PV | TRUE | 64002 | Wilmot Energy Center LLC | 64426 | Wilmot Energy Center LLC | AZ | Pima | WIL | Solar Photovoltaic | PV |  | S | 130 |  | 100 | 100 | 100 | N |  |  | N | IPP Non-CHP | 2 | X | SUN
Batteries.MWH | battery storage | 0 | 64002 | Wilmot Energy Center LLC | 64426 | Wilmot Energy Center LLC | AZ | Pima | WILBA | Batteries | BA |  | S | 30 |  | 30 | 30 | 0 | N |  |  | N | IPP Non-CHP | 2 | X | MWH
Solar Photovoltaic.SUN | solar PV | TRUE | 64081 | Point Beach Solar | 64431 | Point Beach Solar | WI | Manitowoc | PBS | Solar Photovoltaic | PV |  | S | 100 |  | 100 | 100 |  | N |  |  | N | IPP Non-CHP | 2 | X | SUN
Batteries.MWH | battery storage | 0 | 64069 | Breckenridge Street Solar 1, LLC | 64432 | Breckenridge Solar | MA | Hampden | BBA | Batteries | BA |  | S | 2.2 |  | 2.2 | 2.2 | 0 | N |  |  | N | IPP Non-CHP | 2 | X | MWH
Solar Photovoltaic.SUN | solar PV | TRUE | 64069 | Breckenridge Street Solar 1, LLC | 64432 | Breckenridge Solar | MA | Hampden | BKS | Solar Photovoltaic | PV |  | S | 5 |  | 5 | 5 |  | N |  |  | N | IPP Non-CHP | 2 | X | SUN
Onshore Wind Turbine.WND | onshore wind | TRUE | 64068 | Black Rock Wind Force, LLC | 64433 | Black Rock Wind | WV | Mineral | BRW | Onshore Wind Turbine | WT |  | S | 115 |  | 115 | 115 | 0.7 | N |  |  | N | IPP Non-CHP | 2 | X | WND
Solar Photovoltaic.SUN | solar PV | TRUE | 64071 | Rounseville Solar 1, LLC | 64434 | Rounseville Solar | MA | Plymouth | ROU | Solar Photovoltaic | PV |  | S | 2.7 |  | 2.7 | 2.7 |  | N |  |  | N | IPP Non-CHP | 2 | X | SUN
Solar Photovoltaic.SUN | solar PV | TRUE | 64072 | MA CS Ware West, LLC | 64435 | Town of Ware - Canadian Tree(CSG) | MA | Hampshire | TOW | Solar Photovoltaic | PV |  | S | 1.4 |  | 1.4 | 1.4 |  | N |  |  | N | IPP Non-CHP | 2 | X | SUN
Solar Photovoltaic.SUN | solar PV | TRUE | 64073 | Wilmarth Lane Solar 1, LLC | 64436 | Wilmarth Solar | MA | Norfolk | WIL | Solar Photovoltaic | PV |  | S | 5 |  | 5 | 5 |  | N |  |  | N | IPP Non-CHP | 2 | X | SUN
Batteries.MWH | battery storage | 0 | 64073 | Wilmarth Lane Solar 1, LLC | 64436 | Wilmarth Solar | MA | Norfolk | WILB | Batteries | BA |  | S | 2.3 |  | 2.3 | 2.3 | 0 | N |  |  | N | IPP Non-CHP | 2 | X | MWH
Solar Photovoltaic.SUN | solar PV | TRUE | 64070 | Dresser Hill Solar, LLC | 64437 | Dresser Hill CSG | MA | Worcester | DRH | Solar Photovoltaic | PV |  | S | 3.7 |  | 3.7 | 3.7 |  | N |  |  | N | IPP Non-CHP | 2 | X | SUN
Solar Photovoltaic.SUN | solar PV | TRUE | 64088 | SSA Solar of CA 5, LLC | 64438 | Vallecitos Water District | CA | San Diego | VALLE | Solar Photovoltaic | PV |  | S | 1.4 |  | 1.4 | 1.4 |  | N |  |  | N | IPP Non-CHP | 2 | X | SUN
Solar Photovoltaic.SUN | solar PV | TRUE | 64089 | Pine Road Solar, LLC | 64439 | Pine Road Solar, LLC CSG | IL | DeKalb | PINE | Solar Photovoltaic | PV |  | S | 2 |  | 2 | 2 |  | N |  |  | N | IPP Non-CHP | 2 | X | SUN
Petroleum Liquids.DFO | petroleum | FALSE | 64093 | White Plains Hospital Medical Center | 64440 | White Plains Hospital Medical Center | NY | Westchester | EGEN3 | Petroleum Liquids | IC |  | S | 1.2 | 0.8 | 1.2 | 1.2 | 0.1 | N |  |  | N | Commercial Non-CHP | 4 | X | DFO
Petroleum Liquids.DFO | petroleum | FALSE | 64093 | White Plains Hospital Medical Center | 64440 | White Plains Hospital Medical Center | NY | Westchester | ENG1A | Petroleum Liquids | IC |  | S | 0.5 | 0.8 | 0.5 | 0.5 | 0.1 | N |  |  | N | Commercial Non-CHP | 4 | X | DFO
Petroleum Liquids.DFO | petroleum | FALSE | 64093 | White Plains Hospital Medical Center | 64440 | White Plains Hospital Medical Center | NY | Westchester | ENGN2 | Petroleum Liquids | IC |  | S | 0.5 | 0.8 | 0.5 | 0.5 | 0.1 | N |  |  | N | Commercial Non-CHP | 4 | X | DFO
Petroleum Liquids.DFO | petroleum | FALSE | 64093 | White Plains Hospital Medical Center | 64440 | White Plains Hospital Medical Center | NY | Westchester | ENGN4 | Petroleum Liquids | IC |  | S | 0.8 | 0.8 | 0.8 | 0.8 | 0.1 | N |  |  | N | Commercial Non-CHP | 4 | X | DFO
Petroleum Liquids.DFO | petroleum | FALSE | 64093 | White Plains Hospital Medical Center | 64440 | White Plains Hospital Medical Center | NY | Westchester | ENGN5 | Petroleum Liquids | IC |  | S | 0.4 | 0.8 | 0.4 | 0.4 | 0.1 | N |  |  | N | Commercial Non-CHP | 4 | X | DFO
Petroleum Liquids.DFO | petroleum | FALSE | 64093 | White Plains Hospital Medical Center | 64440 | White Plains Hospital Medical Center | NY | Westchester | ENGN6 | Petroleum Liquids | IC |  | S | 1 | 0.8 | 1 | 1 | 0.1 | N |  |  | N | Commercial Non-CHP | 4 | X | DFO
Petroleum Liquids.DFO | petroleum | FALSE | 64093 | White Plains Hospital Medical Center | 64440 | White Plains Hospital Medical Center | NY | Westchester | ENGN7 | Petroleum Liquids | IC |  | S | 1.8 | 0.8 | 1.8 | 1.8 | 0.1 | N |  |  | N | Commercial Non-CHP | 4 | X | DFO
Solar Photovoltaic.SUN | solar PV | TRUE | 60025 | Greenbacker Renewable Energy Corporation | 64441 | Valencia 3 | CA | Imperial | 266 | Solar Photovoltaic | PV |  | S | 3 |  | 3 | 3 |  | N |  |  | N | IPP Non-CHP | 2 | X | SUN
Batteries.MWH | battery storage | 0 | 57365 | Consolidated Edison Solutions Inc. | 64442 | Mt Pleasant Community Center | NY | Westchester | MPES | Batteries | BA |  | S | 0.7 |  | 0.7 | 0.7 | 0.7 | N |  |  | N | IPP Non-CHP | 2 | X | MWH
Solar Photovoltaic.SUN | solar PV | TRUE | 57365 | Consolidated Edison Solutions Inc. | 64442 | Mt Pleasant Community Center | NY | Westchester | MPPV | Solar Photovoltaic | PV |  | S | 0.5 |  | 0.5 | 0.5 |  | N |  |  | N | IPP Non-CHP | 2 | X | SUN
Solar Photovoltaic.SUN | solar PV | TRUE | 62627 | Alchemy Renewable Energy | 64443 | Golden Solar | VT | Caledonia | GOLD | Solar Photovoltaic | PV |  | S | 2.2 |  | 2.2 | 2.2 |  | N |  |  | N | IPP Non-CHP | 2 | X | SUN
Solar Photovoltaic.SUN | solar PV | TRUE | 61204 | Today's Power, Inc. | 64444 | City of Paris Solar | AR | Logan | PARIS | Solar Photovoltaic | PV |  | S | 1.5 |  | 1.5 | 1.5 |  | N |  |  | N | Electric Utility | 1 | X | SUN
Solar Photovoltaic.SUN | solar PV | TRUE | 60947 | Tesla Inc. | 64445 | County of Dutchess, NY (Airport) | NY | Dutchess | PV1 | Solar Photovoltaic | PV |  | W | 1.8 |  | 1.8 | 1.8 |  | N |  |  | N | IPP Non-CHP | 2 | X | SUN
Batteries.MWH | battery storage | 0 | 17470 | PUD 1 of Snohomish County | 64446 | Arlington Microgrid | WA | Snohomish | AMGB | Batteries | BA |  | S | 1 | 1 | 1 | 1 | 0 | N |  |  | N | Electric Utility | 1 | X | MWH
Solar Photovoltaic.SUN | solar PV | TRUE | 17470 | PUD 1 of Snohomish County | 64446 | Arlington Microgrid | WA | Snohomish | AMGPV | Solar Photovoltaic | PV |  | S | 0.5 |  | 0.5 | 0.5 |  | N |  |  | N | Electric Utility | 1 | X | SUN
Solar Photovoltaic.SUN | solar PV | TRUE | 64108 | Brazoria West Solar Project, LLC | 64447 | Brazoria West | TX | Brazoria | GEN1 | Solar Photovoltaic | PV |  | S | 200 |  | 200 | 200 | 0.1 | N |  |  | N | IPP Non-CHP | 2 | X | SUN
Solar Photovoltaic.SUN | solar PV | TRUE | 64118 | Grissom Solar, LLC | 64450 | Grissom Solar, LLC | NC | Halifax | GSF01 | Solar Photovoltaic | PV |  | S | 5 |  | 5 | 5 |  | N |  |  | N | IPP Non-CHP | 2 | X | SUN
Batteries.MWH | battery storage | 0 | 64118 | Grissom Solar, LLC | 64450 | Grissom Solar, LLC | NC | Halifax | GSF02 | Batteries | BA |  | S | 10 |  | 10 | 10 | 5 | N |  |  | N | IPP Non-CHP | 2 | X | MWH
Solar Photovoltaic.SUN | solar PV | TRUE | 61610 | Delaware River Solar, LLC | 64451 | Rosemond Solar Community Solar | NY | Sullivan | 1583 | Solar Photovoltaic | PV |  | S | 2 |  | 2 | 2 |  | N |  |  | N | IPP Non-CHP | 2 | X | SUN
Batteries.MWH | battery storage | 0 | 63991 | DG New York CS, LLC | 64453 | Volney II | NY | Oswego | VOLES | Batteries | BA |  | S | 3 |  | 3 | 3 | 0.1 | N |  |  | N | IPP Non-CHP | 2 | X | MWH
Solar Photovoltaic.SUN | solar PV | TRUE | 63991 | DG New York CS, LLC | 64453 | Volney II | NY | Oswego | VOLNE | Solar Photovoltaic | PV |  | S | 1.5 |  | 1.5 | 1.5 |  | N |  |  | N | IPP Non-CHP | 2 | X | SUN
Solar Photovoltaic.SUN | solar PV | TRUE | 64119 | Merrimack Solar Farm | 64454 | Merrimack Solar Farm, LLC | NH | Hillsborough | PV1 | Solar Photovoltaic | PV |  | S | 2.4 |  | 2.4 | 2.4 |  | N |  |  | N | IPP Non-CHP | 2 | X | SUN
Solar Photovoltaic.SUN | solar PV | TRUE | 64103 | 13 Mile Solar, LLC | 64456 | 13 Mile Solar, LLC | MI | Calhoun | FAC13 | Solar Photovoltaic | PV |  | S | 2 |  | 2 | 2 |  | N |  |  | N | IPP Non-CHP | 2 | X | SUN
Solar Photovoltaic.SUN | solar PV | TRUE | 64104 | Captain Solar, LLC | 64457 | Captain Solar, LLC | MI | Genesee | FACCA | Solar Photovoltaic | PV |  | S | 2 |  | 2 | 2 |  | N |  |  | N | IPP Non-CHP | 2 | X | SUN
Solar Photovoltaic.SUN | solar PV | TRUE | 64105 | Coldwater Solar, LLC | 64458 | Coldwater Solar, LLC | MI | Genesee | FAACW | Solar Photovoltaic | PV |  | S | 2 |  | 2 | 2 |  | N |  |  | N | IPP Non-CHP | 2 | X | SUN
Solar Photovoltaic.SUN | solar PV | TRUE | 64106 | Geddes 1 Solar, LLC | 64459 | Geddes 1 Solar, LLC | MI | Saginaw | FACG1 | Solar Photovoltaic | PV |  | S | 2 |  | 2 | 2 |  | N |  |  | N | IPP Non-CHP | 2 | X | SUN
Solar Photovoltaic.SUN | solar PV | TRUE | 64111 | Jack Francis Solar, LLC | 64460 | Jack Francis Solar, LLC | MI | Genesee | FACJF | Solar Photovoltaic | PV |  | S | 2 |  | 2 | 2 |  | N |  |  | N | IPP Non-CHP | 2 | X | SUN
Solar Photovoltaic.SUN | solar PV | TRUE | 64112 | May Shannon Solar, LLC | 64461 | May Shannon Solar, LLC | MI | Genesee | FACMS | Solar Photovoltaic | PV |  | S | 2 |  | 2 | 2 |  | N |  |  | N | IPP Non-CHP | 2 | X | SUN
Solar Photovoltaic.SUN | solar PV | TRUE | 64113 | Stoneheart Solar, LLC | 64462 | Stoneheart Solar, LLC | MI | Saginaw | FACSH | Solar Photovoltaic | PV |  | S | 2 |  | 2 | 2 |  | N |  |  | N | IPP Non-CHP | 2 | X | SUN
Solar Photovoltaic.SUN | solar PV | TRUE | 64114 | Workman Road Solar Farm, LLC | 64463 | Workman Road Solar Farm, LLC | MI | Missaukee | FACWR | Solar Photovoltaic | PV |  | S | 2 |  | 2 | 2 |  | N |  |  | N | IPP Non-CHP | 2 | X | SUN
Solar Photovoltaic.SUN | solar PV | TRUE | 64098 | Clendenin A Community Solar, LLC | 64464 | Clendenin A Community Solar, LLC CSG | IL | Williamson | CLEN | Solar Photovoltaic | PV |  | S | 2 |  | 2 | 2 |  | N |  |  | N | IPP Non-CHP | 2 | X | SUN
Solar Photovoltaic.SUN | solar PV | TRUE | 64099 | Kern A Community Solar, LLC | 64465 | Kern A Community Solar, LLC CSG | IL | Franklin | KERN | Solar Photovoltaic | PV |  | S | 2 |  | 2 | 2 |  | N |  |  | N | IPP Non-CHP | 2 | X | SUN
Solar Photovoltaic.SUN | solar PV | TRUE | 64100 | Lukuc B Community Solar LLC | 64466 | Lukuc B Community Solar LLC CSG | IL | Williamson | LUKC | Solar Photovoltaic | PV |  | S | 2 |  | 2 | 2 |  | N |  |  | N | IPP Non-CHP | 2 | X | SUN
Solar Photovoltaic.SUN | solar PV | TRUE | 64101 | CSG Mt. Morris 2, LLC | 64467 | CSG Mt. Morris 2, LLC | IL | Ogle | MTMO | Solar Photovoltaic | PV |  | S | 2 |  | 2 | 2 |  | N |  |  | N | IPP Non-CHP | 2 | X | SUN
Solar Photovoltaic.SUN | solar PV | TRUE | 64102 | Tower Road Solar, LLC | 64468 | Tower Road Solar, LLC CSG | IL | Dekalb | BOIG | Solar Photovoltaic | PV |  | S | 2 |  | 2 | 2 |  | N |  |  | N | IPP Non-CHP | 2 | X | SUN
Solar Photovoltaic.SUN | solar PV | TRUE | 64107 | Interchange Solar, LLC | 64470 | Interchange Solar, LLC | MI | Genesee | FACIC | Solar Photovoltaic | PV |  | S | 2 |  | 2 | 2 |  | N |  |  | N | IPP Non-CHP | 2 | X | SUN
Solar Photovoltaic.SUN | solar PV | TRUE | 64095 | RPCA Solar 3, LLC | 64471 | Byron Highway Solar | CA | Contra Costa | BYHWY | Solar Photovoltaic | PV |  | S | 5 |  | 5 | 5 |  | N |  |  | N | IPP Non-CHP | 2 | X | SUN
Solar Photovoltaic.SUN | solar PV | TRUE | 64096 | RPSC Solar 3, LLC | 64472 | Berry Road Solar | SC | Greenville | BERRY | Solar Photovoltaic | PV |  | S | 2 |  | 2 | 2 |  | N |  |  | N | IPP Non-CHP | 2 | X | SUN
Solar Photovoltaic.SUN | solar PV | TRUE | 64083 | DG Central 1, LLC | 64473 | Norman Solar | OK | Cleveland | NORMN | Solar Photovoltaic | PV |  | S | 2 |  | 2 | 2 |  | N |  |  | N | IPP Non-CHP | 2 | X | SUN
Solar Photovoltaic.SUN | solar PV | TRUE | 64115 | Swansboro Solar, LLC | 64476 | Swansboro Solar, LLC | NC | Onslow | 1102 | Solar Photovoltaic | PV |  | W | 4.9 | 1 | 4.9 | 4.9 |  | N |  |  | N | IPP Non-CHP | 2 | X | SUN
Solar Photovoltaic.SUN | solar PV | TRUE | 64116 | Suncaster, LLC | 64477 | Suncaster, LLC | NC | Wayne | 1 | Solar Photovoltaic | PV |  | W | 2.4 | 1 | 2.4 | 2.4 |  | N |  |  | N | IPP Non-CHP | 2 | X | SUN
Solar Photovoltaic.SUN | solar PV | TRUE | 64117 | 1034 Catherine Lake Solar, LLC | 64478 | 1034 Catherine Lake Solar, LLC | NC | Onslow | 1034 | Solar Photovoltaic | PV |  | W | 4.9 |  | 4.9 | 4.9 |  | N |  |  | N | IPP Non-CHP | 2 | X | SUN
Solar Photovoltaic.SUN | solar PV | TRUE | 63359 | REA Investments, LLC | 64479 | Novel Handeland Solar LLC (CSG) | MN | Yellow Medicine | HNDLD | Solar Photovoltaic | PV |  | S | 1 | 1 | 1 | 1 |  | N |  |  | N | IPP Non-CHP | 2 | X | SUN
Solar Photovoltaic.SUN | solar PV | TRUE | 64147 | Rice Community Solar Two LLC | 64480 | Rice Two Solar CSG | MN | Rice | TC3 | Solar Photovoltaic | PV |  | S | 0.8 |  | 0.8 | 0.8 |  | N |  |  | N | IPP Non-CHP | 2 | X | SUN
Solar Photovoltaic.SUN | solar PV | TRUE | 64144 | Arlington Energy Center II | 64481 | Arlington Energy Center II | CA | Riverside | AEC1 | Solar Photovoltaic | PV |  | S | 100 |  | 100 | 100 |  | N |  |  | N | IPP Non-CHP | 2 | X | SUN
Batteries.MWH | battery storage | 0 | 64144 | Arlington Energy Center II | 64481 | Arlington Energy Center II | CA | Riverside | AEC2B | Batteries | BA |  | S | 132 |  | 132 | 132 | 0 | N |  |  | N | IPP Non-CHP | 2 | X | MWH
Solar Photovoltaic.SUN | solar PV | TRUE | 63359 | REA Investments, LLC | 64482 | Novel Stavem Solar LLC CSG | MN | Pope | STAVM | Solar Photovoltaic | PV |  | S | 1 | 1 | 1 | 1 |  | N |  |  | N | IPP Non-CHP | 2 | X | SUN
Solar Photovoltaic.SUN | solar PV | TRUE | 63359 | REA Investments, LLC | 64483 | Novel Sunnyfield Farms Solar LLC CSG | MN | Wabasha | SNYFD | Solar Photovoltaic | PV |  | S | 1 | 1 | 1 | 1 |  | N |  |  | N | IPP Non-CHP | 2 | X | SUN
Solar Photovoltaic.SUN | solar PV | TRUE | 63359 | REA Investments, LLC | 64486 | Novel David Solar LLC CSG | MN | Waseca | DAVID | Solar Photovoltaic | PV |  | S | 1 | 1 | 1 | 1 |  | N |  |  | N | IPP Non-CHP | 2 | X | SUN
Solar Photovoltaic.SUN | solar PV | TRUE | 63359 | REA Investments, LLC | 64487 | Novel Huneke Solar LLC CSG | MN | Goodhue | HNKE | Solar Photovoltaic | PV |  | S | 1 | 1 | 1 | 1 |  | N |  |  | N | IPP Non-CHP | 2 | X | SUN
Solar Photovoltaic.SUN | solar PV | TRUE | 63359 | REA Investments, LLC | 64488 | Novel Denzer Solar LLC CSG | MN | Winona | DNZR | Solar Photovoltaic | PV |  | S | 1 | 1 | 1 | 1 |  | N |  |  | N | IPP Non-CHP | 2 | X | SUN
Solar Photovoltaic.SUN | solar PV | TRUE | 64143 | Hendershot Solar, LLC | 64496 | Hendershot Solar, LLC | MI | Lenawee | FACHE | Solar Photovoltaic | PV |  | S | 2 |  | 2 | 2 |  | N |  |  | N | IPP Non-CHP | 2 | X | SUN
Solar Photovoltaic.SUN | solar PV | TRUE | 64142 | Hazel Solar, LLC | 64497 | Hazel Solar, LLC | MI | Montcalm | FACHA | Solar Photovoltaic | PV |  | S | 2 |  | 2 | 2 |  | N |  |  | N | IPP Non-CHP | 2 | X | SUN
Solar Photovoltaic.SUN | solar PV | TRUE | 64141 | Geddes 2 Solar, LLC | 64498 | Geddes 2 Solar, LLC | MI | Saginaw | FACG2 | Solar Photovoltaic | PV |  | S | 2 |  | 2 | 2 |  | N |  |  | N | IPP Non-CHP | 2 | X | SUN
Solar Photovoltaic.SUN | solar PV | TRUE | 64140 | Bullhead Solar, LLC | 64499 | Bullhead Solar, LLC | MI | Hillsdale | FACBH | Solar Photovoltaic | PV |  | S | 2 |  | 2 | 2 |  | N |  |  | N | IPP Non-CHP | 2 | X | SUN
Solar Photovoltaic.SUN | solar PV | TRUE | 64139 | Angola Solar, LLC | 64500 | Angola Solar, LLC | MI | Branch | FACAN | Solar Photovoltaic | PV |  | S | 2 |  | 2 | 2 | 0 | N |  |  | N | IPP Non-CHP | 2 | X | SUN
Solar Photovoltaic.SUN | solar PV | FALSE | 60268 | Hartz Solar, LLC | 64502 | 7448 Candlewood Road | MD | Anne Arundel | 1 | Solar Photovoltaic | PV |  | S | 1.5 |  | 1.5 | 1.2 |  | N |  |  | N | Commercial Non-CHP | 4 | X | SUN
Solar Photovoltaic.SUN | solar PV | TRUE | 64149 | Palmer Community Solar LLC | 64503 | Palmer Community Solar LLC CSG | MN | Chisago | PALM | Solar Photovoltaic | PV |  | S | 1 | 1 | 1 | 1 |  | N |  |  | N | IPP Non-CHP | 2 | X | SUN
Solar Photovoltaic.SUN | solar PV | TRUE | 64150 | Medin 2 Community Solar LLC | 64504 | Medin 2 Community Solar LLC CSG | MN | Chisago | MED2 | Solar Photovoltaic | PV |  | S | 1 | 1 | 1 | 1 |  | N |  |  | N | IPP Non-CHP | 2 | X | SUN
Landfill Gas.LFG | natural gas peaker | TRUE | 6395 | Flathead Electric Coop Inc | 64505 | Flathead Landfill to Gas Energy Facility | MT | Flathead | LFGE1 | Landfill Gas | IC |  | S | 1.6 | 0.9 | 1.6 | 1.6 | 0.8 | N |  |  | N | Electric Utility | 1 | X | LFG
Solar Photovoltaic.SUN | solar PV | TRUE | 64148 | Cokato Holdco LLC | 64506 | Cokato CSG | MN | Wright | COK | Solar Photovoltaic | PV |  | S | 4 |  | 4 | 4 |  | N |  |  | N | IPP Non-CHP | 2 | X | SUN
Batteries.MWH | battery storage | 0 | 13683 | North Carolina El Member Corp | 64508 | Hall Solar Energy Storage | NC | Duplin | BAT1 | Batteries | BA |  | S | 2.5 |  | 2.5 | 2.5 | 0 | N |  |  | N | Electric Utility | 1 | X | MWH
Solar Photovoltaic.SUN | solar PV | TRUE | 13683 | North Carolina El Member Corp | 64508 | Hall Solar Energy Storage | NC | Duplin | SOL1 | Solar Photovoltaic | PV |  | S | 2 |  | 2 | 2 |  | N |  |  | N | Electric Utility | 1 | X | SUN
Batteries.MWH | battery storage | 0 | 13683 | North Carolina El Member Corp | 64514 | Ludie Brown Solar Energy Storage | NC | Duplin | BAT1 | Batteries | BA |  | S | 2.5 |  | 2.5 | 2.5 | 0 | N |  |  | N | Electric Utility | 1 | X | MWH
Solar Photovoltaic.SUN | solar PV | TRUE | 13683 | North Carolina El Member Corp | 64514 | Ludie Brown Solar Energy Storage | NC | Duplin | SOL1 | Solar Photovoltaic | PV |  | S | 2 |  | 2 | 2 |  | N |  |  | N | Electric Utility | 1 | X | SUN
Petroleum Liquids.DFO | petroleum | FALSE | 64153 | Stamford Health Systems, Inc. | 64515 | Stamford Health | CT | Fairfield | 1 | Petroleum Liquids | IC |  | S | 0.4 | 0.8 | 0.4 | 0.4 | 0.1 | N |  |  | N | Commercial Non-CHP | 4 | X | DFO
Petroleum Liquids.DFO | petroleum | FALSE | 64153 | Stamford Health Systems, Inc. | 64515 | Stamford Health | CT | Fairfield | 13 | Petroleum Liquids | IC |  | S | 0.5 | 0.8 | 0.5 | 0.5 | 0.1 | N |  |  | N | Commercial Non-CHP | 4 | X | DFO
Petroleum Liquids.DFO | petroleum | FALSE | 64153 | Stamford Health Systems, Inc. | 64515 | Stamford Health | CT | Fairfield | 14 | Petroleum Liquids | IC |  | S | 0.4 | 0.8 | 0.5 | 0.5 | 0.1 | N |  |  | N | Commercial Non-CHP | 4 | X | DFO
Petroleum Liquids.DFO | petroleum | FALSE | 64153 | Stamford Health Systems, Inc. | 64515 | Stamford Health | CT | Fairfield | 15 | Petroleum Liquids | IC |  | S | 2.5 | 0.8 | 2.5 | 2.5 | 0.1 | N |  |  | N | Commercial Non-CHP | 4 | X | DFO
Petroleum Liquids.DFO | petroleum | FALSE | 64153 | Stamford Health Systems, Inc. | 64515 | Stamford Health | CT | Fairfield | 16 | Petroleum Liquids | IC |  | S | 2.5 | 0.8 | 2.5 | 2.5 | 0.1 | N |  |  | N | Commercial Non-CHP | 4 | X | DFO
Petroleum Liquids.DFO | petroleum | FALSE | 64153 | Stamford Health Systems, Inc. | 64515 | Stamford Health | CT | Fairfield | 4 | Petroleum Liquids | IC |  | S | 0.8 | 0.8 | 0.8 | 0.8 | 0.1 | N |  |  | N | Commercial Non-CHP | 4 | X | DFO
Petroleum Liquids.DFO | petroleum | FALSE | 64153 | Stamford Health Systems, Inc. | 64515 | Stamford Health | CT | Fairfield | 5 | Petroleum Liquids | IC |  | S | 0.8 | 0.8 | 0.8 | 0.8 | 0.1 | N |  |  | N | Commercial Non-CHP | 4 | X | DFO
Petroleum Liquids.DFO | petroleum | FALSE | 64153 | Stamford Health Systems, Inc. | 64515 | Stamford Health | CT | Fairfield | 7 | Petroleum Liquids | IC |  | S | 0.5 | 0.8 | 0.5 | 0.5 | 0.1 | N |  |  | N | Commercial Non-CHP | 4 | X | DFO
Batteries.MWH | battery storage | 0 | 13683 | North Carolina El Member Corp | 64516 | Lowe Solar Energy Storage | NC | Randolph | BAT1 | Batteries | BA |  | S | 2.5 |  | 2.5 | 2.5 | 0 | N |  |  | N | Electric Utility | 1 | X | MWH
Solar Photovoltaic.SUN | solar PV | TRUE | 13683 | North Carolina El Member Corp | 64516 | Lowe Solar Energy Storage | NC | Randolph | SOL1 | Solar Photovoltaic | PV |  | S | 2 |  | 2 | 2 |  | N |  |  | N | Electric Utility | 1 | X | SUN
Solar Photovoltaic.SUN | solar PV | TRUE | 58970 | Ecoplexus, Inc | 64517 | Department of Justice | CA | Sacramento | DOJ | Solar Photovoltaic | PV |  | S | 2.4 |  | 2.4 | 2.4 |  | N |  |  | N | IPP Non-CHP | 2 | X | SUN
Solar Photovoltaic.SUN | solar PV | TRUE | 58970 | Ecoplexus, Inc | 64518 | CA Institute for Women | CA | San Bernardino | CIW | Solar Photovoltaic | PV |  | S | 1 |  | 1 | 1 |  | N |  |  | N | IPP Non-CHP | 2 | X | SUN
Solar Photovoltaic.SUN | solar PV | TRUE | 58970 | Ecoplexus, Inc | 64519 | Centinela State Prison | CA | Imperial | CENSP | Solar Photovoltaic | PV |  | S | 6 |  | 6 | 6 |  | N |  |  | N | IPP Non-CHP | 2 | X | SUN
Batteries.MWH | battery storage | 0 | 13683 | North Carolina El Member Corp | 64520 | Spencer Meadow Solar Energy Storage | NC | Randolph | BAT1 | Batteries | BA |  | S | 2.5 |  | 2.5 | 2.5 | 0 | N |  |  | N | Electric Utility | 1 | X | MWH
Solar Photovoltaic.SUN | solar PV | TRUE | 13683 | North Carolina El Member Corp | 64520 | Spencer Meadow Solar Energy Storage | NC | Randolph | SOL1 | Solar Photovoltaic | PV |  | S | 2 |  | 2 | 2 |  | N |  |  | N | Electric Utility | 1 | X | SUN
Solar Photovoltaic.SUN | solar PV | TRUE | 58970 | Ecoplexus, Inc | 64521 | Calipatria State Prison | CA | Imperial | CALSP | Solar Photovoltaic | PV |  | S | 6 |  | 6 | 6 |  | N |  |  | N | IPP Non-CHP | 2 | X | SUN
Batteries.MWH | battery storage | 0 | 13683 | North Carolina El Member Corp | 64522 | Old Cedar Solar Energy Storage | NC | Randolph | BAT1 | Batteries | BA |  | S | 1.3 |  | 1.3 | 1.3 | 0 | N |  |  | N | Electric Utility | 1 | X | MWH
Solar Photovoltaic.SUN | solar PV | TRUE | 13683 | North Carolina El Member Corp | 64522 | Old Cedar Solar Energy Storage | NC | Randolph | SOL1 | Solar Photovoltaic | PV |  | S | 1 |  | 1 | 1 |  | N |  |  | N | Electric Utility | 1 | X | SUN
Solar Photovoltaic.SUN | solar PV | TRUE | 58970 | Ecoplexus, Inc | 64523 | Atascadero State Hospital | CA | San Luis Obispo | ATASC | Solar Photovoltaic | PV |  | S | 1.1 |  | 1.1 | 1.1 |  | N |  |  | N | IPP Non-CHP | 2 | X | SUN
Solar Photovoltaic.SUN | solar PV | TRUE | 64160 | SoCore Clovis 1 LLC | 64524 | SoCore Clovis 1 | NM | Curry | 79100 | Solar Photovoltaic | PV |  | S | 2 |  | 2 | 2 |  | N |  |  | N | IPP Non-CHP | 2 | X | SUN
Solar Photovoltaic.SUN | solar PV | TRUE | 62923 | Solar Planet Power | 64525 | Troupsburg | NY | Steuben | TB1 | Solar Photovoltaic | PV |  | W | 7 |  | 7 | 7 |  | N |  |  | N | IPP Non-CHP | 2 | X | SUN
Solar Photovoltaic.SUN | solar PV | TRUE | 62915 | Madison Energy Holdings LLC | 64526 | Raboth - Marion Drive | MA | Plymouth | RABTH | Solar Photovoltaic | PV |  | S | 3.5 |  | 3.5 | 3.5 | 3.5 | N |  |  | N | IPP Non-CHP | 2 | X | SUN
Solar Photovoltaic.SUN | solar PV | TRUE | 64778 | Strata Manager, LLC | 64527 | Flatwood Farm | NC | Chatham | 16507 | Solar Photovoltaic | PV |  | W | 5 | 1 | 5 | 5 |  | N |  |  | N | IPP Non-CHP | 2 | X | SUN
Batteries.MWH | battery storage | 0 | 60947 | Tesla Inc. | 64528 | Gambit Energy Storage - Angleton Storage | TX | Brazoria | 1 | Batteries | BA |  | S | 100 |  | 100 | 100 | 0 | N |  |  | N | IPP Non-CHP | 2 | X | MWH
Solar Photovoltaic.SUN | solar PV | TRUE | 6455 | Duke Energy Florida, LLC | 64533 | Fort Green Solar Power Plant | FL | Hardee | PV1 | Solar Photovoltaic | PV |  | S | 74.9 |  | 74.9 | 74.9 |  | N |  |  | N | Electric Utility | 1 | X | SUN
Solar Photovoltaic.SUN | solar PV | TRUE | 64170 | Camden Solar LLC | 64535 | Camden Solar LLC | NC | Camden | KOV4A | Solar Photovoltaic | PV |  | S | 20 |  | 20 | 20 | 1 | N | 11 | 2056 | N | IPP Non-CHP | 2 | X | SUN
Solar Photovoltaic.SUN | solar PV | TRUE | 64167 | Corazon Energy LLC | 64538 | Corazon Energy LLC | TX | Webb | KOV4A | Solar Photovoltaic | PV |  | S | 200 | 1 | 200 | 200 |  | N |  |  | N | IPP Non-CHP | 2 | X | SUN
Solar Photovoltaic.SUN | solar PV | TRUE | 64175 | FPS Coxsackie Solar LLC | 64542 | Coxsackie Solar | NY | Greene | 1 | Solar Photovoltaic | PV |  | S | 5 |  | 5 | 5 |  | N |  |  | N | IPP Non-CHP | 2 | X | SUN
Batteries.MWH | battery storage | 0 | 6452 | Florida Power & Light Co | 64546 | Wynwood Energy Storage | FL | Miami Dade | 1 | Batteries | BA |  | S | 10 |  | 10 | 10 | 0.7 | N |  |  | N | Electric Utility | 1 | X | MWH
Solar Photovoltaic.SUN | solar PV | TRUE | 64120 | Smithfield Solar Farm | 64549 | Smithfield Solar Farm, LLC | RI | Providence | PV1 | Solar Photovoltaic | PV |  | S | 2.4 |  | 2.4 | 2.4 |  | N |  |  | N | IPP Non-CHP | 2 | X | SUN
Petroleum Liquids.DFO | petroleum | TRUE | 7626 | City of Greenfield - (IA) | 64552 | Downtown Generation Plant | IA | Adair | 1 | Petroleum Liquids | IC |  | S | 2.5 | 0.8 | 2.5 | 2.5 | 0.8 | N |  |  | N | Electric Utility | 1 | X | DFO
Petroleum Liquids.DFO | petroleum | TRUE | 7626 | City of Greenfield - (IA) | 64552 | Downtown Generation Plant | IA | Adair | 2 | Petroleum Liquids | IC |  | S | 2.5 | 0.8 | 2.5 | 2.5 | 0.8 | N |  |  | N | Electric Utility | 1 | X | DFO
Solar Photovoltaic.SUN | solar PV | TRUE | 64181 | Riverstart Solar Park LLC | 64553 | Riverstart Solar Park LLC | IN | Randolph | GEN01 | Solar Photovoltaic | PV |  | S | 200 |  | 200 | 200 |  | N |  |  | N | IPP Non-CHP | 2 | X | SUN
Solar Photovoltaic.SUN | solar PV | TRUE | 61227 | Nautilus Solar Solutions | 64554 | Bright Field Solar LLC(CSG) | NY | Allegany | BF | Solar Photovoltaic | PV |  | S | 4 |  | 4 | 4 |  | N |  |  | N | IPP Non-CHP | 2 | X | SUN
Solar Photovoltaic.SUN | solar PV | TRUE | 61227 | Nautilus Solar Solutions | 64555 | Bright Oak Solar LLC(CSG) | NY | Genesee | BO | Solar Photovoltaic | PV |  | S | 4 |  | 4 | 4 |  | N |  |  | N | IPP Non-CHP | 2 | X | SUN
Solar Photovoltaic.SUN | solar PV | TRUE | 61227 | Nautilus Solar Solutions | 64556 | Bright Hill Solar LLC(CSG) | NY | Livingston | BH | Solar Photovoltaic | PV |  | S | 5 |  | 5 | 5 |  | N |  |  | N | IPP Non-CHP | 2 | X | SUN
Solar Photovoltaic.SUN | solar PV | TRUE | 61227 | Nautilus Solar Solutions | 64557 | River Valley LLC (NY) (CSG) | NY | Cattaraugus | RV | Solar Photovoltaic | PV |  | S | 5 |  | 5 | 5 |  | N |  |  | N | IPP Non-CHP | 2 | X | SUN
Solar Photovoltaic.SUN | solar PV | TRUE | 64187 | Wallingford Renewable Energy, LLC | 64559 | Wallingford Solar | CT | New Haven | WS | Solar Photovoltaic | PV |  | S | 16.1 |  | 16.1 | 16.1 |  | N |  |  | N | IPP Non-CHP | 2 | X | SUN
Solar Photovoltaic.SUN | solar PV | TRUE | 64189 | 237 State Route 96 Site 2, LLC | 64560 | Tioga Solar South(CSG) | NY | Tioga | TSS | Solar Photovoltaic | PV |  | S | 5 |  | 5 | 5 |  | N |  |  | N | IPP Non-CHP | 2 | X | SUN
Solar Photovoltaic.SUN | solar PV | TRUE | 64190 | 237 State Route 96 Site 1, LLC | 64561 | Tioga Solar North(CSG) | NY | Tioga | TSN | Solar Photovoltaic | PV |  | S | 5 |  | 5 | 5 |  | N |  |  | N | IPP Non-CHP | 2 | X | SUN
Solar Photovoltaic.SUN | solar PV | TRUE | 64193 | Washingtonville | 64562 | Washingtonville(CSG) | NY | Orange | WAS | Solar Photovoltaic | PV |  | S | 2 |  | 2 | 2 |  | N |  |  | N | IPP Non-CHP | 2 | X | SUN
Solar Photovoltaic.SUN | solar PV | TRUE | 63359 | REA Investments, LLC | 64563 | Novel Stein Solar LLC CSG | MN | Chisago | STEIN | Solar Photovoltaic | PV |  | S | 1 | 1 | 1 | 1 |  | N |  |  | N | IPP Non-CHP | 2 | X | SUN
Solar Photovoltaic.SUN | solar PV | TRUE | 64199 | Arlington Energy Center III | 64564 | Arlington Energy Center III | CA | Riverside | AEC3 | Solar Photovoltaic | PV |  | S | 131 |  | 131 | 131 |  | N |  |  | N | IPP Non-CHP | 2 | X | SUN
Batteries.MWH | battery storage | 0 | 64199 | Arlington Energy Center III | 64564 | Arlington Energy Center III | CA | Riverside | AEC3B | Batteries | BA |  | S | 110 |  | 110 | 110 | 0 | N |  |  | N | IPP Non-CHP | 2 | X | MWH
Solar Photovoltaic.SUN | solar PV | TRUE | 62715 | Westbound Solar LLC | 64565 | Apalachicola | GA | Richmond | GPAPA | Solar Photovoltaic | PV |  | S | 2.5 |  | 2.5 | 2.5 |  | N |  |  | N | IPP Non-CHP | 2 | X | SUN
Solar Photovoltaic.SUN | solar PV | TRUE | 61012 | AES Distributed Energy | 64566 | Central Line Solar, LLC | AZ | Pinal | CNTRL | Solar Photovoltaic | PV |  | S | 100 |  | 100 | 100 |  | N |  |  | N | IPP Non-CHP | 2 | X | SUN
Solar Photovoltaic.SUN | solar PV | TRUE | 61012 | AES Distributed Energy | 64568 | Letts Creek Solar, LLC | MI | Jackson | LETTS | Solar Photovoltaic | PV |  | S | 15 |  | 15 | 15 |  | N |  |  | N | IPP Non-CHP | 2 | X | SUN
Solar Photovoltaic.SUN | solar PV | TRUE | 62715 | Westbound Solar LLC | 64569 | Arnold Cochran | GA | Bleckley | GPACO | Solar Photovoltaic | PV |  | S | 1.7 |  | 1.7 | 1.7 |  | N |  |  | N | IPP Non-CHP | 2 | X | SUN
Solar Photovoltaic.SUN | solar PV | TRUE | 62715 | Westbound Solar LLC | 64570 | Columbia Substation | GA | Columbia | GPCOL | Solar Photovoltaic | PV |  | S | 2 |  | 2 | 2 |  | N |  |  | N | IPP Non-CHP | 2 | X | SUN
Solar Photovoltaic.SUN | solar PV | TRUE | 62715 | Westbound Solar LLC | 64571 | Coody Cochran | GA | Bleckley | GPCOD | Solar Photovoltaic | PV |  | S | 2.6 |  | 2.6 | 2.6 |  | N |  |  | N | IPP Non-CHP | 2 | X | SUN
Solar Photovoltaic.SUN | solar PV | TRUE | 64197 | AMP MA Dudley | 64572 | Dudley | MA | Worcester | 1 | Solar Photovoltaic | PV |  | S | 3 | 1 | 3 | 3 |  | N |  |  | N | IPP Non-CHP | 2 | X | SUN
Solar Photovoltaic.SUN | solar PV | TRUE | 64198 | AMP MA Joe Jenny | 64573 | Joe Jenny | MA | Worcester | 1 | Solar Photovoltaic | PV |  | S | 1 | 1 | 1 | 1 |  | N |  |  | N | IPP Non-CHP | 2 | X | SUN
Solar Photovoltaic.SUN | solar PV | TRUE | 64200 | BWC Bass River LLC | 64574 | Westport Community Solar Garden | MA | Bristol | 1 | Solar Photovoltaic | PV |  | S | 2 | 1 | 2 | 2 |  | N |  |  | N | IPP Non-CHP | 2 | X | SUN
Solar Photovoltaic.SUN | solar PV | TRUE | 64201 | BWC Box Pond LLC | 64575 | Mendon | MA | Worcester | 1 | Solar Photovoltaic | PV |  | S | 2.6 | 1 | 2.6 | 2.6 |  | N |  |  | N | IPP Non-CHP | 2 | X | SUN
Solar Photovoltaic.SUN | solar PV | TRUE | 64191 | Minisink Solar LLC | 64577 | Minisink CSG | NY | Orange | MIN | Solar Photovoltaic | PV |  | S | 1 |  | 1 | 1 |  | N |  |  | N | IPP Non-CHP | 2 | X | SUN
Solar Photovoltaic.SUN | solar PV | TRUE | 64192 | Slate Hill Solar LLC | 64578 | Slate Hill(CSG) | NY | Orange | SLT | Solar Photovoltaic | PV |  | S | 2 |  | 2 | 2 |  | N |  |  | N | IPP Non-CHP | 2 | X | SUN
Solar Photovoltaic.SUN | solar PV | TRUE | 61944 | MN8 Energy LLC | 64579 | Broadway 2 - UC Riverside | CA | Riverside | GEN1 | Solar Photovoltaic | PV |  | W | 3 | 1 | 3 | 3 |  | N |  |  | N | IPP Non-CHP | 2 | X | SUN
Solar Photovoltaic.SUN | solar PV | TRUE | 61944 | MN8 Energy LLC | 64580 | Broadway 2 - Tucson Phase II | AZ | Pima | GEN | Solar Photovoltaic | PV |  | W | 3 | 1 | 3 | 3 |  | N |  |  | N | IPP Non-CHP | 2 | X | SUN
Solar Photovoltaic.SUN | solar PV | TRUE | 61012 | AES Distributed Energy | 64581 | Pullman Solar, LLC | MI | Allegan | PULMN | Solar Photovoltaic | PV |  | S | 20 |  | 20 | 20 |  | N |  |  | N | IPP Non-CHP | 2 | X | SUN
Solar Photovoltaic.SUN | solar PV | TRUE | 62715 | Westbound Solar LLC | 64582 | Shawnee - GA | GA | Burke | GPSHA | Solar Photovoltaic | PV |  | S | 2 |  | 2 | 2 |  | N |  |  | N | IPP Non-CHP | 2 | X | SUN
Solar Photovoltaic.SUN | solar PV | TRUE | 62715 | Westbound Solar LLC | 64583 | Westberry Jesup | GA | Wayne | GPWJE | Solar Photovoltaic | PV |  | S | 2.6 |  | 2.6 | 2.6 |  | N |  |  | N | IPP Non-CHP | 2 | X | SUN
Solar Photovoltaic.SUN | solar PV | TRUE | 62715 | Westbound Solar LLC | 64584 | Fountain Folkston | GA | Charlton | GPFTF | Solar Photovoltaic | PV |  | S | 2.1 |  | 2.1 | 2.1 |  | N |  |  | N | IPP Non-CHP | 2 | X | SUN
Solar Photovoltaic.SUN | solar PV | TRUE | 62715 | Westbound Solar LLC | 64585 | Harris Shiloh | GA | Harris | GPHAR | Solar Photovoltaic | PV |  | S | 2.1 |  | 2.1 | 2.1 |  | N |  |  | N | IPP Non-CHP | 2 | X | SUN
Solar Photovoltaic.SUN | solar PV | TRUE | 62715 | Westbound Solar LLC | 64586 | Polk Cedartown | GA | Polk | GPPOL | Solar Photovoltaic | PV |  | S | 2.2 |  | 2.2 | 2.2 |  | N |  |  | N | IPP Non-CHP | 2 | X | SUN
Solar Photovoltaic.SUN | solar PV | TRUE | 64202 | BWC Buckmaster Pond LLC | 64587 | Dover | MA | Norfolk | 1 | Solar Photovoltaic | PV |  | S | 1 |  | 1 | 1 |  | N |  |  | N | IPP Non-CHP | 2 | X | SUN
Solar Photovoltaic.SUN | solar PV | TRUE | 64203 | BWC Connecticut River LLC | 64588 | Adirondack A+B Community Solar Garden | MA | Bristol | 1 | Solar Photovoltaic | PV |  | S | 5 |  | 5 | 5 |  | N |  |  | N | IPP Non-CHP | 2 | X | SUN
Solar Photovoltaic.SUN | solar PV | TRUE | 64204 | BWC Hamilton Brook LLC | 64589 | Westport B Community Solar Garden | MA | Bristol | 1 | Solar Photovoltaic | PV |  | S | 4.5 |  | 4.5 | 4.5 |  | N |  |  | N | IPP Non-CHP | 2 | X | SUN
Solar Photovoltaic.SUN | solar PV | TRUE | 11479 | Madison Gas & Electric Co | 64590 | O'Brien Solar Fields | WI | Dane | OBSFN | Solar Photovoltaic | PV |  | S | 8.3 |  | 8.3 | 8.3 |  | N |  |  | N | Electric Utility | 1 | X | SUN
Solar Photovoltaic.SUN | solar PV | TRUE | 11479 | Madison Gas & Electric Co | 64590 | O'Brien Solar Fields | WI | Dane | OBSFS | Solar Photovoltaic | PV |  | S | 8.3 |  | 8.3 | 8.3 |  | N |  |  | N | Electric Utility | 1 | X | SUN
Solar Photovoltaic.SUN | solar PV | TRUE | 11479 | Madison Gas & Electric Co | 64590 | O'Brien Solar Fields | WI | Dane | OBSFW | Solar Photovoltaic | PV |  | S | 5.5 |  | 5.5 | 5.5 |  | N |  |  | N | Electric Utility | 1 | X | SUN
Onshore Wind Turbine.WND | onshore wind | TRUE | 64209 | El Algodon Alto Wind Farm, LLC | 64591 | El Algodon Alto Wind Farm, LLC | TX | San Patricio | EEA | Onshore Wind Turbine | WT |  | S | 200.2 |  | 194 | 194 | 0.1 | N |  |  | N | IPP Non-CHP | 2 | X | WND
Other Gases.OG | other | FALSE | 64211 | 3 MW LLC | 64592 | 3 MW LLC | CO | Gunnison | GEN1 | Other Gases | IC |  | S | 1 | 0.98 | 1 | 1 | 0.1 | N |  |  | N | Industrial Non-CHP | 6 | X | OG
Other Gases.OG | other | FALSE | 64211 | 3 MW LLC | 64592 | 3 MW LLC | CO | Gunnison | GEN2 | Other Gases | IC |  | S | 1 | 0.98 | 1 | 1 | 0.1 | N |  |  | N | Industrial Non-CHP | 6 | X | OG
Other Gases.OG | other | FALSE | 64211 | 3 MW LLC | 64592 | 3 MW LLC | CO | Gunnison | GEN3 | Other Gases | IC |  | S | 1 | 0.98 | 1 | 1 | 0.1 | N |  |  | N | Industrial Non-CHP | 6 | X | OG
Solar Photovoltaic.SUN | solar PV | TRUE | 64210 | Lapeer-Cortland Solar, LLC | 64593 | Bellisario Solar 1 | NY | Cortland | B1 | Solar Photovoltaic | PV |  | S | 5 |  | 5 | 5 |  | N |  |  | N | IPP Non-CHP | 2 | X | SUN
Solar Photovoltaic.SUN | solar PV | TRUE | 64210 | Lapeer-Cortland Solar, LLC | 64594 | Bellisario Solar 2 | NY | Cortland | B1 | Solar Photovoltaic | PV |  | S | 5 |  | 5 | 5 |  | N |  |  | N | IPP Non-CHP | 2 | X | SUN
Solar Photovoltaic.SUN | solar PV | TRUE | 64210 | Lapeer-Cortland Solar, LLC | 64595 | Bellisario Solar 3 | NY | Cortland | B1 | Solar Photovoltaic | PV |  | S | 5 |  | 5 | 5 |  | N |  |  | N | IPP Non-CHP | 2 | X | SUN
Solar Photovoltaic.SUN | solar PV | TRUE | 62067 | EnterSolar | 64600 | Prologis L.P | CA | San Joaquin | PLDPL | Solar Photovoltaic | PV |  | W | 3 |  | 3 | 3 |  | N |  |  | N | IPP Non-CHP | 2 | X | SUN
Batteries.MWH | battery storage | 0 | 62854 | Solar Star California LXXVIII, LLC | 64601 | County of San Diego COC Hybrid | CA | San Diego | ESS | Batteries | BA |  | W | 0.4 |  | 0.5 | 0.5 | 0.4 | N |  |  | N | IPP Non-CHP | 2 | X | MWH
Solar Photovoltaic.SUN | solar PV | TRUE | 62854 | Solar Star California LXXVIII, LLC | 64601 | County of San Diego COC Hybrid | CA | San Diego | PV | Solar Photovoltaic | PV |  | S | 1.7 |  | 1.7 | 1.1 |  | N |  |  | N | IPP Non-CHP | 2 | X | SUN
Solar Photovoltaic.SUN | solar PV | TRUE | 61227 | Nautilus Solar Solutions | 64602 | Kirby Road Solar, LLC | MD | Prince Georges | KBR | Solar Photovoltaic | PV |  | S | 1.3 |  | 1.3 | 1.3 |  | N |  |  | N | IPP Non-CHP | 2 | X | SUN
Solar Photovoltaic.SUN | solar PV | TRUE | 61227 | Nautilus Solar Solutions | 64603 | TPE King Solar Holdings1, LLC (CSG) | RI | Providence | KING1 | Solar Photovoltaic | PV |  | S | 12.7 |  | 12.7 | 12.7 |  | N |  |  | N | IPP Non-CHP | 2 | X | SUN
Solar Photovoltaic.SUN | solar PV | TRUE | 60531 | Standard Solar | 64604 | MNCPPC Randall Farm | MD | Prince Georges | X0009 | Solar Photovoltaic | PV |  | S | 1.4 |  | 1.4 | 1.4 |  | N |  |  | N | IPP Non-CHP | 2 | X | SUN
Solar Photovoltaic.SUN | solar PV | TRUE | 61227 | Nautilus Solar Solutions | 64606 | Burns Solar One LLC | MD | Baltimore | 64606 | Solar Photovoltaic | PV |  | S | 2 |  | 2 | 2 |  | N |  |  | N | IPP Non-CHP | 2 | X | SUN
Conventional Hydroelectric.WAT | hydro | TRUE | 64221 | MC6 Hydro Facility | 64607 | MC6 Hydro Facility | ID | Ada | GEN1 | Conventional Hydroelectric | HY |  | S | 2.3 | 1 | 2.3 | 2.3 | 0.1 | N |  |  | N | IPP Non-CHP | 2 | X | WAT
Solar Photovoltaic.SUN | solar PV | TRUE | 61227 | Nautilus Solar Solutions | 64608 | Hostetter Solar One, LLC | MD | Washington | 64608 | Solar Photovoltaic | PV |  | S | 2 |  | 2 | 2 |  | N |  |  | N | IPP Non-CHP | 2 | X | SUN
Solar Photovoltaic.SUN | solar PV | TRUE | 64220 | Solar Star Prime 5, LLC | 64610 | Amazon MDW6 Solar Project | IL | Will | MDW6 | Solar Photovoltaic | PV |  | W | 1.9 |  | 1.9 | 1.6 |  | N |  |  | N | IPP Non-CHP | 2 | X | SUN
Batteries.MWH | battery storage | 0 | 64229 | SEPV Sierra, LLC | 64611 | SEPV Sierra | CA | Los Angeles | 1 | Batteries | BA |  | S | 8.5 |  | 8.5 | 8.5 | 0 | Y |  |  | N | IPP Non-CHP | 2 | X | MWH
Solar Photovoltaic.SUN | solar PV | TRUE | 64229 | SEPV Sierra, LLC | 64611 | SEPV Sierra | CA | Los Angeles | 2 | Solar Photovoltaic | PV |  | S | 2.3 |  | 2.3 | 2.3 |  | N |  |  | N | IPP Non-CHP | 2 | X | SUN
Batteries.MWH | battery storage | 0 | 16609 | San Diego Gas & Electric Co | 64612 | Kearny North Energy Storage | CA | San Diego | KNES | Batteries | BA |  | S | 10 |  | 10 | 10 | 10 | N |  |  | N | Electric Utility | 1 | X | MWH
Batteries.MWH | battery storage | 0 | 16609 | San Diego Gas & Electric Co | 64614 | Kearny South Energy Storage | CA | San Diego | KSES | Batteries | BA |  | S | 10 |  | 10 | 10 | 10 | N |  |  | N | Electric Utility | 1 | X | MWH
Batteries.MWH | battery storage | 0 | 64234 | Kearsarge William Way LLC | 64617 | Kearsarge William Way | MA | Norfolk | BWBAT | Batteries | BA |  | S | 2.6 | 1 | 2.6 | 2.6 | 2.6 | N |  |  | N | IPP Non-CHP | 2 | X | MWH
Solar Photovoltaic.SUN | solar PV | TRUE | 64234 | Kearsarge William Way LLC | 64617 | Kearsarge William Way | MA | Norfolk | BWW | Solar Photovoltaic | PV |  | S | 4.4 |  | 4.4 | 4.4 |  | N |  |  | N | IPP Non-CHP | 2 | X | SUN
Batteries.MWH | battery storage | 0 | 64235 | Kearsarge Haverhill LLC | 64618 | Kearsarge Haverhill | MA | Essex | HABAT | Batteries | BA |  | S | 2 |  | 2 | 2 | 2 | N |  |  | N | IPP Non-CHP | 2 | X | MWH
Solar Photovoltaic.SUN | solar PV | TRUE | 64235 | Kearsarge Haverhill LLC | 64618 | Kearsarge Haverhill | MA | Essex | HAV | Solar Photovoltaic | PV |  | S | 2.8 |  | 2.8 | 2.8 |  | N |  |  | N | IPP Non-CHP | 2 | X | SUN
Batteries.MWH | battery storage | 0 | 64237 | Kearsarge Montague BD LLC | 64620 | Kearsarge Montague BD(CSG) | MA | Franklin | MBBAT | Batteries | BA |  | S | 1.3 | 1 | 1.3 | 1.3 | 1.3 | N |  |  | N | IPP Non-CHP | 2 | X | MWH
Solar Photovoltaic.SUN | solar PV | TRUE | 64237 | Kearsarge Montague BD LLC | 64620 | Kearsarge Montague BD(CSG) | MA | Franklin | MBD | Solar Photovoltaic | PV |  | S | 2.5 | 1 | 2.5 | 2.5 | 2.5 | N |  |  | N | IPP Non-CHP | 2 | X | SUN
Other Waste Biomass.OBG | biomass | TRUE | 64240 | Madera DP 2, LLC | 64622 | Diamond H Dairy Power | CA | Madera | GEN1 | Other Waste Biomass | IC |  | S | 1 | 0.98 | 1 | 1 | 0.5 | N |  |  | N | IPP Non-CHP | 2 | X | OBG
Other Waste Biomass.OBG | biomass | TRUE | 64240 | Madera DP 2, LLC | 64622 | Diamond H Dairy Power | CA | Madera | GEN2 | Other Waste Biomass | IC |  | S | 1 | 0.98 | 1 | 1 | 0.5 | N |  |  | N | IPP Non-CHP | 2 | X | OBG
Onshore Wind Turbine.WND | onshore wind | TRUE | 13781 | Northern States Power Co - Minnesota | 64623 | Freeborn Wind Farm | MN | Freeborn | FBW01 | Onshore Wind Turbine | WT |  | S | 218 |  | 200 | 200 | 1 | N |  |  | N | Electric Utility | 1 | X | WND
Batteries.MWH | battery storage | 0 | 61944 | MN8 Energy LLC | 64624 | Hudson - High Desert Hybrid | CA | San Bernardino | BESS1 | Batteries | BA |  | S | 50 | 1 | 50 | 50 | 0 | N |  |  | N | IPP Non-CHP | 2 | X | MWH
Solar Photovoltaic.SUN | solar PV | TRUE | 61944 | MN8 Energy LLC | 64624 | Hudson - High Desert Hybrid | CA | San Bernardino | GEN1 | Solar Photovoltaic | PV |  | S | 100 | 1 | 100 | 100 |  | N |  |  | N | IPP Non-CHP | 2 | X | SUN
Solar Photovoltaic.SUN | solar PV | TRUE | 64241 | Blodgett Street Solar 1, LLC | 64627 | Blodgett Solar CSG | MA | Middlesex | BLD | Solar Photovoltaic | PV |  | S | 5 |  | 5 | 5 |  | N |  |  | N | IPP Non-CHP | 2 | X | SUN
Batteries.MWH | battery storage | 0 | 64241 | Blodgett Street Solar 1, LLC | 64627 | Blodgett Solar CSG | MA | Middlesex | BLO | Batteries | BA |  | S | 5 |  | 5 | 5 | 5 | N |  |  | N | IPP Non-CHP | 2 | X | MWH
Solar Photovoltaic.SUN | solar PV | TRUE | 63511 | Luminace Solar Illinois 2, LLC | 64628 | Slidematic at Rockford | IL | Winnebago | SLIDE | Solar Photovoltaic | PV |  | S | 1.8 |  | 1.8 | 1.8 |  | N |  |  | N | IPP Non-CHP | 2 | X | SUN
Solar Photovoltaic.SUN | solar PV | TRUE | 63511 | Luminace Solar Illinois 2, LLC | 64629 | JM Huber at Quincy | IL | Adams | JMH | Solar Photovoltaic | PV |  | S | 1.5 | 1 | 1.5 | 1.5 |  | N |  |  | N | IPP Non-CHP | 2 | X | SUN
Solar Photovoltaic.SUN | solar PV | TRUE | 50123 | Leeward Asset Management, LLC | 64630 | Rabbitbrush Solar, LLC | CA | Kern | GEN01 | Solar Photovoltaic | PV |  | S | 100 |  | 100 | 100 |  | N |  |  | N | IPP Non-CHP | 2 | X | SUN
Batteries.MWH | battery storage | 0 | 50123 | Leeward Asset Management, LLC | 64630 | Rabbitbrush Solar, LLC | CA | Kern | RBBAT | Batteries | BA |  | S | 20 |  | 20 | 20 |  | N |  |  | N | IPP Non-CHP | 2 | X | MWH
Solar Photovoltaic.SUN | solar PV | TRUE | 18454 | Tampa Electric Co | 64631 | Jamison Solar (FL) | FL | Polk | 1 | Solar Photovoltaic | PV |  | S | 74.5 |  | 74.5 | 74.5 |  | N |  |  | N | Electric Utility | 1 | X | SUN
Solar Photovoltaic.SUN | solar PV | TRUE | 64249 | Big River Solar, LLC | 64637 | Big River Solar | IL | White | BRS | Solar Photovoltaic | PV |  | S | 149 | 0.95 | 149 | 149 |  | N |  |  | N | IPP Non-CHP | 2 | X | SUN
Onshore Wind Turbine.WND | onshore wind | TRUE | 64250 | Borderlands Wind, LLC | 64638 | Borderlands Wind, LLC | NM | Catron | WBB | Onshore Wind Turbine | WT |  | S | 100 |  | 100 | 100 | 3 | N |  |  | N | IPP Non-CHP | 2 | X | WND
Onshore Wind Turbine.WND | onshore wind | TRUE | 64251 | TG East Wind Project LLC | 64639 | TG East | TX | Knox | ESCA | Onshore Wind Turbine | WT |  | S | 336 | 1 | 336 | 336 | 0 | N |  |  | N | IPP Non-CHP | 2 | X | WND
Batteries.MWH | battery storage | 0 | 3046 | Duke Energy Progress - (NC) | 64640 | Hot Springs Energy Storage & Microgrid | NC | Madison | ES1 | Batteries | BA |  | S | 4.4 |  | 4.4 | 4.4 |  | N |  |  | N | Electric Utility | 1 | X | MWH
Solar Photovoltaic.SUN | solar PV | TRUE | 3046 | Duke Energy Progress - (NC) | 64640 | Hot Springs Energy Storage & Microgrid | NC | Madison | PV1 | Solar Photovoltaic | PV |  | S | 1.9 |  | 1.9 | 1.9 |  | N |  |  | N | Electric Utility | 1 | X | SUN
Solar Photovoltaic.SUN | solar PV | TRUE | 18454 | Tampa Electric Co | 64641 | Big Bend II Solar | FL | Hillsborough | 2 | Solar Photovoltaic | PV |  | S | 45.8 |  | 45.8 | 45.8 |  | Y |  |  | N | Electric Utility | 1 | X | SUN
Solar Photovoltaic.SUN | solar PV | TRUE | 61227 | Nautilus Solar Solutions | 64642 | P52ES 1755 Henryton Rd Phase 1 LLC CSG | MD | Howard | HCSG | Solar Photovoltaic | PV |  | S | 1.9 |  | 1.9 | 1.9 |  | N |  |  | N | IPP Non-CHP | 2 | X | SUN
Solar Photovoltaic.SUN | solar PV | TRUE | 61227 | Nautilus Solar Solutions | 64643 | P52ES 1755 Henryton Rd Phase 2 LLC | MD | Howard | HVNM | Solar Photovoltaic | PV |  | S | 1.9 |  | 1.9 | 1.9 |  | N |  |  | N | IPP Non-CHP | 2 | X | SUN
Solar Photovoltaic.SUN | solar PV | TRUE | 61227 | Nautilus Solar Solutions | 64644 | White Marsh Solar | MD | Baltimore | WM | Solar Photovoltaic | PV |  | S | 1.5 |  | 1.5 | 1.5 |  | N |  |  | N | IPP Non-CHP | 2 | X | SUN
Solar Photovoltaic.SUN | solar PV | TRUE | 61227 | Nautilus Solar Solutions | 64645 | Mason Solar One LLC | MD | Cecil | MAS | Solar Photovoltaic | PV |  | S | 1 |  | 1 | 1 |  | N |  |  | N | IPP Non-CHP | 2 | X | SUN
Solar Photovoltaic.SUN | solar PV | TRUE | 61227 | Nautilus Solar Solutions | 64646 | Pittman Solar One LLC | MD | Washington | PITT | Solar Photovoltaic | PV |  | S | 2 |  | 2 | 2 |  | N |  |  | N | IPP Non-CHP | 2 | X | SUN
Solar Photovoltaic.SUN | solar PV | TRUE | 61227 | Nautilus Solar Solutions | 64647 | Bulldog Solar One, LLC | MD | Prince Georges | QAB | Solar Photovoltaic | PV |  | S | 2 |  | 2 | 2 |  | N |  |  | N | IPP Non-CHP | 2 | X | SUN
Solar Photovoltaic.SUN | solar PV | TRUE | 61227 | Nautilus Solar Solutions | 64648 | Pivot Solar 4 LLC (CSG) | CO | Weld | SC | Solar Photovoltaic | PV |  | S | 2 |  | 2 | 2 |  | N |  |  | N | IPP Non-CHP | 2 | X | SUN
Solar Photovoltaic.SUN | solar PV | TRUE | 61227 | Nautilus Solar Solutions | 64649 | Pivot Solar 1 LLC (CSG) | CO | Garfield | SC | Solar Photovoltaic | PV |  | S | 1 |  | 1 | 1 |  | N |  |  | N | IPP Non-CHP | 2 | X | SUN
Solar Photovoltaic.SUN | solar PV | TRUE | 61227 | Nautilus Solar Solutions | 64650 | Pivot Solar 14 LLC (CSG) | CO | Morgan | SC | Solar Photovoltaic | PV |  | S | 2 |  | 2 | 2 |  | N |  |  | N | IPP Non-CHP | 2 | X | SUN
Solar Photovoltaic.SUN | solar PV | TRUE | 61227 | Nautilus Solar Solutions | 64651 | Pivot Solar 2 LLC (CSG) | CO | Morgan | SC | Solar Photovoltaic | PV |  | S | 2 |  | 2 | 2 |  | N |  |  | N | IPP Non-CHP | 2 | X | SUN
Solar Photovoltaic.SUN | solar PV | TRUE | 61227 | Nautilus Solar Solutions | 64652 | Pivot Solar 15 LLC (CSG) | CO | Morgan | SC | Solar Photovoltaic | PV |  | S | 1 |  | 1 | 1 |  | N |  |  | N | IPP Non-CHP | 2 | X | SUN
Solar Photovoltaic.SUN | solar PV | TRUE | 61227 | Nautilus Solar Solutions | 64653 | Pivot Solar 7 LLC (CSG) | CO | Garfield | SC | Solar Photovoltaic | PV |  | S | 2 |  | 2 | 2 |  | N |  |  | N | IPP Non-CHP | 2 | X | SUN
Solar Photovoltaic.SUN | solar PV | TRUE | 61227 | Nautilus Solar Solutions | 64654 | Pivot Solar 3 LLC (CSG) | CO | Garfield | SC | Solar Photovoltaic | PV |  | S | 2 |  | 2 | 2 |  | N |  |  | N | IPP Non-CHP | 2 | X | SUN
Solar Photovoltaic.SUN | solar PV | TRUE | 61227 | Nautilus Solar Solutions | 64655 | Pivot Solar 8 LLC (CSG) | CO | Weld | SC | Solar Photovoltaic | PV |  | S | 2 |  | 2 | 2 |  | N |  |  | N | IPP Non-CHP | 2 | X | SUN
Solar Photovoltaic.SUN | solar PV | TRUE | 18454 | Tampa Electric Co | 64657 | Magnolia Solar | FL | Polk | 1 | Solar Photovoltaic | PV |  | S | 74.5 | 0.95 | 74.5 | 74.5 |  | N |  |  | N | Electric Utility | 1 | X | SUN
Onshore Wind Turbine.WND | onshore wind | TRUE | 64259 | Heartland Divide II | 64661 | Heartland Divide II | IA | Audubon | HDII | Onshore Wind Turbine | WT |  | S | 200 |  | 200 | 200 |  | N |  |  | N | IPP Non-CHP | 2 | X | WND
Onshore Wind Turbine.WND | onshore wind | TRUE | 64261 | Sac County Wind | 64662 | Sac County Wind, LLC | IA | Sac | SAC | Onshore Wind Turbine | WT |  | S | 80 |  | 80 | 80 | 0 | N |  |  | N | IPP Non-CHP | 2 | X | WND
Other Waste Biomass.OBG | biomass | TRUE | 64262 | City of Salem Public Works | 64663 | WLWPCF Cogeneration Facility | OR | Marion | EG075 | Other Waste Biomass | IC |  | S | 1.2 | 0.8 | 1.1 | 1.1 | 0.5 | N |  |  | Y | Commercial CHP | 5 | T | OBG
Solar Photovoltaic.SUN | solar PV | TRUE | 64258 | Clark Road Solar 1, LLC | 64664 | Clark Road Solar 1, LLC | MA | Worcester | 10604 | Solar Photovoltaic | PV |  | S | 5 |  | 5 | 4 |  | N |  |  | N | IPP Non-CHP | 2 | X | SUN
Batteries.MWH | battery storage | 0 | 64258 | Clark Road Solar 1, LLC | 64664 | Clark Road Solar 1, LLC | MA | Worcester | 10605 | Batteries | BA |  | S | 3.3 |  | 3.3 | 3.1 |  | N |  |  | N | IPP Non-CHP | 2 | X | MWH
Onshore Wind Turbine.WND | onshore wind | TRUE | 64976 | Great Prairie Wind LLC | 64665 | Great Prairie Wind | TX | Hansford | GR01 | Onshore Wind Turbine | WT |  | S | 1027 |  | 1027 | 1027 | 0 | N |  |  | N | IPP Non-CHP | 2 | X | WND
Solar Photovoltaic.SUN | solar PV | TRUE | 64255 | Acton H Road Solar 1, LLC | 64673 | Acton | ME | York | ACT | Solar Photovoltaic | PV |  | S | 3.5 |  | 3.5 | 3.5 |  | N |  |  | N | IPP Non-CHP | 2 | X | SUN
Solar Photovoltaic.SUN | solar PV | TRUE | 64256 | Van Buren Solar, LLC | 64674 | Van Buren | NC | Sampson | VAN | Solar Photovoltaic | PV |  | S | 2 |  | 2 | 2 |  | N |  |  | N | IPP Non-CHP | 2 | X | SUN
Solar Photovoltaic.SUN | solar PV | TRUE | 64257 | Naples Casco Solar 1, LLC | 64675 | Naples | ME | Cumberland | NAP | Solar Photovoltaic | PV |  | S | 2 |  | 2 | 2 |  | N |  |  | N | IPP Non-CHP | 2 | X | SUN
Solar Photovoltaic.SUN | solar PV | TRUE | 60025 | Greenbacker Renewable Energy Corporation | 64676 | Lake Herman | CA | Solano | 359 | Solar Photovoltaic | PV |  | S | 5 |  | 5 | 5 |  | N |  |  | N | IPP Non-CHP | 2 | X | SUN
Solar Photovoltaic.SUN | solar PV | TRUE | 60025 | Greenbacker Renewable Energy Corporation | 64677 | Ryland Road Solar | NC | Chowan | RYLND | Solar Photovoltaic | PV |  | S | 5 |  | 5 | 5 |  | N |  |  | N | IPP Non-CHP | 2 | X | SUN
Solar Photovoltaic.SUN | solar PV | TRUE | 60025 | Greenbacker Renewable Energy Corporation | 64678 | Windsor Hwy 17 Solar | NC | Bertie | WDH17 | Solar Photovoltaic | PV |  | S | 5 |  | 5 | 5 |  | N |  |  | N | IPP Non-CHP | 2 | X | SUN
Solar Photovoltaic.SUN | solar PV | TRUE | 61227 | Nautilus Solar Solutions | 64679 | Hamlin Solar 1, LLC | NY | Monroe | HS1 | Solar Photovoltaic | PV |  | S | 5 |  | 5 | 5 |  | N |  |  | N | IPP Non-CHP | 2 | X | SUN
Solar Photovoltaic.SUN | solar PV | TRUE | 61227 | Nautilus Solar Solutions | 64680 | Clifton Park Solar 1, LLC | NY | Saratoga | CP1 | Solar Photovoltaic | PV |  | S | 5 |  | 5 | 5 |  | N |  |  | N | IPP Non-CHP | 2 | X | SUN
Solar Photovoltaic.SUN | solar PV | TRUE | 61227 | Nautilus Solar Solutions | 64681 | Clifton Park Solar 2, LLC | NY | Saratoga | CP2 | Solar Photovoltaic | PV |  | S | 2 |  | 2 | 2 |  | N |  |  | N | IPP Non-CHP | 2 | X | SUN
Solar Photovoltaic.SUN | solar PV | TRUE | 64254 | Adams Solar SC, LLC | 64682 | Adams | SC | Anderson | ADA | Solar Photovoltaic | PV |  | S | 2 |  | 2 | 2 |  | N |  |  | N | IPP Non-CHP | 2 | X | SUN
Batteries.MWH | battery storage | 0 | 49893 | Invenergy Services LLC | 64686 | Orangeville Storage | NY | Wyoming | 65002 | Batteries | BA |  | S | 24.7 |  | 24.7 | 24.7 | 0 | N |  |  | N | IPP Non-CHP | 2 | X | MWH
Solar Photovoltaic.SUN | solar PV | FALSE | 59213 | Maas Energy Works | 64687 | Van der Hoek Solar Array/ Dairy | CA | Fresno | VDH | Solar Photovoltaic | PV |  | W | 2.4 |  | 3 | 3 |  | N |  |  | N | Industrial Non-CHP | 6 | X | SUN
Onshore Wind Turbine.WND | onshore wind | TRUE | 12341 | MidAmerican Energy Co | 64688 | Plymouth Wind | IA | Plymouth | 65003 | Onshore Wind Turbine | WT |  | S | 202.7 |  | 200 | 200 | 0.1 | N |  |  | N | Electric Utility | 1 | X | WND
Solar Photovoltaic.SUN | solar PV | TRUE | 64872 | Distributed Solar Development, LLC | 64689 | MD - PR97 (CSG) | MD | Prince Georges | 90029 | Solar Photovoltaic | PV |  | S | 2 |  | 2 | 2 |  | N |  |  | N | IPP Non-CHP | 2 | X | SUN
Solar Photovoltaic.SUN | solar PV | TRUE | 49893 | Invenergy Services LLC | 64690 | Todd Solar | MD | Dorchester | 65004 | Solar Photovoltaic | PV |  | S | 20 |  | 20 | 20 |  | N |  |  | N | IPP Non-CHP | 2 | X | SUN
Solar Photovoltaic.SUN | solar PV | TRUE | 60025 | Greenbacker Renewable Energy Corporation | 64692 | Fredonia Solar LLC | NY | Chautauqua | 533 | Solar Photovoltaic | PV |  | S | 1.1 |  | 1.1 | 1.1 |  | N |  |  | N | IPP Non-CHP | 2 | X | SUN
Solar Photovoltaic.SUN | solar PV | TRUE | 60025 | Greenbacker Renewable Energy Corporation | 64693 | Dos Palos | CA | Merced | 299 | Solar Photovoltaic | PV |  | S | 1 |  | 1 | 1 |  | N |  |  | N | IPP Non-CHP | 2 | X | SUN
Batteries.MWH | battery storage | 0 | 61012 | AES Distributed Energy | 64696 | Dunstable Solar 1, LLC | MA | Middlesex | DUBLN | Batteries | BA |  | S | 4.5 |  | 4.5 | 4.5 | 4.1 | N |  |  | N | IPP Non-CHP | 2 | X | MWH
Solar Photovoltaic.SUN | solar PV | TRUE | 61012 | AES Distributed Energy | 64696 | Dunstable Solar 1, LLC | MA | Middlesex | DUNST | Solar Photovoltaic | PV |  | S | 4.5 |  | 4.5 | 4.5 |  | N |  |  | N | IPP Non-CHP | 2 | X | SUN
Solar Photovoltaic.SUN | solar PV | TRUE | 64274 | Swan Garden LLC | 64697 | Swan Garden | MN | Pope | CGS | Solar Photovoltaic | PV |  | S | 1 |  | 1 | 1 |  | N |  |  | N | IPP Non-CHP | 2 | X | SUN
Solar Photovoltaic.SUN | solar PV | TRUE | 60025 | Greenbacker Renewable Energy Corporation | 64698 | Blue Prairie Solar, LLC | WI | Jackson | 508 | Solar Photovoltaic | PV |  | S | 2.5 |  | 2.5 | 2.5 |  | N |  |  | N | IPP Non-CHP | 2 | X | SUN
Solar Photovoltaic.SUN | solar PV | TRUE | 60025 | Greenbacker Renewable Energy Corporation | 64700 | El Dorado Solar, LLC | CA | El Dorado | 390 | Solar Photovoltaic | PV |  | S | 1.5 |  | 1.5 | 1.5 |  | N |  |  | N | IPP Non-CHP | 2 | X | SUN
Batteries.MWH | battery storage | 0 | 64282 | LeConte Energy Storage, LLC | 64701 | LeConte Energy Storage | CA | Imperial | LCES | Batteries | BA |  | S | 125 |  | 125 | 125 | 0 | N |  |  | N | IPP Non-CHP | 2 | X | MWH
Solar Photovoltaic.SUN | solar PV | TRUE | 64276 | Stanly Solar, LLC | 64702 | Stanly Solar, LLC | NC | Stanly | PGR32 | Solar Photovoltaic | PV |  | S | 50 | 0.95 | 50 | 50 |  | N |  |  | N | IPP Non-CHP | 2 | X | SUN
Solar Photovoltaic.SUN | solar PV | TRUE | 56769 | Consolidated Edison Development Inc. | 64705 | Fairhaven MA 2 | MA | Bristol | FHAF | Solar Photovoltaic | PV |  | S | 2.9 |  | 2.9 | 2.9 |  | N |  |  | N | IPP Non-CHP | 2 | X | SUN
Solar Photovoltaic.SUN | solar PV | TRUE | 63359 | REA Investments, LLC | 64708 | Connexus Solar Baldwin 1BDN | MN | Isanti | C1BDN | Solar Photovoltaic | PV |  | J | 3.3 | 1 | 3.3 | 3.3 |  | N |  |  | N | IPP Non-CHP | 2 | X | SUN
Onshore Wind Turbine.WND | onshore wind | TRUE | 64288 | White Mesa Wind, LLC | 64710 | White Mesa Wind | TX | Crockett | WM001 | Onshore Wind Turbine | WT |  | S | 500.6 |  | 500.6 | 500.6 | 50 | N |  |  | N | IPP Non-CHP | 2 | X | WND
Batteries.MWH | battery storage | 0 | 64287 | Terra-Gen Operating Co-BESS | 64712 | Sanborn BESS 1 | CA | Kern | ESSB1 | Batteries | BA |  | S | 100 |  | 100 | 100 | 0.5 | N |  |  | N | IPP Non-CHP | 2 | X | MWH
Batteries.MWH | battery storage | 0 | 64287 | Terra-Gen Operating Co-BESS | 64713 | Sanborn BESS 2 | CA | Kern | ESSB2 | Batteries | BA |  | S | 100 |  | 100 | 100 | 0.5 | N |  |  | N | IPP Non-CHP | 2 | X | MWH
Solar Photovoltaic.SUN | solar PV | TRUE | 60571 | AEP Onsite Partners, LLC | 64714 | Rice Lake Solar Array | WI | Barron | RLK01 | Solar Photovoltaic | PV |  | S | 3.8 |  | 3.8 | 3.8 |  | N |  |  | N | IPP Non-CHP | 2 | X | SUN
Solar Photovoltaic.SUN | solar PV | TRUE | 61012 | AES Distributed Energy | 64715 | Dusenberry | NY | Rensselaer | DSNBR | Solar Photovoltaic | PV |  | S | 5 |  | 5 | 5 |  | N |  |  | N | IPP Non-CHP | 2 | X | SUN
Solar Photovoltaic.SUN | solar PV | TRUE | 61012 | AES Distributed Energy | 64716 | Knapp East (CSG) | NY | Genesee | KNPPE | Solar Photovoltaic | PV |  | S | 5 |  | 5 | 5 |  | N |  |  | N | IPP Non-CHP | 2 | X | SUN
Solar Photovoltaic.SUN | solar PV | TRUE | 61012 | AES Distributed Energy | 64717 | Main Rd Community Solar | NY | Erie | MAINR | Solar Photovoltaic | PV |  | S | 5 |  | 5 | 5 |  | N |  |  | N | IPP Non-CHP | 2 | X | SUN
Solar Photovoltaic.SUN | solar PV | TRUE | 61012 | AES Distributed Energy | 64718 | Redman North Community Solar | NY | Monroe | RDMNN | Solar Photovoltaic | PV |  | S | 1.5 | 1 | 1.5 | 1.5 |  | N |  |  | N | IPP Non-CHP | 2 | X | SUN
Batteries.MWH | battery storage | 0 | 61012 | AES Distributed Energy | 64719 | Glenmere Lake | NY | Orange | BESS | Batteries | BA |  | S | 2 |  | 2 | 2 | 0 | N |  |  | N | IPP Non-CHP | 2 | X | MWH
Solar Photovoltaic.SUN | solar PV | TRUE | 61012 | AES Distributed Energy | 64719 | Glenmere Lake | NY | Orange | GLNMR | Solar Photovoltaic | PV |  | S | 2 |  | 2 | 2 | 0 | N |  |  | N | IPP Non-CHP | 2 | X | SUN
Solar Photovoltaic.SUN | solar PV | TRUE | 61012 | AES Distributed Energy | 64720 | Knapp West(CSG) | NY | Genesee | KNPPW | Solar Photovoltaic | PV |  | S | 5 |  | 5 | 5 |  | N |  |  | N | IPP Non-CHP | 2 | X | SUN
Solar Photovoltaic.SUN | solar PV | TRUE | 61012 | AES Distributed Energy | 64721 | Rowe (CSG) | NY | Cattaraugus | RWEAV | Solar Photovoltaic | PV |  | S | 5 |  | 5 | 5 |  | N |  |  | N | IPP Non-CHP | 2 | X | SUN
Solar Photovoltaic.SUN | solar PV | TRUE | 61012 | AES Distributed Energy | 64722 | Redman South Community Solar | NY | Monroe | RDMNS | Solar Photovoltaic | PV |  | S | 5 | 1 | 5 | 5 |  | N |  |  | N | IPP Non-CHP | 2 | X | SUN
Solar Photovoltaic.SUN | solar PV | TRUE | 64292 | Revity Energy LLC | 64723 | Alton Road Solar | RI | Washington | 50835 | Solar Photovoltaic | PV |  | S | 13.9 |  | 13.9 | 11 |  | N |  |  | N | IPP Non-CHP | 2 | X | SUN
Solar Photovoltaic.SUN | solar PV | TRUE | 61012 | AES Distributed Energy | 64724 | Townline Community Solar | NY | Genesee | TWNLN | Solar Photovoltaic | PV |  | S | 5 |  | 5 | 5 |  | N |  |  | N | IPP Non-CHP | 2 | X | SUN
Solar Photovoltaic.SUN | solar PV | TRUE | 61012 | AES Distributed Energy | 64725 | Williams Rd | NY | Niagara | WLMRD | Solar Photovoltaic | PV |  | S | 4 |  | 4 | 4 |  | N |  |  | N | IPP Non-CHP | 2 | X | SUN
Batteries.MWH | battery storage | 0 | 61012 | AES Distributed Energy | 64726 | West Haydenville PJ Community Solar | MA | Hampshire | BESS | Batteries | BA |  | S | 3.6 |  | 3.6 | 3.6 |  | N |  |  | N | IPP Non-CHP | 2 | X | MWH
Solar Photovoltaic.SUN | solar PV | TRUE | 61012 | AES Distributed Energy | 64726 | West Haydenville PJ Community Solar | MA | Hampshire | WHAYD | Solar Photovoltaic | PV |  | S | 5 |  | 5 | 5 | 0 | N |  |  | N | IPP Non-CHP | 2 | X | SUN
Batteries.MWH | battery storage | 0 | 61012 | AES Distributed Energy | 64727 | Brookwood Drive Community Solar | MA | Bristol | BESS | Batteries | BA |  | S | 3 |  | 3 | 3 |  | N |  |  | N | IPP Non-CHP | 2 | X | MWH
Solar Photovoltaic.SUN | solar PV | TRUE | 61012 | AES Distributed Energy | 64727 | Brookwood Drive Community Solar | MA | Bristol | BRKWD | Solar Photovoltaic | PV |  | S | 5 |  | 5 | 5 |  | N |  |  | N | IPP Non-CHP | 2 | X | SUN
Solar Photovoltaic.SUN | solar PV | TRUE | 64295 | SPG IL Brush Creek Solar LLC | 64730 | IL17021 Brush Creek I CSG | IL | Stephenson | BCK17 | Solar Photovoltaic | PV |  | S | 2 |  | 2 | 2 |  | N |  |  | N | IPP Non-CHP | 2 | X | SUN
Batteries.MWH | battery storage | 0 | 64296 | Maple Street Solar 1, LLC | 64731 | Maple(CSG) | MA | Norfolk | M2 | Batteries | BA |  | S | 2.3 |  | 2.3 | 2.3 | 2.3 | N |  |  | N | IPP Non-CHP | 2 | X | MWH
Solar Photovoltaic.SUN | solar PV | TRUE | 64296 | Maple Street Solar 1, LLC | 64731 | Maple(CSG) | MA | Norfolk | MAPLE | Solar Photovoltaic | PV |  | S | 4 |  | 4 | 4 |  | N |  |  | N | IPP Non-CHP | 2 | X | SUN
Solar Photovoltaic.SUN | solar PV | TRUE | 64297 | Segunda Solar II, LLC | 64732 | Segunda II (CSG) | IL | LaSalle | SEGU2 | Solar Photovoltaic | PV |  | S | 2 |  | 2 | 2 |  | N |  |  | N | IPP Non-CHP | 2 | X | SUN
Solar Photovoltaic.SUN | solar PV | TRUE | 64298 | Woodlawn Solar II, LLC | 64733 | Woodlawn II (CSG) | IL | Will | WOOD2 | Solar Photovoltaic | PV |  | S | 2 |  | 2 | 2 |  | N |  |  | N | IPP Non-CHP | 2 | X | SUN
Solar Photovoltaic.SUN | solar PV | TRUE | 64299 | Dodds Solar, LLC | 64734 | Dodds (CSG) | IL | Stephenson | DOODS | Solar Photovoltaic | PV |  | S | 2 |  | 2 | 2 |  | N |  |  | N | IPP Non-CHP | 2 | X | SUN
Solar Photovoltaic.SUN | solar PV | TRUE | 64300 | Olmstead Solar II, LLC | 64735 | Olmstead II CSG | IL | Stephenson | OLMS2 | Solar Photovoltaic | PV |  | S | 2 |  | 2 | 2 |  | N |  |  | N | IPP Non-CHP | 2 | X | SUN
Solar Photovoltaic.SUN | solar PV | TRUE | 64301 | Wolfcastle Solar, LLC | 64736 | Wolfcastle | IL | DeKalb | WOLFC | Solar Photovoltaic | PV |  | S | 2 |  | 2 | 2 |  | N |  |  | N | IPP Non-CHP | 2 | X | SUN
Solar Photovoltaic.SUN | solar PV | TRUE | 12341 | MidAmerican Energy Co | 64738 | Holliday Creek Solar | IA | Webster | HCS | Solar Photovoltaic | PV |  | S | 117.6 |  | 100 | 100 |  | N |  |  | N | Electric Utility | 1 | X | SUN
Solar Photovoltaic.SUN | solar PV | TRUE | 64304 | Morgan Solar 1 LLC | 64741 | Morgan Solar 1 CSG | IL | Morgan | MORG1 | Solar Photovoltaic | PV |  | S | 2 |  | 2 | 2 |  | N |  |  | N | IPP Non-CHP | 2 | X | SUN
Solar Photovoltaic.SUN | solar PV | TRUE | 64305 | Morgan Solar 1b LLC | 64742 | Morgan Solar 1b CSG | IL | Morgan | MOR1B | Solar Photovoltaic | PV |  | S | 2 |  | 2 | 2 |  | N |  |  | N | IPP Non-CHP | 2 | X | SUN
Batteries.MWH | battery storage | 0 | 64303 | VESI 10 LLC | 64743 | Tierra Buena Energy Storage | CA | Sutter | TB1 | Batteries | BA |  | S | 2.5 |  | 2.5 | 2.5 | 0.1 | N |  |  | N | IPP Non-CHP | 2 | X | MWH
Batteries.MWH | battery storage | 0 | 64303 | VESI 10 LLC | 64743 | Tierra Buena Energy Storage | CA | Sutter | TB2 | Batteries | BA |  | S | 2.5 |  | 2.5 | 2.5 | 0.1 | N |  |  | N | IPP Non-CHP | 2 | X | MWH
Solar Photovoltaic.SUN | solar PV | TRUE | 63058 | DG Northeast 1, LLC | 64746 | Goldman Sachs Carports Solar | NY | Albany | GSCS | Solar Photovoltaic | PV |  | S | 1 |  | 1 | 1 |  | N |  |  | N | IPP Non-CHP | 2 | X | SUN
Other Natural Gas.NG | natural gas peaker | TRUE | 64310 | Bronx Community Clean Energy Project LLC | 64747 | Fuel Cell 3245 Yates Avenue | NY | Bronx | C3245 | Other Natural Gas | FC |  | W | 5 |  | 5 | 5 | 0.1 | N |  |  | N | IPP Non-CHP | 2 | X | NG
Other Natural Gas.NG | natural gas peaker | TRUE | 64309 | Annadale Community Clean Energy Projects LLC | 64748 | Fuel Cell 18A Sneden Avenue | NY | Richmond | CR18A | Other Natural Gas | FC |  | W | 3.6 |  | 3.5 | 3.5 | 0.1 | N |  |  | N | IPP Non-CHP | 2 | X | NG | H2
Other Natural Gas.NG | natural gas peaker | TRUE | 64309 | Annadale Community Clean Energy Projects LLC | 64749 | Fuel Cell 18B Sneden Avenue | NY | Richmond | CR18B | Other Natural Gas | FC |  | W | 4.2 |  | 4 | 4 | 0.1 | N |  |  | N | IPP Non-CHP | 2 | X | NG | H2
Onshore Wind Turbine.WND | onshore wind | TRUE | 17650 | Southern Power Co | 64750 | Glass Sands Wind Facility | OK | Murray | 1 | Onshore Wind Turbine | WT |  | W | 117 | 0.95 | 118.3 | 118.3 | 2.2 | N |  |  | N | IPP Non-CHP | 2 | X | WND
Solar Photovoltaic.SUN | solar PV | TRUE | 60025 | Greenbacker Renewable Energy Corporation | 64751 | Amazon PSP1 | CA | Riverside | 267 | Solar Photovoltaic | PV |  | S | 3.8 |  | 3.8 | 3.8 |  | N |  |  | N | IPP Non-CHP | 2 | X | SUN
Other Natural Gas.NG | natural gas peaker | TRUE | 62150 | 2016 ESA Project Company, LLC | 64753 | FDX010.0 FedEx Fuel Cell | CT | Middlesex | FDX10 | Other Natural Gas | FC |  | S | 1 | 0.99 | 1 | 1 | 1 | N |  |  | N | IPP Non-CHP | 2 | X | NG
Solar Photovoltaic.SUN | solar PV | TRUE | 12341 | MidAmerican Energy Co | 64755 | Arbor Hill Solar | IA | Adair | AHS | Solar Photovoltaic | PV |  | S | 25 | 0.8 | 24 | 24 |  | N |  |  | N | Electric Utility | 1 | X | SUN
Solar Photovoltaic.SUN | solar PV | TRUE | 6452 | Florida Power & Light Co | 64757 | Blue Springs | FL | Jackson | 1 | Solar Photovoltaic | PV |  | S | 74.5 |  | 74.5 | 74.5 |  | N |  |  | N | Electric Utility | 1 | X | SUN
Batteries.MWH | battery storage | 0 | 61514 | Agilitas Energy, LLC | 64760 | Ocean State BTM | RI | Providence | MESS | Batteries | BA |  | W | 3 |  | 3 | 3 |  | N |  |  | N | IPP Non-CHP | 2 | X | MWH
Batteries.MWH | battery storage | 0 | 61514 | Agilitas Energy, LLC | 64763 | Rumford ESS | ME | Oxford | RUM | Batteries | BA |  | W | 4.9 |  | 4.9 | 4.9 | 4.9 | N |  |  | N | IPP Non-CHP | 2 | X | MWH
Batteries.MWH | battery storage | 0 | 61514 | Agilitas Energy, LLC | 64764 | Madison BTM | ME | Somerset | MBTM | Batteries | BA |  | W | 1.5 |  | 1.5 | 1.5 | 1.5 | N |  |  | N | IPP Non-CHP | 2 | X | MWH
Batteries.MWH | battery storage | 0 | 61514 | Agilitas Energy, LLC | 64765 | Madison ESS | ME | Somerset | MESS | Batteries | BA |  | W | 4.9 |  | 4.9 | 4.9 | 4.9 | N |  |  | N | IPP Non-CHP | 2 | X | MWH
Solar Photovoltaic.SUN | solar PV | TRUE | 60868 | Redwood Coast Energy Authority | 64766 | Redwood Coast Airport Microgrid | CA | Humboldt | RCAM1 | Solar Photovoltaic | PV |  | S | 2.3 | 1 | 1.8 | 1.8 |  | N |  |  | N | Electric Utility | 1 | X | SUN
Batteries.MWH | battery storage | 0 | 60868 | Redwood Coast Energy Authority | 64766 | Redwood Coast Airport Microgrid | CA | Humboldt | RCAM2 | Batteries | BA |  | S | 2.2 |  | 1.8 | 1.8 | 0 | N |  |  | N | Electric Utility | 1 | X | MWH
Natural Gas Internal Combustion Engine.NG | natural gas peaker | FALSE | 64315 | Walmart Stores Texas, LLC | 64769 | WAL194 | TX | Harris | GEN1 | Natural Gas Internal Combustion Engine | IC |  | S | 0.4 | 0.8 | 0.4 | 0.4 | 0.1 | N |  |  | N | Commercial Non-CHP | 4 | X | NG
Natural Gas Internal Combustion Engine.NG | natural gas peaker | FALSE | 64315 | Walmart Stores Texas, LLC | 64769 | WAL194 | TX | Harris | GEN2 | Natural Gas Internal Combustion Engine | IC |  | S | 0.4 | 0.8 | 0.4 | 0.4 | 0.1 | N |  |  | N | Commercial Non-CHP | 4 | X | NG
Natural Gas Internal Combustion Engine.NG | natural gas peaker | FALSE | 64315 | Walmart Stores Texas, LLC | 64769 | WAL194 | TX | Harris | GEN3 | Natural Gas Internal Combustion Engine | IC |  | S | 0.4 | 0.8 | 0.4 | 0.4 | 0.1 | N |  |  | N | Commercial Non-CHP | 4 | X | NG
Petroleum Liquids.DFO | petroleum | FALSE | 64315 | Walmart Stores Texas, LLC | 64770 | WAL202 | TX | Collin | GEN1 | Petroleum Liquids | IC |  | S | 1.3 | 0.8 | 1.3 | 1.3 | 0.1 | N |  |  | N | Commercial Non-CHP | 4 | X | DFO
Natural Gas Internal Combustion Engine.NG | natural gas peaker | FALSE | 64315 | Walmart Stores Texas, LLC | 64771 | WAL266 | TX | Tarrant | GEN1 | Natural Gas Internal Combustion Engine | IC |  | S | 0.4 | 0.8 | 0.4 | 0.4 | 0.1 | N |  |  | N | Commercial Non-CHP | 4 | X | NG
Natural Gas Internal Combustion Engine.NG | natural gas peaker | FALSE | 64315 | Walmart Stores Texas, LLC | 64771 | WAL266 | TX | Tarrant | GEN2 | Natural Gas Internal Combustion Engine | IC |  | S | 0.4 | 0.8 | 0.4 | 0.4 | 0.1 | N |  |  | N | Commercial Non-CHP | 4 | X | NG
Natural Gas Internal Combustion Engine.NG | natural gas peaker | FALSE | 64315 | Walmart Stores Texas, LLC | 64771 | WAL266 | TX | Tarrant | GEN3 | Natural Gas Internal Combustion Engine | IC |  | S | 0.4 | 0.8 | 0.4 | 0.4 | 0.1 | N |  |  | N | Commercial Non-CHP | 4 | X | NG
Natural Gas Internal Combustion Engine.NG | natural gas peaker | FALSE | 64315 | Walmart Stores Texas, LLC | 64772 | WAL284 | TX | Tarrant | GEN1 | Natural Gas Internal Combustion Engine | IC |  | S | 0.4 | 0.8 | 0.4 | 0.4 | 0.1 | N |  |  | N | Commercial Non-CHP | 4 | X | NG
Natural Gas Internal Combustion Engine.NG | natural gas peaker | FALSE | 64315 | Walmart Stores Texas, LLC | 64772 | WAL284 | TX | Tarrant | GEN2 | Natural Gas Internal Combustion Engine | IC |  | S | 0.4 | 0.8 | 0.4 | 0.4 | 0.1 | N |  |  | N | Commercial Non-CHP | 4 | X | NG
Natural Gas Internal Combustion Engine.NG | natural gas peaker | FALSE | 64315 | Walmart Stores Texas, LLC | 64772 | WAL284 | TX | Tarrant | GEN3 | Natural Gas Internal Combustion Engine | IC |  | S | 0.4 | 0.8 | 0.4 | 0.4 | 0.1 | N |  |  | N | Commercial Non-CHP | 4 | X | NG
Natural Gas Internal Combustion Engine.NG | natural gas peaker | FALSE | 64315 | Walmart Stores Texas, LLC | 64773 | WAL407 | TX | Bell | GEN1 | Natural Gas Internal Combustion Engine | IC |  | S | 0.4 | 0.8 | 0.4 | 0.4 | 0.1 | N |  |  | N | Commercial Non-CHP | 4 | X | NG
Natural Gas Internal Combustion Engine.NG | natural gas peaker | FALSE | 64315 | Walmart Stores Texas, LLC | 64773 | WAL407 | TX | Bell | GEN2 | Natural Gas Internal Combustion Engine | IC |  | S | 0.4 | 0.8 | 0.4 | 0.4 | 0.1 | N |  |  | N | Commercial Non-CHP | 4 | X | NG
Natural Gas Internal Combustion Engine.NG | natural gas peaker | FALSE | 64315 | Walmart Stores Texas, LLC | 64773 | WAL407 | TX | Bell | GEN3 | Natural Gas Internal Combustion Engine | IC |  | S | 0.4 | 0.8 | 0.4 | 0.4 | 0.1 | N |  |  | N | Commercial Non-CHP | 4 | X | NG
Natural Gas Internal Combustion Engine.NG | natural gas peaker | FALSE | 64315 | Walmart Stores Texas, LLC | 64774 | WAL414 | TX | Wichita | GEN1 | Natural Gas Internal Combustion Engine | IC |  | S | 0.4 | 0.8 | 0.4 | 0.4 | 0.1 | N |  |  | N | Commercial Non-CHP | 4 | X | NG
Natural Gas Internal Combustion Engine.NG | natural gas peaker | FALSE | 64315 | Walmart Stores Texas, LLC | 64774 | WAL414 | TX | Wichita | GEN2 | Natural Gas Internal Combustion Engine | IC |  | S | 0.4 | 0.8 | 0.4 | 0.4 | 0.1 | N |  |  | N | Commercial Non-CHP | 4 | X | NG
Natural Gas Internal Combustion Engine.NG | natural gas peaker | FALSE | 64315 | Walmart Stores Texas, LLC | 64774 | WAL414 | TX | Wichita | GEN3 | Natural Gas Internal Combustion Engine | IC |  | S | 0.4 | 0.8 | 0.4 | 0.4 | 0.1 | N |  |  | N | Commercial Non-CHP | 4 | X | NG
Natural Gas Internal Combustion Engine.NG | natural gas peaker | FALSE | 64315 | Walmart Stores Texas, LLC | 64775 | WAL447 | TX | Val Verde | GEN1 | Natural Gas Internal Combustion Engine | IC |  | S | 0.4 | 0.8 | 0.4 | 0.4 | 0.1 | N |  |  | N | Commercial Non-CHP | 4 | X | NG
Natural Gas Internal Combustion Engine.NG | natural gas peaker | FALSE | 64315 | Walmart Stores Texas, LLC | 64775 | WAL447 | TX | Val Verde | GEN2 | Natural Gas Internal Combustion Engine | IC |  | S | 0.4 | 0.8 | 0.4 | 0.4 | 0.1 | N |  |  | N | Commercial Non-CHP | 4 | X | NG
Natural Gas Internal Combustion Engine.NG | natural gas peaker | FALSE | 64315 | Walmart Stores Texas, LLC | 64775 | WAL447 | TX | Val Verde | GEN3 | Natural Gas Internal Combustion Engine | IC |  | S | 0.4 | 0.8 | 0.4 | 0.4 | 0.1 | N |  |  | N | Commercial Non-CHP | 4 | X | NG
Natural Gas Internal Combustion Engine.NG | natural gas peaker | FALSE | 64315 | Walmart Stores Texas, LLC | 64776 | WAL452 | TX | Hidalgo | GEN1 | Natural Gas Internal Combustion Engine | IC |  | S | 0.4 | 0.8 | 0.4 | 0.4 | 0.1 | N |  |  | N | Commercial Non-CHP | 4 | X | NG
Natural Gas Internal Combustion Engine.NG | natural gas peaker | FALSE | 64315 | Walmart Stores Texas, LLC | 64776 | WAL452 | TX | Hidalgo | GEN2 | Natural Gas Internal Combustion Engine | IC |  | S | 0.4 | 0.8 | 0.4 | 0.4 | 0.1 | N |  |  | N | Commercial Non-CHP | 4 | X | NG
Natural Gas Internal Combustion Engine.NG | natural gas peaker | FALSE | 64315 | Walmart Stores Texas, LLC | 64776 | WAL452 | TX | Hidalgo | GEN3 | Natural Gas Internal Combustion Engine | IC |  | S | 0.4 | 0.8 | 0.4 | 0.4 | 0.1 | N |  |  | N | Commercial Non-CHP | 4 | X | NG
Natural Gas Internal Combustion Engine.NG | natural gas peaker | FALSE | 64315 | Walmart Stores Texas, LLC | 64777 | WAL456 | TX | Cameron | GEN1 | Natural Gas Internal Combustion Engine | IC |  | S | 0.4 | 0.8 | 0.4 | 0.4 | 0.1 | N |  |  | N | Commercial Non-CHP | 4 | X | NG
Natural Gas Internal Combustion Engine.NG | natural gas peaker | FALSE | 64315 | Walmart Stores Texas, LLC | 64777 | WAL456 | TX | Cameron | GEN2 | Natural Gas Internal Combustion Engine | IC |  | S | 0.4 | 0.8 | 0.4 | 0.4 | 0.1 | N |  |  | N | Commercial Non-CHP | 4 | X | NG
Natural Gas Internal Combustion Engine.NG | natural gas peaker | FALSE | 64315 | Walmart Stores Texas, LLC | 64777 | WAL456 | TX | Cameron | GEN3 | Natural Gas Internal Combustion Engine | IC |  | S | 0.4 | 0.8 | 0.4 | 0.4 | 0.1 | N |  |  | N | Commercial Non-CHP | 4 | X | NG
Natural Gas Internal Combustion Engine.NG | natural gas peaker | FALSE | 64315 | Walmart Stores Texas, LLC | 64778 | WAL461 | TX | Maverick | GEN1 | Natural Gas Internal Combustion Engine | IC |  | S | 0.4 | 0.8 | 0.4 | 0.4 | 0.1 | N |  |  | N | Commercial Non-CHP | 4 | X | NG
Natural Gas Internal Combustion Engine.NG | natural gas peaker | FALSE | 64315 | Walmart Stores Texas, LLC | 64778 | WAL461 | TX | Maverick | GEN2 | Natural Gas Internal Combustion Engine | IC |  | S | 0.4 | 0.8 | 0.4 | 0.4 | 0.1 | N |  |  | N | Commercial Non-CHP | 4 | X | NG
Natural Gas Internal Combustion Engine.NG | natural gas peaker | FALSE | 64315 | Walmart Stores Texas, LLC | 64778 | WAL461 | TX | Maverick | GEN3 | Natural Gas Internal Combustion Engine | IC |  | S | 0.4 | 0.8 | 0.4 | 0.4 | 0.1 | N |  |  | N | Commercial Non-CHP | 4 | X | NG
Solar Photovoltaic.SUN | solar PV | TRUE | 64316 | IGS Solar LLC | 64779 | IGS Frankfort 2 CSG | IL | Cook | FRAN2 | Solar Photovoltaic | PV |  | S | 2 |  | 2 | 2 |  | N |  |  | N | IPP Non-CHP | 2 | X | SUN
Solar Photovoltaic.SUN | solar PV | TRUE | 11479 | Madison Gas & Electric Co | 64780 | Hermsdorf Solar | WI | Dane | 1 | Solar Photovoltaic | PV |  | S | 8 |  | 8 | 8 |  | N |  |  | N | Electric Utility | 1 | X | SUN
Solar Photovoltaic.SUN | solar PV | TRUE | 64327 | Kearsarge Westerly LLC | 64781 | Kearsarge Westerly | RI | Washington | WES | Solar Photovoltaic | PV |  | S | 4 |  | 4 | 4 |  | N |  |  | N | IPP Non-CHP | 2 | X | SUN
Solar Photovoltaic.SUN | solar PV | TRUE | 64328 | Kearsarge Fogland LLC | 64782 | Kearsarge Fogland | RI | Newport | TIV | Solar Photovoltaic | PV |  | S | 2.4 |  | 2.4 | 2.4 |  | N |  |  | N | IPP Non-CHP | 2 | X | SUN
Solar Photovoltaic.SUN | solar PV | TRUE | 64330 | Kearsarge East Providence LLC | 64783 | Kearsarge East Providence | RI | Providence | EPRO | Solar Photovoltaic | PV |  | S | 2 |  | 2 | 2 |  | N |  |  | N | IPP Non-CHP | 2 | X | SUN
Solar Photovoltaic.SUN | solar PV | TRUE | 64338 | Long John Solar, LLC | 64784 | Long John CSG | IL | DeKalb | LJOHN | Solar Photovoltaic | PV |  | S | 2 |  | 2 | 2 |  | N |  |  | N | IPP Non-CHP | 2 | X | SUN
Solar Photovoltaic.SUN | solar PV | TRUE | 64337 | Woodlawn Solar, LLC | 64785 | Woodlawn CSG | IL | Will | WOOD | Solar Photovoltaic | PV |  | S | 2 |  | 2 | 2 |  | N |  |  | N | IPP Non-CHP | 2 | X | SUN
Solar Photovoltaic.SUN | solar PV | TRUE | 64336 | SPG IL Hurricane Creek Solar LLC | 64786 | Hurricane Creek CSG | IL | Williamson | HRCRK | Solar Photovoltaic | PV |  | S | 2 |  | 2 | 2 |  | N |  |  | N | IPP Non-CHP | 2 | X | SUN
Solar Photovoltaic.SUN | solar PV | TRUE | 64335 | Viking Solar, LLC | 64787 | Viking Solar CSG | IL | Macoupin | VIKNG | Solar Photovoltaic | PV |  | S | 2 |  | 2 | 2 |  | N |  |  | N | IPP Non-CHP | 2 | X | SUN
Solar Photovoltaic.SUN | solar PV | TRUE | 64334 | Freehold Solar, LLC | 64788 | Freehold(CSG) | NY | Greene | FRHOL | Solar Photovoltaic | PV |  | S | 2 |  | 2 | 2 |  | N |  |  | N | IPP Non-CHP | 2 | X | SUN
Solar Photovoltaic.SUN | solar PV | TRUE | 64333 | Moraine Solar, LLC | 64789 | Moraine CSG | IL | McLean | MORAI | Solar Photovoltaic | PV |  | S | 2 |  | 2 | 2 |  | N |  |  | N | IPP Non-CHP | 2 | X | SUN
Solar Photovoltaic.SUN | solar PV | TRUE | 60531 | Standard Solar | 64790 | OER Checkerspot | MD | Anne Arundel | CHECK | Solar Photovoltaic | PV |  | S | 1.5 |  | 1.5 | 1.5 |  | N |  |  | N | IPP Non-CHP | 2 | X | SUN
Natural Gas Internal Combustion Engine.NG | natural gas peaker | FALSE | 64315 | Walmart Stores Texas, LLC | 64791 | WAL462 | TX | Brazoria | GEN1 | Natural Gas Internal Combustion Engine | IC |  | S | 1.3 | 0.8 | 1.3 | 1.3 | 0.1 | N |  |  | N | Commercial Non-CHP | 4 | X | NG
Natural Gas Internal Combustion Engine.NG | natural gas peaker | FALSE | 64315 | Walmart Stores Texas, LLC | 64792 | WAL504 | TX | Galveston | GEN1 | Natural Gas Internal Combustion Engine | IC |  | S | 0.4 | 0.8 | 0.4 | 0.4 | 0.1 | N |  |  | N | Commercial Non-CHP | 4 | X | NG
Natural Gas Internal Combustion Engine.NG | natural gas peaker | FALSE | 64315 | Walmart Stores Texas, LLC | 64792 | WAL504 | TX | Galveston | GEN2 | Natural Gas Internal Combustion Engine | IC |  | S | 0.4 | 0.8 | 0.4 | 0.4 | 0.1 | N |  |  | N | Commercial Non-CHP | 4 | X | NG
Natural Gas Internal Combustion Engine.NG | natural gas peaker | FALSE | 64315 | Walmart Stores Texas, LLC | 64792 | WAL504 | TX | Galveston | GEN3 | Natural Gas Internal Combustion Engine | IC |  | S | 0.4 | 0.8 | 0.4 | 0.4 | 0.1 | N |  |  | N | Commercial Non-CHP | 4 | X | NG
Natural Gas Internal Combustion Engine.NG | natural gas peaker | FALSE | 64315 | Walmart Stores Texas, LLC | 64793 | WAL522 | TX | Harris | GEN1 | Natural Gas Internal Combustion Engine | IC |  | S | 0.4 | 0.8 | 0.4 | 0.4 | 0.1 | N |  |  | N | Commercial Non-CHP | 4 | X | NG
Natural Gas Internal Combustion Engine.NG | natural gas peaker | FALSE | 64315 | Walmart Stores Texas, LLC | 64793 | WAL522 | TX | Harris | GEN2 | Natural Gas Internal Combustion Engine | IC |  | S | 0.4 | 0.8 | 0.4 | 0.4 | 0.1 | N |  |  | N | Commercial Non-CHP | 4 | X | NG
Natural Gas Internal Combustion Engine.NG | natural gas peaker | FALSE | 64315 | Walmart Stores Texas, LLC | 64793 | WAL522 | TX | Harris | GEN3 | Natural Gas Internal Combustion Engine | IC |  | S | 0.4 | 0.8 | 0.4 | 0.4 | 0.1 | N |  |  | N | Commercial Non-CHP | 4 | X | NG
Natural Gas Internal Combustion Engine.NG | natural gas peaker | FALSE | 64315 | Walmart Stores Texas, LLC | 64794 | WAL529 | TX | Galveston | GEN1 | Natural Gas Internal Combustion Engine | IC |  | S | 1.3 | 0.8 | 1.3 | 1.3 | 0.1 | N |  |  | N | Commercial Non-CHP | 4 | X | NG
Natural Gas Internal Combustion Engine.NG | natural gas peaker | FALSE | 64315 | Walmart Stores Texas, LLC | 64795 | WAL536 | TX | Jones | GEN1 | Natural Gas Internal Combustion Engine | IC |  | S | 0.4 | 0.8 | 0.4 | 0.4 | 0.1 | N |  |  | N | Commercial Non-CHP | 4 | X | NG
Natural Gas Internal Combustion Engine.NG | natural gas peaker | FALSE | 64315 | Walmart Stores Texas, LLC | 64795 | WAL536 | TX | Jones | GEN2 | Natural Gas Internal Combustion Engine | IC |  | S | 0.4 | 0.8 | 0.4 | 0.4 | 0.1 | N |  |  | N | Commercial Non-CHP | 4 | X | NG
Natural Gas Internal Combustion Engine.NG | natural gas peaker | FALSE | 64315 | Walmart Stores Texas, LLC | 64795 | WAL536 | TX | Jones | GEN3 | Natural Gas Internal Combustion Engine | IC |  | S | 0.4 | 0.8 | 0.4 | 0.4 | 0.1 | N |  |  | N | Commercial Non-CHP | 4 | X | NG
Natural Gas Internal Combustion Engine.NG | natural gas peaker | FALSE | 64315 | Walmart Stores Texas, LLC | 64796 | WAL537 | TX | Ector | GEN1 | Natural Gas Internal Combustion Engine | IC |  | S | 0.4 | 0.8 | 0.4 | 0.4 | 0.1 | N |  |  | N | Commercial Non-CHP | 4 | X | NG
Natural Gas Internal Combustion Engine.NG | natural gas peaker | FALSE | 64315 | Walmart Stores Texas, LLC | 64796 | WAL537 | TX | Ector | GEN2 | Natural Gas Internal Combustion Engine | IC |  | S | 0.4 | 0.8 | 0.4 | 0.4 | 0.1 | N |  |  | N | Commercial Non-CHP | 4 | X | NG
Natural Gas Internal Combustion Engine.NG | natural gas peaker | FALSE | 64315 | Walmart Stores Texas, LLC | 64796 | WAL537 | TX | Ector | GEN3 | Natural Gas Internal Combustion Engine | IC |  | S | 0.4 | 0.8 | 0.4 | 0.4 | 0.1 | N |  |  | N | Commercial Non-CHP | 4 | X | NG
Natural Gas Internal Combustion Engine.NG | natural gas peaker | FALSE | 64315 | Walmart Stores Texas, LLC | 64797 | WAL546 | TX | Fort Bend | GEN1 | Natural Gas Internal Combustion Engine | IC |  | S | 0.4 | 0.8 | 0.4 | 0.4 | 0.1 | N |  |  | N | Commercial Non-CHP | 4 | X | NG
Natural Gas Internal Combustion Engine.NG | natural gas peaker | FALSE | 64315 | Walmart Stores Texas, LLC | 64797 | WAL546 | TX | Fort Bend | GEN2 | Natural Gas Internal Combustion Engine | IC |  | S | 0.4 | 0.8 | 0.4 | 0.4 | 0.1 | N |  |  | N | Commercial Non-CHP | 4 | X | NG
Natural Gas Internal Combustion Engine.NG | natural gas peaker | FALSE | 64315 | Walmart Stores Texas, LLC | 64797 | WAL546 | TX | Fort Bend | GEN3 | Natural Gas Internal Combustion Engine | IC |  | S | 0.4 | 0.8 | 0.4 | 0.4 | 0.1 | N |  |  | N | Commercial Non-CHP | 4 | X | NG
Natural Gas Internal Combustion Engine.NG | natural gas peaker | FALSE | 64315 | Walmart Stores Texas, LLC | 64798 | WAL565 | TX | Navarro | GEN1 | Natural Gas Internal Combustion Engine | IC |  | S | 0.4 | 0.8 | 0.4 | 0.4 | 0.1 | N |  |  | N | Commercial Non-CHP | 4 | X | NG
Natural Gas Internal Combustion Engine.NG | natural gas peaker | FALSE | 64315 | Walmart Stores Texas, LLC | 64798 | WAL565 | TX | Navarro | GEN2 | Natural Gas Internal Combustion Engine | IC |  | S | 0.4 | 0.8 | 0.4 | 0.4 | 0.1 | N |  |  | N | Commercial Non-CHP | 4 | X | NG
Natural Gas Internal Combustion Engine.NG | natural gas peaker | FALSE | 64315 | Walmart Stores Texas, LLC | 64798 | WAL565 | TX | Navarro | GEN3 | Natural Gas Internal Combustion Engine | IC |  | S | 0.4 | 0.8 | 0.4 | 0.4 | 0.1 | N |  |  | N | Commercial Non-CHP | 4 | X | NG
Natural Gas Internal Combustion Engine.NG | natural gas peaker | FALSE | 64315 | Walmart Stores Texas, LLC | 64799 | WAL602 | TX | Montgomery | GEN1 | Natural Gas Internal Combustion Engine | IC |  | S | 0.4 | 0.8 | 0.4 | 0.4 | 0.1 | N |  |  | N | Commercial Non-CHP | 4 | X | NG
Natural Gas Internal Combustion Engine.NG | natural gas peaker | FALSE | 64315 | Walmart Stores Texas, LLC | 64799 | WAL602 | TX | Montgomery | GEN2 | Natural Gas Internal Combustion Engine | IC |  | S | 0.4 | 0.8 | 0.4 | 0.4 | 0.1 | N |  |  | N | Commercial Non-CHP | 4 | X | NG
Natural Gas Internal Combustion Engine.NG | natural gas peaker | FALSE | 64315 | Walmart Stores Texas, LLC | 64799 | WAL602 | TX | Montgomery | GEN3 | Natural Gas Internal Combustion Engine | IC |  | S | 0.4 | 0.8 | 0.4 | 0.4 | 0.1 | N |  |  | N | Commercial Non-CHP | 4 | X | NG
Natural Gas Internal Combustion Engine.NG | natural gas peaker | FALSE | 64315 | Walmart Stores Texas, LLC | 64800 | WAL744 | TX | Harris | GEN1 | Natural Gas Internal Combustion Engine | IC |  | S | 0.4 | 0.8 | 0.4 | 0.4 | 0.1 | N |  |  | N | Commercial Non-CHP | 4 | X | NG
Natural Gas Internal Combustion Engine.NG | natural gas peaker | FALSE | 64315 | Walmart Stores Texas, LLC | 64800 | WAL744 | TX | Harris | GEN2 | Natural Gas Internal Combustion Engine | IC |  | S | 0.4 | 0.8 | 0.4 | 0.4 | 0.1 | N |  |  | N | Commercial Non-CHP | 4 | X | NG
Natural Gas Internal Combustion Engine.NG | natural gas peaker | FALSE | 64315 | Walmart Stores Texas, LLC | 64800 | WAL744 | TX | Harris | GEN3 | Natural Gas Internal Combustion Engine | IC |  | S | 0.4 | 0.8 | 0.4 | 0.4 | 0.1 | N |  |  | N | Commercial Non-CHP | 4 | X | NG
Natural Gas Internal Combustion Engine.NG | natural gas peaker | FALSE | 64315 | Walmart Stores Texas, LLC | 64801 | WAL752 | TX | Harris | GEN1 | Natural Gas Internal Combustion Engine | IC |  | S | 0.4 | 0.8 | 0.4 | 0.4 | 0.1 | N |  |  | N | Commercial Non-CHP | 4 | X | NG
Natural Gas Internal Combustion Engine.NG | natural gas peaker | FALSE | 64315 | Walmart Stores Texas, LLC | 64801 | WAL752 | TX | Harris | GEN2 | Natural Gas Internal Combustion Engine | IC |  | S | 0.4 | 0.8 | 0.4 | 0.4 | 0.1 | N |  |  | N | Commercial Non-CHP | 4 | X | NG
Natural Gas Internal Combustion Engine.NG | natural gas peaker | FALSE | 64315 | Walmart Stores Texas, LLC | 64801 | WAL752 | TX | Harris | GEN3 | Natural Gas Internal Combustion Engine | IC |  | S | 0.4 | 0.8 | 0.4 | 0.4 | 0.1 | N |  |  | N | Commercial Non-CHP | 4 | X | NG
Natural Gas Internal Combustion Engine.NG | natural gas peaker | FALSE | 64315 | Walmart Stores Texas, LLC | 64802 | WAL768 | TX | Harris | GEN1 | Natural Gas Internal Combustion Engine | IC |  | S | 0.4 | 0.8 | 0.4 | 0.4 | 0.1 | N |  |  | N | Commercial Non-CHP | 4 | X | NG
Natural Gas Internal Combustion Engine.NG | natural gas peaker | FALSE | 64315 | Walmart Stores Texas, LLC | 64802 | WAL768 | TX | Harris | GEN2 | Natural Gas Internal Combustion Engine | IC |  | S | 0.4 | 0.8 | 0.4 | 0.4 | 0.1 | N |  |  | N | Commercial Non-CHP | 4 | X | NG
Natural Gas Internal Combustion Engine.NG | natural gas peaker | FALSE | 64315 | Walmart Stores Texas, LLC | 64802 | WAL768 | TX | Harris | GEN3 | Natural Gas Internal Combustion Engine | IC |  | S | 0.4 | 0.8 | 0.4 | 0.4 | 0.1 | N |  |  | N | Commercial Non-CHP | 4 | X | NG
Natural Gas Internal Combustion Engine.NG | natural gas peaker | FALSE | 64315 | Walmart Stores Texas, LLC | 64803 | WAL772 | TX | Harris | GEN1 | Natural Gas Internal Combustion Engine | IC |  | S | 0.4 | 0.8 | 0.4 | 0.4 | 0.1 | N |  |  | N | Commercial Non-CHP | 4 | X | NG
Natural Gas Internal Combustion Engine.NG | natural gas peaker | FALSE | 64315 | Walmart Stores Texas, LLC | 64803 | WAL772 | TX | Harris | GEN2 | Natural Gas Internal Combustion Engine | IC |  | S | 0.4 | 0.8 | 0.4 | 0.4 | 0.1 | N |  |  | N | Commercial Non-CHP | 4 | X | NG
Natural Gas Internal Combustion Engine.NG | natural gas peaker | FALSE | 64315 | Walmart Stores Texas, LLC | 64803 | WAL772 | TX | Harris | GEN3 | Natural Gas Internal Combustion Engine | IC |  | S | 0.4 | 0.8 | 0.4 | 0.4 | 0.1 | N |  |  | N | Commercial Non-CHP | 4 | X | NG
Natural Gas Internal Combustion Engine.NG | natural gas peaker | FALSE | 64315 | Walmart Stores Texas, LLC | 64804 | WAL791 | TX | Jim Wells | GEN1 | Natural Gas Internal Combustion Engine | IC |  | S | 0.4 | 0.8 | 0.4 | 0.4 | 0.1 | N |  |  | N | Commercial Non-CHP | 4 | X | NG
Natural Gas Internal Combustion Engine.NG | natural gas peaker | FALSE | 64315 | Walmart Stores Texas, LLC | 64804 | WAL791 | TX | Jim Wells | GEN2 | Natural Gas Internal Combustion Engine | IC |  | S | 0.4 | 0.8 | 0.4 | 0.4 | 0.1 | N |  |  | N | Commercial Non-CHP | 4 | X | NG
Natural Gas Internal Combustion Engine.NG | natural gas peaker | FALSE | 64315 | Walmart Stores Texas, LLC | 64804 | WAL791 | TX | Jim Wells | GEN3 | Natural Gas Internal Combustion Engine | IC |  | S | 0.4 | 0.8 | 0.4 | 0.4 | 0.1 | N |  |  | N | Commercial Non-CHP | 4 | X | NG
Natural Gas Internal Combustion Engine.NG | natural gas peaker | FALSE | 64315 | Walmart Stores Texas, LLC | 64805 | WAL849 | TX | Harris | GEN1 | Natural Gas Internal Combustion Engine | IC |  | S | 0.4 | 0.8 | 0.4 | 0.4 | 0.1 | N |  |  | N | Commercial Non-CHP | 4 | X | NG
Natural Gas Internal Combustion Engine.NG | natural gas peaker | FALSE | 64315 | Walmart Stores Texas, LLC | 64805 | WAL849 | TX | Harris | GEN2 | Natural Gas Internal Combustion Engine | IC |  | S | 0.4 | 0.8 | 0.4 | 0.4 | 0.1 | N |  |  | N | Commercial Non-CHP | 4 | X | NG
Natural Gas Internal Combustion Engine.NG | natural gas peaker | FALSE | 64315 | Walmart Stores Texas, LLC | 64805 | WAL849 | TX | Harris | GEN3 | Natural Gas Internal Combustion Engine | IC |  | S | 0.4 | 0.8 | 0.4 | 0.4 | 0.1 | N |  |  | N | Commercial Non-CHP | 4 | X | NG
Natural Gas Internal Combustion Engine.NG | natural gas peaker | FALSE | 64315 | Walmart Stores Texas, LLC | 64806 | WAL872 | TX | Brazoria | GEN1 | Natural Gas Internal Combustion Engine | IC |  | S | 0.4 | 0.8 | 0.4 | 0.4 | 0.1 | N |  |  | N | Commercial Non-CHP | 4 | X | NG
Natural Gas Internal Combustion Engine.NG | natural gas peaker | FALSE | 64315 | Walmart Stores Texas, LLC | 64806 | WAL872 | TX | Brazoria | GEN2 | Natural Gas Internal Combustion Engine | IC |  | S | 0.4 | 0.8 | 0.4 | 0.4 | 0.1 | N |  |  | N | Commercial Non-CHP | 4 | X | NG
Natural Gas Internal Combustion Engine.NG | natural gas peaker | FALSE | 64315 | Walmart Stores Texas, LLC | 64806 | WAL872 | TX | Brazoria | GEN3 | Natural Gas Internal Combustion Engine | IC |  | S | 0.4 | 0.8 | 0.4 | 0.4 | 0.1 | N |  |  | N | Commercial Non-CHP | 4 | X | NG
Natural Gas Internal Combustion Engine.NG | natural gas peaker | FALSE | 64315 | Walmart Stores Texas, LLC | 64807 | WAL896 | TX | Dallas | GEN1 | Natural Gas Internal Combustion Engine | IC |  | S | 0.4 | 0.8 | 0.4 | 0.4 | 0.1 | N |  |  | N | Commercial Non-CHP | 4 | X | NG
Natural Gas Internal Combustion Engine.NG | natural gas peaker | FALSE | 64315 | Walmart Stores Texas, LLC | 64807 | WAL896 | TX | Dallas | GEN2 | Natural Gas Internal Combustion Engine | IC |  | S | 0.4 | 0.8 | 0.4 | 0.4 | 0.1 | N |  |  | N | Commercial Non-CHP | 4 | X | NG
Natural Gas Internal Combustion Engine.NG | natural gas peaker | FALSE | 64315 | Walmart Stores Texas, LLC | 64807 | WAL896 | TX | Dallas | GEN3 | Natural Gas Internal Combustion Engine | IC |  | S | 0.4 | 0.8 | 0.4 | 0.4 | 0.1 | N |  |  | N | Commercial Non-CHP | 4 | X | NG
Natural Gas Internal Combustion Engine.NG | natural gas peaker | FALSE | 64315 | Walmart Stores Texas, LLC | 64808 | WAL897 | TX | Pecos | GEN1 | Natural Gas Internal Combustion Engine | IC |  | S | 1.3 | 0.8 | 1.3 | 1.3 | 0.1 | N |  |  | N | Commercial Non-CHP | 4 | X | NG
Natural Gas Internal Combustion Engine.NG | natural gas peaker | FALSE | 64315 | Walmart Stores Texas, LLC | 64809 | WAL940 | TX | Tarrant | GEN1 | Natural Gas Internal Combustion Engine | IC |  | S | 0.4 | 0.8 | 0.4 | 0.4 | 0.1 | N |  |  | N | Commercial Non-CHP | 4 | X | NG
Natural Gas Internal Combustion Engine.NG | natural gas peaker | FALSE | 64315 | Walmart Stores Texas, LLC | 64809 | WAL940 | TX | Tarrant | GEN2 | Natural Gas Internal Combustion Engine | IC |  | S | 0.4 | 0.8 | 0.4 | 0.4 | 0.1 | N |  |  | N | Commercial Non-CHP | 4 | X | NG
Natural Gas Internal Combustion Engine.NG | natural gas peaker | FALSE | 64315 | Walmart Stores Texas, LLC | 64809 | WAL940 | TX | Tarrant | GEN3 | Natural Gas Internal Combustion Engine | IC |  | S | 0.4 | 0.8 | 0.4 | 0.4 | 0.1 | N |  |  | N | Commercial Non-CHP | 4 | X | NG
Natural Gas Internal Combustion Engine.NG | natural gas peaker | FALSE | 64315 | Walmart Stores Texas, LLC | 64810 | WAL947 | TX | Grayson | GEN1 | Natural Gas Internal Combustion Engine | IC |  | S | 0.4 | 0.8 | 0.4 | 0.4 | 0.1 | N |  |  | N | Commercial Non-CHP | 4 | X | NG
Natural Gas Internal Combustion Engine.NG | natural gas peaker | FALSE | 64315 | Walmart Stores Texas, LLC | 64810 | WAL947 | TX | Grayson | GEN2 | Natural Gas Internal Combustion Engine | IC |  | S | 0.4 | 0.8 | 0.4 | 0.4 | 0.1 | N |  |  | N | Commercial Non-CHP | 4 | X | NG
Natural Gas Internal Combustion Engine.NG | natural gas peaker | FALSE | 64315 | Walmart Stores Texas, LLC | 64810 | WAL947 | TX | Grayson | GEN3 | Natural Gas Internal Combustion Engine | IC |  | S | 0.4 | 0.8 | 0.4 | 0.4 | 0.1 | N |  |  | N | Commercial Non-CHP | 4 | X | NG
Natural Gas Internal Combustion Engine.NG | natural gas peaker | FALSE | 64315 | Walmart Stores Texas, LLC | 64812 | WAL972 | TX | Tarrant | GEN1 | Natural Gas Internal Combustion Engine | IC |  | S | 0.4 | 0.8 | 0.4 | 0.4 | 0.1 | N |  |  | N | Commercial Non-CHP | 4 | X | NG
Natural Gas Internal Combustion Engine.NG | natural gas peaker | FALSE | 64315 | Walmart Stores Texas, LLC | 64812 | WAL972 | TX | Tarrant | GEN2 | Natural Gas Internal Combustion Engine | IC |  | S | 0.4 | 0.8 | 0.4 | 0.4 | 0.1 | N |  |  | N | Commercial Non-CHP | 4 | X | NG
Natural Gas Internal Combustion Engine.NG | natural gas peaker | FALSE | 64315 | Walmart Stores Texas, LLC | 64812 | WAL972 | TX | Tarrant | GEN3 | Natural Gas Internal Combustion Engine | IC |  | S | 0.4 | 0.8 | 0.4 | 0.4 | 0.1 | N |  |  | N | Commercial Non-CHP | 4 | X | NG
Natural Gas Internal Combustion Engine.NG | natural gas peaker | FALSE | 64315 | Walmart Stores Texas, LLC | 64813 | WAL1040 | TX | Harris | GEN1 | Natural Gas Internal Combustion Engine | IC |  | S | 0.4 | 0.8 | 0.4 | 0.4 | 0.1 | N |  |  | N | Commercial Non-CHP | 4 | X | NG
Natural Gas Internal Combustion Engine.NG | natural gas peaker | FALSE | 64315 | Walmart Stores Texas, LLC | 64813 | WAL1040 | TX | Harris | GEN2 | Natural Gas Internal Combustion Engine | IC |  | S | 0.4 | 0.8 | 0.4 | 0.4 | 0.1 | N |  |  | N | Commercial Non-CHP | 4 | X | NG
Natural Gas Internal Combustion Engine.NG | natural gas peaker | FALSE | 64315 | Walmart Stores Texas, LLC | 64813 | WAL1040 | TX | Harris | GEN3 | Natural Gas Internal Combustion Engine | IC |  | S | 0.4 | 0.8 | 0.4 | 0.4 | 0.1 | N |  |  | N | Commercial Non-CHP | 4 | X | NG
Natural Gas Internal Combustion Engine.NG | natural gas peaker | FALSE | 64315 | Walmart Stores Texas, LLC | 64814 | WAL1062 | TX | Harris | GEN1 | Natural Gas Internal Combustion Engine | IC |  | S | 0.4 | 0.8 | 0.4 | 0.4 | 0.1 | N |  |  | N | Commercial Non-CHP | 4 | X | NG
Natural Gas Internal Combustion Engine.NG | natural gas peaker | FALSE | 64315 | Walmart Stores Texas, LLC | 64814 | WAL1062 | TX | Harris | GEN2 | Natural Gas Internal Combustion Engine | IC |  | S | 0.4 | 0.8 | 0.4 | 0.4 | 0.1 | N |  |  | N | Commercial Non-CHP | 4 | X | NG
Natural Gas Internal Combustion Engine.NG | natural gas peaker | FALSE | 64315 | Walmart Stores Texas, LLC | 64814 | WAL1062 | TX | Harris | GEN3 | Natural Gas Internal Combustion Engine | IC |  | S | 0.4 | 0.8 | 0.4 | 0.4 | 0.1 | N |  |  | N | Commercial Non-CHP | 4 | X | NG
Natural Gas Internal Combustion Engine.NG | natural gas peaker | FALSE | 64315 | Walmart Stores Texas, LLC | 64815 | WAL1103 | TX | Harris | GEN1 | Natural Gas Internal Combustion Engine | IC |  | S | 0.4 | 0.8 | 0.4 | 0.4 | 0.1 | N |  |  | N | Commercial Non-CHP | 4 | X | NG
Natural Gas Internal Combustion Engine.NG | natural gas peaker | FALSE | 64315 | Walmart Stores Texas, LLC | 64815 | WAL1103 | TX | Harris | GEN2 | Natural Gas Internal Combustion Engine | IC |  | S | 0.4 | 0.8 | 0.4 | 0.4 | 0.1 | N |  |  | N | Commercial Non-CHP | 4 | X | NG
Natural Gas Internal Combustion Engine.NG | natural gas peaker | FALSE | 64315 | Walmart Stores Texas, LLC | 64815 | WAL1103 | TX | Harris | GEN3 | Natural Gas Internal Combustion Engine | IC |  | S | 0.4 | 0.8 | 0.4 | 0.4 | 0.1 | N |  |  | N | Commercial Non-CHP | 4 | X | NG
Natural Gas Internal Combustion Engine.NG | natural gas peaker | FALSE | 64315 | Walmart Stores Texas, LLC | 64816 | WAL1232 | TX | Bell | GEN1 | Natural Gas Internal Combustion Engine | IC |  | S | 0.4 | 0.8 | 0.4 | 0.4 | 0.1 | N |  |  | N | Commercial Non-CHP | 4 | X | NG
Natural Gas Internal Combustion Engine.NG | natural gas peaker | FALSE | 64315 | Walmart Stores Texas, LLC | 64816 | WAL1232 | TX | Bell | GEN2 | Natural Gas Internal Combustion Engine | IC |  | S | 0.4 | 0.8 | 0.4 | 0.4 | 0.1 | N |  |  | N | Commercial Non-CHP | 4 | X | NG
Natural Gas Internal Combustion Engine.NG | natural gas peaker | FALSE | 64315 | Walmart Stores Texas, LLC | 64816 | WAL1232 | TX | Bell | GEN3 | Natural Gas Internal Combustion Engine | IC |  | S | 0.4 | 0.8 | 0.4 | 0.4 | 0.1 | N |  |  | N | Commercial Non-CHP | 4 | X | NG
Solar Photovoltaic.SUN | solar PV | TRUE | 64340 | Energix Leatherwood, LLC | 64817 | Energix Leatherwood, LLC | VA | Henry | ENX10 | Solar Photovoltaic | PV |  | S | 20 |  | 20 | 20 |  | N |  |  | N | IPP Non-CHP | 2 | X | SUN
Solar Photovoltaic.SUN | solar PV | TRUE | 63359 | REA Investments, LLC | 64818 | Connexus Solar Stanford 1STF | MN | Anoka | C1STF | Solar Photovoltaic | PV |  | J | 7.3 |  | 7.3 | 7.3 |  | N |  |  | N | IPP Non-CHP | 2 | X | SUN
Solar Photovoltaic.SUN | solar PV | TRUE | 64343 | Broadway Road Solar, LLC | 64820 | Broadway Road Solar, LLC | NC | Lee | OS | Solar Photovoltaic | PV |  | S | 2 |  | 2 | 2 |  | N |  |  | N | IPP Non-CHP | 2 | X | SUN
Solar Photovoltaic.SUN | solar PV | TRUE | 64083 | DG Central 1, LLC | 64821 | FELPS 1 - Calaveras | TX | Harris | FLPS1 | Solar Photovoltaic | PV |  | S | 1 |  | 1 | 1 |  | N |  |  | N | IPP Non-CHP | 2 | X | SUN
Solar Photovoltaic.SUN | solar PV | TRUE | 64342 | Wyse Fork Solar Farm, LLC | 64822 | Wyse Fork Solar Farm, LLC | NC | Jones | OS | Solar Photovoltaic | PV |  | S | 2 |  | 2 | 2 |  | N |  |  | N | IPP Non-CHP | 2 | X | SUN
Solar Photovoltaic.SUN | solar PV | TRUE | 64083 | DG Central 1, LLC | 64823 | FELPS 2 - Calaveras | TX | Wilson | FLPS2 | Solar Photovoltaic | PV |  | S | 1 |  | 1 | 1 |  | N |  |  | N | IPP Non-CHP | 2 | X | SUN
Solar Photovoltaic.SUN | solar PV | TRUE | 64083 | DG Central 1, LLC | 64824 | FELPS 3 - Floresville South | TX | Wilson | FLPS3 | Solar Photovoltaic | PV |  | S | 1 |  | 1 | 1 |  | N |  |  | N | IPP Non-CHP | 2 | X | SUN
Solar Photovoltaic.SUN | solar PV | TRUE | 64083 | DG Central 1, LLC | 64825 | FELPS 4 - Floresville South | TX | Wilson | FLPS4 | Solar Photovoltaic | PV |  | S | 1 |  | 1 | 1 |  | N |  |  | N | IPP Non-CHP | 2 | X | SUN
Solar Photovoltaic.SUN | solar PV | TRUE | 64083 | DG Central 1, LLC | 64826 | FELPS 5- Floresville South | TX | Wilson | FLPS5 | Solar Photovoltaic | PV |  | S | 1 |  | 1 | 1 |  | N |  |  | N | IPP Non-CHP | 2 | X | SUN
Solar Photovoltaic.SUN | solar PV | TRUE | 64083 | DG Central 1, LLC | 64827 | FELPS 6- Floresville West | TX | Wilson | FLPS6 | Solar Photovoltaic | PV |  | S | 1 |  | 1 | 1 |  | N |  |  | N | IPP Non-CHP | 2 | X | SUN
Solar Photovoltaic.SUN | solar PV | TRUE | 64083 | DG Central 1, LLC | 64828 | FELPS 7- Floresville West | TX | Wilson | FLPS7 | Solar Photovoltaic | PV |  | S | 1 |  | 1 | 1 |  | N |  |  | N | IPP Non-CHP | 2 | X | SUN
Natural Gas Internal Combustion Engine.NG | natural gas peaker | FALSE | 64315 | Walmart Stores Texas, LLC | 64829 | WAL1272 | TX | Scurry | GEN1 | Natural Gas Internal Combustion Engine | IC |  | S | 0.4 | 0.8 | 0.4 | 0.4 | 0.1 | N |  |  | N | Commercial Non-CHP | 4 | X | NG
Natural Gas Internal Combustion Engine.NG | natural gas peaker | FALSE | 64315 | Walmart Stores Texas, LLC | 64829 | WAL1272 | TX | Scurry | GEN2 | Natural Gas Internal Combustion Engine | IC |  | S | 0.4 | 0.8 | 0.4 | 0.4 | 0.1 | N |  |  | N | Commercial Non-CHP | 4 | X | NG
Natural Gas Internal Combustion Engine.NG | natural gas peaker | FALSE | 64315 | Walmart Stores Texas, LLC | 64829 | WAL1272 | TX | Scurry | GEN3 | Natural Gas Internal Combustion Engine | IC |  | S | 0.4 | 0.8 | 0.4 | 0.4 | 0.1 | N |  |  | N | Commercial Non-CHP | 4 | X | NG
Solar Photovoltaic.SUN | solar PV | TRUE | 64341 | Brightwood Solar, LLC | 64830 | Brightwood Solar, LLC | OR | Clackamas | OS | Solar Photovoltaic | PV |  | S | 10 |  | 10 | 10 |  | N |  |  | N | IPP Non-CHP | 2 | X | SUN
Solar Photovoltaic.SUN | solar PV | TRUE | 60025 | Greenbacker Renewable Energy Corporation | 64831 | Oak Leaf Solar XVIII LLC | CO | Denver | DIA7 | Solar Photovoltaic | PV |  | S | 9 |  | 9 | 9 |  | N |  |  | N | IPP Non-CHP | 2 | X | SUN
Solar Photovoltaic.SUN | solar PV | TRUE | 60950 | USPS LA Solar FiT A & B | 64836 | Catalina Express | CA | Los Angeles | CATAL | Solar Photovoltaic | PV |  | S | 1 |  | 1 | 1 |  | N |  |  | N | IPP Non-CHP | 2 | X | SUN
Solar Photovoltaic.SUN | solar PV | TRUE | 60950 | USPS LA Solar FiT A & B | 64837 | Marina South | CA | Los Angeles | MARIN | Solar Photovoltaic | PV |  | S | 1 |  | 1 | 1 |  | N |  |  | N | IPP Non-CHP | 2 | X | SUN
Solar Photovoltaic.SUN | solar PV | TRUE | 64360 | SR Clay, LLC | 64838 | SR Clay, LLC | GA | Clay | CLAY | Solar Photovoltaic | PV |  | S | 106 |  | 106 | 106 |  | N |  |  | N | IPP Non-CHP | 2 | X | SUN
Solar Photovoltaic.SUN | solar PV | TRUE | 64361 | SR Cedar Springs, LLC | 64840 | SR Cedar Springs, LLC | GA | Early | SRCS | Solar Photovoltaic | PV |  | S | 70 |  | 70 | 70 |  | N |  |  | N | IPP Non-CHP | 2 | X | SUN
Solar Photovoltaic.SUN | solar PV | TRUE | 64362 | SR DeSoto I, LLC | 64841 | SR DeSoto I, LLC | GA | Lee | SOTOI | Solar Photovoltaic | PV |  | S | 165 |  | 165 | 165 |  | N |  |  | N | IPP Non-CHP | 2 | X | SUN
Solar Photovoltaic.SUN | solar PV | TRUE | 64363 | SR Turkey Creek, LLC | 64842 | SR Turkey Creek, LLC | KY | Garrard | SRTC | Solar Photovoltaic | PV |  | S | 50 |  | 50 | 50 |  | N |  |  | N | IPP Non-CHP | 2 | X | SUN
Solar Photovoltaic.SUN | solar PV | TRUE | 64359 | SR Washington I, LLC | 64843 | SR Washington I, LLC | TN | Washington | SRWA1 | Solar Photovoltaic | PV |  | S | 9 |  | 9 | 9 |  | N |  |  | N | IPP Non-CHP | 2 | X | SUN
Solar Photovoltaic.SUN | solar PV | TRUE | 64353 | Prairie Street Operating, LLC | 64846 | Prairie | CA | Los Angeles | PR000 | Solar Photovoltaic | PV |  | S | 1.8 |  | 1.8 | 1.8 |  | N |  |  | N | IPP Non-CHP | 2 | X | SUN
Natural Gas Fired Combustion Turbine.NG | natural gas peaker | FALSE | 64367 | Primary Products Ingredients Americas, LLC d/b/a Primient | 64854 | Primient | IN | Tippecanoe | GTG01 | Natural Gas Fired Combustion Turbine | GT |  | S | 30.9 | 0.85 | 28.6 | 34.2 | 0.5 | N |  |  | Y | Industrial CHP | 7 | T | NG
Natural Gas Fired Combustion Turbine.NG | natural gas peaker | FALSE | 64367 | Primary Products Ingredients Americas, LLC d/b/a Primient | 64854 | Primient | IN | Tippecanoe | GTG02 | Natural Gas Fired Combustion Turbine | GT |  | S | 30.9 | 0.85 | 28.6 | 34.2 | 0.5 | N |  |  | Y | Industrial CHP | 7 | T | NG
Solar Photovoltaic.SUN | solar PV | TRUE | 49893 | Invenergy Services LLC | 64856 | Calhoun Solar | MI | Calhoun | 65009 | Solar Photovoltaic | PV |  | S | 200 |  | 200 | 200 |  | N |  |  | N | IPP Non-CHP | 2 | X | SUN
Solar Photovoltaic.SUN | solar PV | TRUE | 60025 | Greenbacker Renewable Energy Corporation | 64860 | Billings Road | VT | Caledonia | 286 | Solar Photovoltaic | PV |  | S | 1.7 |  | 1.7 | 1.7 |  | N |  |  | N | IPP Non-CHP | 2 | X | SUN
Solar Photovoltaic.SUN | solar PV | TRUE | 60025 | Greenbacker Renewable Energy Corporation | 64861 | Deer Creek 2 | CA | El Dorado | 392 | Solar Photovoltaic | PV |  | S | 1.3 |  | 1.3 | 1.3 |  | N |  |  | N | IPP Non-CHP | 2 | X | SUN
Solar Photovoltaic.SUN | solar PV | TRUE | 60025 | Greenbacker Renewable Energy Corporation | 64862 | Strobus | WI | Jackson | 515 | Solar Photovoltaic | PV |  | S | 1.5 |  | 1.5 | 1.5 |  | N |  |  | N | IPP Non-CHP | 2 | X | SUN
Solar Photovoltaic.SUN | solar PV | TRUE | 60025 | Greenbacker Renewable Energy Corporation | 64863 | ER Salvage Yard | VT | Lamoille | 284 | Solar Photovoltaic | PV |  | S | 2.1 |  | 2.1 | 2.1 |  | N |  |  | N | IPP Non-CHP | 2 | X | SUN
Solar Photovoltaic.SUN | solar PV | TRUE | 65173 | United States Solar Corporation | 64866 | USS Wildcat Solar LLC | MN | Goodhue | USSWC | Solar Photovoltaic | PV |  | W | 1 |  | 1 | 1 | 1 | N |  |  | N | IPP Non-CHP | 2 | X | SUN
Solar Photovoltaic.SUN | solar PV | TRUE | 64372 | Keeversville Solar Energy Center LLC | 64868 | Keeversville Solar CSG | IL | Will | KEEV | Solar Photovoltaic | PV |  | S | 2 |  | 2 | 2 |  | N |  |  | N | IPP Non-CHP | 2 | X | SUN
Solar Photovoltaic.SUN | solar PV | TRUE | 65173 | United States Solar Corporation | 64869 | Helen CSG 1 LLC | MN | McLeod | HLCSG | Solar Photovoltaic | PV |  | W | 1 |  | 1 | 1 | 1 | N |  |  | N | IPP Non-CHP | 2 | X | SUN
Solar Photovoltaic.SUN | solar PV | TRUE | 65173 | United States Solar Corporation | 64870 | USS Quail Solar LLC | MN | Wright | USSQL | Solar Photovoltaic | PV |  | W | 1 |  | 1 | 1 |  | N |  |  | N | IPP Non-CHP | 2 | X | SUN
Solar Photovoltaic.SUN | solar PV | TRUE | 65173 | United States Solar Corporation | 64871 | USS Danube Solar LLC | MN | Renville | USSDA | Solar Photovoltaic | PV |  | W | 1 |  | 1 | 1 | 1 | N |  |  | N | IPP Non-CHP | 2 | X | SUN
Onshore Wind Turbine.WND | onshore wind | TRUE | 50123 | Leeward Asset Management, LLC | 64872 | Panorama Wind, LLC | CO | Weld | PANWD | Onshore Wind Turbine | WT |  | S | 145 |  | 145 | 145 | 2 | N |  |  | N | IPP Non-CHP | 2 | X | WND
Natural Gas Internal Combustion Engine.NG | natural gas peaker | TRUE | 64378 | IMG Energy Solutions | 64873 | Pittsburgh Airport Gas Plant | PA | Allegheny | GEN1 | Natural Gas Internal Combustion Engine | IC |  | W | 4.4 | 0.8 | 4.4 | 4.4 | 2 | N |  |  | N | IPP Non-CHP | 2 | X | NG
Natural Gas Internal Combustion Engine.NG | natural gas peaker | TRUE | 64378 | IMG Energy Solutions | 64873 | Pittsburgh Airport Gas Plant | PA | Allegheny | GEN2 | Natural Gas Internal Combustion Engine | IC |  | W | 4.4 | 0.8 | 4.4 | 4.4 | 2 | N |  |  | N | IPP Non-CHP | 2 | X | NG
Natural Gas Internal Combustion Engine.NG | natural gas peaker | TRUE | 64378 | IMG Energy Solutions | 64873 | Pittsburgh Airport Gas Plant | PA | Allegheny | GEN3 | Natural Gas Internal Combustion Engine | IC |  | W | 4.4 | 0.8 | 4.4 | 4.4 | 2 | N |  |  | N | IPP Non-CHP | 2 | X | NG
Natural Gas Internal Combustion Engine.NG | natural gas peaker | TRUE | 64378 | IMG Energy Solutions | 64873 | Pittsburgh Airport Gas Plant | PA | Allegheny | GEN4 | Natural Gas Internal Combustion Engine | IC |  | W | 4.4 | 0.8 | 4.4 | 4.4 | 2 | N |  |  | N | IPP Non-CHP | 2 | X | NG
Natural Gas Internal Combustion Engine.NG | natural gas peaker | TRUE | 64378 | IMG Energy Solutions | 64873 | Pittsburgh Airport Gas Plant | PA | Allegheny | GEN5 | Natural Gas Internal Combustion Engine | IC |  | W | 4.4 | 0.8 | 4.4 | 4.4 | 2 | N |  |  | N | IPP Non-CHP | 2 | X | NG
Solar Photovoltaic.SUN | solar PV | TRUE | 64378 | IMG Energy Solutions | 64874 | PG Solar 1 | PA | Allegheny | SGEN1 | Solar Photovoltaic | PV |  | S | 3 |  | 3 | 3 |  | N |  |  | N | IPP Non-CHP | 2 | X | SUN
Batteries.MWH | battery storage | 0 | 64381 | 276FED WHAM8 Solar, LLC | 64875 | 276 Federal Rd(CSG) | MA | Plymouth | 276FB | Batteries | BA |  | S | 3.3 |  | 3.3 | 3.3 | 3.3 | N |  |  | N | IPP Non-CHP | 2 | X | MWH
Solar Photovoltaic.SUN | solar PV | TRUE | 64381 | 276FED WHAM8 Solar, LLC | 64875 | 276 Federal Rd(CSG) | MA | Plymouth | 276FP | Solar Photovoltaic | PV |  | S | 5 |  | 5 | 5 |  | N |  |  | N | IPP Non-CHP | 2 | X | SUN
Solar Photovoltaic.SUN | solar PV | TRUE | 64380 | 0HAM WHAM8 Solar, LLC | 64876 | 0 Hammond St CSG | MA | Plymouth | 0HAMP | Solar Photovoltaic | PV |  | S | 4.8 |  | 4.8 | 4.8 |  | N |  |  | N | IPP Non-CHP | 2 | X | SUN
Batteries.MWH | battery storage | 0 | 64380 | 0HAM WHAM8 Solar, LLC | 64876 | 0 Hammond St CSG | MA | Plymouth | OHAMB | Batteries | BA |  | S | 5 |  | 5 | 5 | 5 | N |  |  | N | IPP Non-CHP | 2 | X | MWH
Batteries.MWH | battery storage | 0 | 64366 | Terra-Gen Operating Co-Hybrid | 64877 | Edwards Sanborn E3 | CA | Kern | BESS | Batteries | BA |  | W | 11 |  | 11 | 11 |  | N |  |  | N | IPP Non-CHP | 2 | X | MWH
Solar Photovoltaic.SUN | solar PV | TRUE | 64366 | Terra-Gen Operating Co-Hybrid | 64877 | Edwards Sanborn E3 | CA | Kern | PV | Solar Photovoltaic | PV |  | W | 27.1 |  | 27.1 | 27.1 |  | N |  |  | N | IPP Non-CHP | 2 | X | SUN
Batteries.MWH | battery storage | 0 | 64366 | Terra-Gen Operating Co-Hybrid | 64878 | Edwards Sanborn E1A | CA | Kern | BESS | Batteries | BA |  | S | 144 |  | 144 | 144 |  | N |  |  | N | IPP Non-CHP | 2 | X | MWH
Solar Photovoltaic.SUN | solar PV | TRUE | 64366 | Terra-Gen Operating Co-Hybrid | 64878 | Edwards Sanborn E1A | CA | Kern | PV | Solar Photovoltaic | PV |  | S | 149.3 |  | 149.3 | 149.3 |  | N |  |  | N | IPP Non-CHP | 2 | X | SUN
Batteries.MWH | battery storage | 0 | 64366 | Terra-Gen Operating Co-Hybrid | 64879 | Edwards Sanborn E2 | CA | Kern | BESS | Batteries | BA |  | S | 120 |  | 120 | 120 |  | N |  |  | N | IPP Non-CHP | 2 | X | MWH
Solar Photovoltaic.SUN | solar PV | TRUE | 64366 | Terra-Gen Operating Co-Hybrid | 64879 | Edwards Sanborn E2 | CA | Kern | PV | Solar Photovoltaic | PV |  | S | 137.8 |  | 137.8 | 137.8 |  | N |  |  | N | IPP Non-CHP | 2 | X | SUN
Solar Photovoltaic.SUN | solar PV | TRUE | 64382 | UXI CSG Venture 1 8301 LLC | 64880 | Venture 1 - 1A CSG | CO | Adams | 75020 | Solar Photovoltaic | PV |  | S | 1.5 | 0.81 | 1.5 | 1.5 | 1.5 | N |  |  | N | IPP Non-CHP | 2 | X | SUN
Batteries.MWH | battery storage | 0 | 5701 | El Paso Electric Co | 64881 | NMSU Solar and Storage | NM | Dona Ana | NMSUB | Batteries | BA |  | S | 1 |  | 1 | 1 |  | N |  |  | N | Electric Utility | 1 | X | MWH
Solar Photovoltaic.SUN | solar PV | TRUE | 5701 | El Paso Electric Co | 64881 | NMSU Solar and Storage | NM | Dona Ana | NMSUF | Solar Photovoltaic | PV |  | S | 3 |  | 3 | 3 |  | N |  |  | N | Electric Utility | 1 | X | SUN
Natural Gas Internal Combustion Engine.NG | natural gas peaker | FALSE | 64315 | Walmart Stores Texas, LLC | 64883 | WAL1455 | TX | Tarrant | GEN1 | Natural Gas Internal Combustion Engine | IC |  | S | 0.4 | 0.8 | 0.4 | 0.4 | 0.1 | N |  |  | N | Commercial Non-CHP | 4 | X | NG
Natural Gas Internal Combustion Engine.NG | natural gas peaker | FALSE | 64315 | Walmart Stores Texas, LLC | 64883 | WAL1455 | TX | Tarrant | GEN2 | Natural Gas Internal Combustion Engine | IC |  | S | 0.4 | 0.8 | 0.4 | 0.4 | 0.1 | N |  |  | N | Commercial Non-CHP | 4 | X | NG
Natural Gas Internal Combustion Engine.NG | natural gas peaker | FALSE | 64315 | Walmart Stores Texas, LLC | 64883 | WAL1455 | TX | Tarrant | GEN3 | Natural Gas Internal Combustion Engine | IC |  | S | 0.4 | 0.8 | 0.4 | 0.4 | 0.1 | N |  |  | N | Commercial Non-CHP | 4 | X | NG
Natural Gas Internal Combustion Engine.NG | natural gas peaker | FALSE | 64315 | Walmart Stores Texas, LLC | 64884 | WAL1801 | TX | Tarrant | GEN1 | Natural Gas Internal Combustion Engine | IC |  | S | 0.4 | 0.8 | 0.4 | 0.4 | 0.1 | N |  |  | N | Commercial Non-CHP | 4 | X | NG
Natural Gas Internal Combustion Engine.NG | natural gas peaker | FALSE | 64315 | Walmart Stores Texas, LLC | 64884 | WAL1801 | TX | Tarrant | GEN2 | Natural Gas Internal Combustion Engine | IC |  | S | 0.4 | 0.8 | 0.4 | 0.4 | 0.1 | N |  |  | N | Commercial Non-CHP | 4 | X | NG
Natural Gas Internal Combustion Engine.NG | natural gas peaker | FALSE | 64315 | Walmart Stores Texas, LLC | 64884 | WAL1801 | TX | Tarrant | GEN3 | Natural Gas Internal Combustion Engine | IC |  | S | 0.4 | 0.8 | 0.4 | 0.4 | 0.1 | N |  |  | N | Commercial Non-CHP | 4 | X | NG
Natural Gas Internal Combustion Engine.NG | natural gas peaker | FALSE | 64315 | Walmart Stores Texas, LLC | 64885 | WAL2257 | TX | Harris | GEN1 | Natural Gas Internal Combustion Engine | IC |  | S | 0.4 | 0.8 | 0.4 | 0.4 | 0.1 | N |  |  | N | Commercial Non-CHP | 4 | X | NG
Natural Gas Internal Combustion Engine.NG | natural gas peaker | FALSE | 64315 | Walmart Stores Texas, LLC | 64885 | WAL2257 | TX | Harris | GEN2 | Natural Gas Internal Combustion Engine | IC |  | S | 0.4 | 0.8 | 0.4 | 0.4 | 0.1 | N |  |  | N | Commercial Non-CHP | 4 | X | NG
Natural Gas Internal Combustion Engine.NG | natural gas peaker | FALSE | 64315 | Walmart Stores Texas, LLC | 64885 | WAL2257 | TX | Harris | GEN3 | Natural Gas Internal Combustion Engine | IC |  | S | 0.4 | 0.8 | 0.4 | 0.4 | 0.1 | N |  |  | N | Commercial Non-CHP | 4 | X | NG
Natural Gas Internal Combustion Engine.NG | natural gas peaker | FALSE | 64315 | Walmart Stores Texas, LLC | 64886 | WAL2439 | TX | Chambers | GEN1 | Natural Gas Internal Combustion Engine | IC |  | S | 0.4 | 0.8 | 0.4 | 0.4 | 0.1 | N |  |  | N | Commercial Non-CHP | 4 | X | NG
Natural Gas Internal Combustion Engine.NG | natural gas peaker | FALSE | 64315 | Walmart Stores Texas, LLC | 64886 | WAL2439 | TX | Chambers | GEN2 | Natural Gas Internal Combustion Engine | IC |  | S | 0.4 | 0.8 | 0.4 | 0.4 | 0.1 | N |  |  | N | Commercial Non-CHP | 4 | X | NG
Natural Gas Internal Combustion Engine.NG | natural gas peaker | FALSE | 64315 | Walmart Stores Texas, LLC | 64886 | WAL2439 | TX | Chambers | GEN3 | Natural Gas Internal Combustion Engine | IC |  | S | 0.4 | 0.8 | 0.4 | 0.4 | 0.1 | N |  |  | N | Commercial Non-CHP | 4 | X | NG
Natural Gas Internal Combustion Engine.NG | natural gas peaker | FALSE | 64315 | Walmart Stores Texas, LLC | 64887 | WAL2667 | TX | Dallas | GEN1 | Natural Gas Internal Combustion Engine | IC |  | S | 0.4 | 0.8 | 0.4 | 0.4 | 0.1 | N |  |  | N | Commercial Non-CHP | 4 | X | NG
Natural Gas Internal Combustion Engine.NG | natural gas peaker | FALSE | 64315 | Walmart Stores Texas, LLC | 64887 | WAL2667 | TX | Dallas | GEN2 | Natural Gas Internal Combustion Engine | IC |  | S | 0.4 | 0.8 | 0.4 | 0.4 | 0.1 | N |  |  | N | Commercial Non-CHP | 4 | X | NG
Natural Gas Internal Combustion Engine.NG | natural gas peaker | FALSE | 64315 | Walmart Stores Texas, LLC | 64887 | WAL2667 | TX | Dallas | GEN3 | Natural Gas Internal Combustion Engine | IC |  | S | 0.4 | 0.8 | 0.4 | 0.4 | 0.1 | N |  |  | N | Commercial Non-CHP | 4 | X | NG
Natural Gas Internal Combustion Engine.NG | natural gas peaker | FALSE | 64315 | Walmart Stores Texas, LLC | 64888 | WAL2724 | TX | Harris | GEN1 | Natural Gas Internal Combustion Engine | IC |  | S | 0.4 | 0.8 | 0.4 | 0.4 | 0.1 | N |  |  | N | Commercial Non-CHP | 4 | X | NG
Natural Gas Internal Combustion Engine.NG | natural gas peaker | FALSE | 64315 | Walmart Stores Texas, LLC | 64888 | WAL2724 | TX | Harris | GEN2 | Natural Gas Internal Combustion Engine | IC |  | S | 0.4 | 0.8 | 0.4 | 0.4 | 0.1 | N |  |  | N | Commercial Non-CHP | 4 | X | NG
Natural Gas Internal Combustion Engine.NG | natural gas peaker | FALSE | 64315 | Walmart Stores Texas, LLC | 64888 | WAL2724 | TX | Harris | GEN3 | Natural Gas Internal Combustion Engine | IC |  | S | 0.4 | 0.8 | 0.4 | 0.4 | 0.1 | N |  |  | N | Commercial Non-CHP | 4 | X | NG
Natural Gas Internal Combustion Engine.NG | natural gas peaker | FALSE | 64315 | Walmart Stores Texas, LLC | 64889 | WAL2883 | TX | Collin | GEN1 | Natural Gas Internal Combustion Engine | IC |  | S | 0.4 | 0.8 | 0.4 | 0.4 | 0.1 | N |  |  | N | Commercial Non-CHP | 4 | X | NG
Natural Gas Internal Combustion Engine.NG | natural gas peaker | FALSE | 64315 | Walmart Stores Texas, LLC | 64889 | WAL2883 | TX | Collin | GEN2 | Natural Gas Internal Combustion Engine | IC |  | S | 0.4 | 0.8 | 0.4 | 0.4 | 0.1 | N |  |  | N | Commercial Non-CHP | 4 | X | NG
Natural Gas Internal Combustion Engine.NG | natural gas peaker | FALSE | 64315 | Walmart Stores Texas, LLC | 64889 | WAL2883 | TX | Collin | GEN3 | Natural Gas Internal Combustion Engine | IC |  | S | 0.4 | 0.8 | 0.4 | 0.4 | 0.1 | N |  |  | N | Commercial Non-CHP | 4 | X | NG
Natural Gas Internal Combustion Engine.NG | natural gas peaker | FALSE | 64315 | Walmart Stores Texas, LLC | 64890 | WAL2980 | TX | Tarrant | GEN1 | Natural Gas Internal Combustion Engine | IC |  | S | 0.4 | 0.8 | 0.4 | 0.4 | 0.1 | N |  |  | N | Commercial Non-CHP | 4 | X | NG
Natural Gas Internal Combustion Engine.NG | natural gas peaker | FALSE | 64315 | Walmart Stores Texas, LLC | 64890 | WAL2980 | TX | Tarrant | GEN2 | Natural Gas Internal Combustion Engine | IC |  | S | 0.4 | 0.8 | 0.4 | 0.4 | 0.1 | N |  |  | N | Commercial Non-CHP | 4 | X | NG
Natural Gas Internal Combustion Engine.NG | natural gas peaker | FALSE | 64315 | Walmart Stores Texas, LLC | 64890 | WAL2980 | TX | Tarrant | GEN3 | Natural Gas Internal Combustion Engine | IC |  | S | 0.4 | 0.8 | 0.4 | 0.4 | 0.1 | N |  |  | N | Commercial Non-CHP | 4 | X | NG
Natural Gas Internal Combustion Engine.NG | natural gas peaker | FALSE | 64315 | Walmart Stores Texas, LLC | 64891 | WAL2993 | TX | Fort Bend | GEN1 | Natural Gas Internal Combustion Engine | IC |  | S | 0.4 | 0.8 | 0.4 | 0.4 | 0.1 | N |  |  | N | Commercial Non-CHP | 4 | X | NG
Natural Gas Internal Combustion Engine.NG | natural gas peaker | FALSE | 64315 | Walmart Stores Texas, LLC | 64891 | WAL2993 | TX | Fort Bend | GEN2 | Natural Gas Internal Combustion Engine | IC |  | S | 0.4 | 0.8 | 0.4 | 0.4 | 0.1 | N |  |  | N | Commercial Non-CHP | 4 | X | NG
Natural Gas Internal Combustion Engine.NG | natural gas peaker | FALSE | 64315 | Walmart Stores Texas, LLC | 64891 | WAL2993 | TX | Fort Bend | GEN3 | Natural Gas Internal Combustion Engine | IC |  | S | 0.4 | 0.8 | 0.4 | 0.4 | 0.1 | N |  |  | N | Commercial Non-CHP | 4 | X | NG
Solar Photovoltaic.SUN | solar PV | TRUE | 62836 | Navisun LLC | 64892 | TPE Erath Solar, LLC | TX | Erath | ERATH | Solar Photovoltaic | PV |  | S | 9.9 |  | 9.9 | 9.9 |  | N |  |  | N | IPP Non-CHP | 2 | X | SUN
Natural Gas Internal Combustion Engine.NG | natural gas peaker | FALSE | 64315 | Walmart Stores Texas, LLC | 64893 | WAL3224 | TX | Dallas | GEN1 | Natural Gas Internal Combustion Engine | IC |  | S | 0.4 | 0.8 | 0.4 | 0.4 | 0.1 | N |  |  | N | Commercial Non-CHP | 4 | X | NG
Natural Gas Internal Combustion Engine.NG | natural gas peaker | FALSE | 64315 | Walmart Stores Texas, LLC | 64893 | WAL3224 | TX | Dallas | GEN2 | Natural Gas Internal Combustion Engine | IC |  | S | 0.4 | 0.8 | 0.4 | 0.4 | 0.1 | N |  |  | N | Commercial Non-CHP | 4 | X | NG
Natural Gas Internal Combustion Engine.NG | natural gas peaker | FALSE | 64315 | Walmart Stores Texas, LLC | 64893 | WAL3224 | TX | Dallas | GEN3 | Natural Gas Internal Combustion Engine | IC |  | S | 0.4 | 0.8 | 0.4 | 0.4 | 0.1 | N |  |  | N | Commercial Non-CHP | 4 | X | NG
Natural Gas Internal Combustion Engine.NG | natural gas peaker | FALSE | 64315 | Walmart Stores Texas, LLC | 64895 | WAL3226 | TX | Fort Bend | GEN1 | Natural Gas Internal Combustion Engine | IC |  | S | 0.4 | 0.8 | 0.4 | 0.4 | 0.1 | N |  |  | N | Commercial Non-CHP | 4 | X | NG
Natural Gas Internal Combustion Engine.NG | natural gas peaker | FALSE | 64315 | Walmart Stores Texas, LLC | 64895 | WAL3226 | TX | Fort Bend | GEN2 | Natural Gas Internal Combustion Engine | IC |  | S | 0.4 | 0.8 | 0.4 | 0.4 | 0.1 | N |  |  | N | Commercial Non-CHP | 4 | X | NG
Natural Gas Internal Combustion Engine.NG | natural gas peaker | FALSE | 64315 | Walmart Stores Texas, LLC | 64895 | WAL3226 | TX | Fort Bend | GEN3 | Natural Gas Internal Combustion Engine | IC |  | S | 0.4 | 0.8 | 0.4 | 0.4 | 0.1 | N |  |  | N | Commercial Non-CHP | 4 | X | NG
Natural Gas Internal Combustion Engine.NG | natural gas peaker | FALSE | 64315 | Walmart Stores Texas, LLC | 64896 | WAL3284 | TX | Tarrant | GEN1 | Natural Gas Internal Combustion Engine | IC |  | S | 0.4 | 0.8 | 0.4 | 0.4 | 0.1 | N |  |  | N | Commercial Non-CHP | 4 | X | NG
Natural Gas Internal Combustion Engine.NG | natural gas peaker | FALSE | 64315 | Walmart Stores Texas, LLC | 64896 | WAL3284 | TX | Tarrant | GEN2 | Natural Gas Internal Combustion Engine | IC |  | S | 0.4 | 0.8 | 0.4 | 0.4 | 0.1 | N |  |  | N | Commercial Non-CHP | 4 | X | NG
Natural Gas Internal Combustion Engine.NG | natural gas peaker | FALSE | 64315 | Walmart Stores Texas, LLC | 64896 | WAL3284 | TX | Tarrant | GEN3 | Natural Gas Internal Combustion Engine | IC |  | S | 0.4 | 0.8 | 0.4 | 0.4 | 0.1 | N |  |  | N | Commercial Non-CHP | 4 | X | NG
Natural Gas Internal Combustion Engine.NG | natural gas peaker | FALSE | 64315 | Walmart Stores Texas, LLC | 64897 | WAL3285 | TX | Dallas | GEN1 | Natural Gas Internal Combustion Engine | IC |  | S | 0.4 | 0.8 | 0.4 | 0.4 | 0.1 | N |  |  | N | Commercial Non-CHP | 4 | X | NG
Natural Gas Internal Combustion Engine.NG | natural gas peaker | FALSE | 64315 | Walmart Stores Texas, LLC | 64897 | WAL3285 | TX | Dallas | GEN2 | Natural Gas Internal Combustion Engine | IC |  | S | 0.4 | 0.8 | 0.4 | 0.4 | 0.1 | N |  |  | N | Commercial Non-CHP | 4 | X | NG
Natural Gas Internal Combustion Engine.NG | natural gas peaker | FALSE | 64315 | Walmart Stores Texas, LLC | 64897 | WAL3285 | TX | Dallas | GEN3 | Natural Gas Internal Combustion Engine | IC |  | S | 0.4 | 0.8 | 0.4 | 0.4 | 0.1 | N |  |  | N | Commercial Non-CHP | 4 | X | NG
Natural Gas Internal Combustion Engine.NG | natural gas peaker | FALSE | 64315 | Walmart Stores Texas, LLC | 64898 | WAL3297 | TX | Harris | GEN1 | Natural Gas Internal Combustion Engine | IC |  | S | 0.4 | 0.8 | 0.4 | 0.4 | 0.1 | N |  |  | N | Commercial Non-CHP | 4 | X | NG
Natural Gas Internal Combustion Engine.NG | natural gas peaker | FALSE | 64315 | Walmart Stores Texas, LLC | 64898 | WAL3297 | TX | Harris | GEN2 | Natural Gas Internal Combustion Engine | IC |  | S | 0.4 | 0.8 | 0.4 | 0.4 | 0.1 | N |  |  | N | Commercial Non-CHP | 4 | X | NG
Natural Gas Internal Combustion Engine.NG | natural gas peaker | FALSE | 64315 | Walmart Stores Texas, LLC | 64898 | WAL3297 | TX | Harris | GEN3 | Natural Gas Internal Combustion Engine | IC |  | S | 0.4 | 0.8 | 0.4 | 0.4 | 0.1 | N |  |  | N | Commercial Non-CHP | 4 | X | NG
Natural Gas Internal Combustion Engine.NG | natural gas peaker | FALSE | 64315 | Walmart Stores Texas, LLC | 64899 | WAL3298 | TX | Galveston | GEN1 | Natural Gas Internal Combustion Engine | IC |  | S | 0.4 | 0.8 | 0.4 | 0.4 | 0.1 | N |  |  | N | Commercial Non-CHP | 4 | X | NG
Natural Gas Internal Combustion Engine.NG | natural gas peaker | FALSE | 64315 | Walmart Stores Texas, LLC | 64899 | WAL3298 | TX | Galveston | GEN2 | Natural Gas Internal Combustion Engine | IC |  | S | 0.4 | 0.8 | 0.4 | 0.4 | 0.1 | N |  |  | N | Commercial Non-CHP | 4 | X | NG
Natural Gas Internal Combustion Engine.NG | natural gas peaker | FALSE | 64315 | Walmart Stores Texas, LLC | 64899 | WAL3298 | TX | Galveston | GEN3 | Natural Gas Internal Combustion Engine | IC |  | S | 0.4 | 0.8 | 0.4 | 0.4 | 0.1 | N |  |  | N | Commercial Non-CHP | 4 | X | NG
Natural Gas Internal Combustion Engine.NG | natural gas peaker | FALSE | 64315 | Walmart Stores Texas, LLC | 64900 | WAL3302 | TX | Harris | GEN1 | Natural Gas Internal Combustion Engine | IC |  | S | 0.4 | 0.8 | 0.4 | 0.4 | 0.1 | N |  |  | N | Commercial Non-CHP | 4 | X | NG
Natural Gas Internal Combustion Engine.NG | natural gas peaker | FALSE | 64315 | Walmart Stores Texas, LLC | 64900 | WAL3302 | TX | Harris | GEN2 | Natural Gas Internal Combustion Engine | IC |  | S | 0.4 | 0.8 | 0.4 | 0.4 | 0.1 | N |  |  | N | Commercial Non-CHP | 4 | X | NG
Natural Gas Internal Combustion Engine.NG | natural gas peaker | FALSE | 64315 | Walmart Stores Texas, LLC | 64900 | WAL3302 | TX | Harris | GEN3 | Natural Gas Internal Combustion Engine | IC |  | S | 0.4 | 0.8 | 0.4 | 0.4 | 0.1 | N |  |  | N | Commercial Non-CHP | 4 | X | NG
Natural Gas Internal Combustion Engine.NG | natural gas peaker | FALSE | 64315 | Walmart Stores Texas, LLC | 64901 | WAL3320 | TX | Hidalgo | GEN1 | Natural Gas Internal Combustion Engine | IC |  | S | 0.4 | 0.8 | 0.4 | 0.4 | 0.1 | N |  |  | N | Commercial Non-CHP | 4 | X | NG
Natural Gas Internal Combustion Engine.NG | natural gas peaker | FALSE | 64315 | Walmart Stores Texas, LLC | 64901 | WAL3320 | TX | Hidalgo | GEN2 | Natural Gas Internal Combustion Engine | IC |  | S | 0.4 | 0.8 | 0.4 | 0.4 | 0.1 | N |  |  | N | Commercial Non-CHP | 4 | X | NG
Natural Gas Internal Combustion Engine.NG | natural gas peaker | FALSE | 64315 | Walmart Stores Texas, LLC | 64901 | WAL3320 | TX | Hidalgo | GEN3 | Natural Gas Internal Combustion Engine | IC |  | S | 0.4 | 0.8 | 0.4 | 0.4 | 0.1 | N |  |  | N | Commercial Non-CHP | 4 | X | NG
Natural Gas Internal Combustion Engine.NG | natural gas peaker | FALSE | 64315 | Walmart Stores Texas, LLC | 64902 | WAL3390 | TX | Montgomery | GEN1 | Natural Gas Internal Combustion Engine | IC |  | S | 0.4 | 0.8 | 0.4 | 0.4 | 0.1 | N |  |  | N | Commercial Non-CHP | 4 | X | NG
Natural Gas Internal Combustion Engine.NG | natural gas peaker | FALSE | 64315 | Walmart Stores Texas, LLC | 64902 | WAL3390 | TX | Montgomery | GEN2 | Natural Gas Internal Combustion Engine | IC |  | S | 0.4 | 0.8 | 0.4 | 0.4 | 0.1 | N |  |  | N | Commercial Non-CHP | 4 | X | NG
Natural Gas Internal Combustion Engine.NG | natural gas peaker | FALSE | 64315 | Walmart Stores Texas, LLC | 64902 | WAL3390 | TX | Montgomery | GEN3 | Natural Gas Internal Combustion Engine | IC |  | S | 0.4 | 0.8 | 0.4 | 0.4 | 0.1 | N |  |  | N | Commercial Non-CHP | 4 | X | NG
Solar Photovoltaic.SUN | solar PV | TRUE | 64394 | Cuba 2.5ac, LLC | 64903 | Cuba 2.5ac, LLC | NM | Sandoval | SOLAR | Solar Photovoltaic | PV |  | S | 2.5 |  | 2.5 | 2.5 |  | N |  |  | N | IPP Non-CHP | 2 | X | SUN
Solar Photovoltaic.SUN | solar PV | TRUE | 63505 | DG Illinois Solar, LLC | 64905 | Mt. Morris Solar CSG | IL | Ogle | MTMIL | Solar Photovoltaic | PV |  | S | 2 | 1 | 2 | 2 |  | N |  |  | N | IPP Non-CHP | 2 | X | SUN
Solar Photovoltaic.SUN | solar PV | TRUE | 60025 | Greenbacker Renewable Energy Corporation | 64906 | Hazel | MN | Fillmore | 512 | Solar Photovoltaic | PV |  | S | 3 |  | 3 | 3 |  | N |  |  | N | IPP Non-CHP | 2 | X | SUN
Solar Photovoltaic.SUN | solar PV | TRUE | 60025 | Greenbacker Renewable Energy Corporation | 64907 | Fountain | MN | Fillmore | 511 | Solar Photovoltaic | PV |  | S | 3 |  | 3 | 3 |  | N |  |  | N | IPP Non-CHP | 2 | X | SUN
Solar Photovoltaic.SUN | solar PV | TRUE | 64393 | Tulare Solar Center, LLC | 64909 | Luciana | CA | Tulare | TSC | Solar Photovoltaic | PV |  | S | 55.8 |  | 55.8 | 55.8 | 0 | N | 4 | 2057 | N | IPP Non-CHP | 2 | X | SUN
Solar Photovoltaic.SUN | solar PV | TRUE | 64390 | Brighter Future Solar LLC | 64910 | Brighter Future Solar | NC | Caldwell | BFSNC | Solar Photovoltaic | PV |  | S | 11 | 1 | 11 | 11 | 11 | N | 1 | 2052 | N | IPP Non-CHP | 2 | X | SUN
Batteries.MWH | battery storage | 0 | 64400 | Flower Valley | 64915 | Flower Valley I | TX | Reeves | FLRV1 | Batteries | BA |  | S | 9.9 | 1 | 9.9 | 9.9 | 0 | N | 8 | 2032 | N | IPP Non-CHP | 2 | X | MWH
Batteries.MWH | battery storage | 0 | 64401 | Swoose | 64916 | Swoose I | TX | Ward | SWOO1 | Batteries | BA |  | S | 9.9 | 1 | 9.9 | 9.9 | 0 | N |  |  | N | IPP Non-CHP | 2 | X | MWH
Batteries.MWH | battery storage | 0 | 64402 | Triple Butte | 64917 | Triple Butte I | TX | Pecos | TRBT1 | Batteries | BA |  | S | 7.5 | 1 | 7.5 | 7.5 | 0 | N |  |  | N | IPP Non-CHP | 2 | X | MWH
Solar Photovoltaic.SUN | solar PV | TRUE | 63505 | DG Illinois Solar, LLC | 64918 | NorthropGrummanSolar(Rolling Meadows,IL) | IL | Cook | NGCIL | Solar Photovoltaic | PV |  | S | 1.1 | 1 | 1.1 | 1.1 |  | N |  |  | N | IPP Non-CHP | 2 | X | SUN
Solar Photovoltaic.SUN | solar PV | TRUE | 63505 | DG Illinois Solar, LLC | 64919 | FedEx Chicago Solar Facility | IL | Cook | FDXIL | Solar Photovoltaic | PV |  | S | 1.5 | 1 | 1.5 | 1.5 |  | N |  |  | N | IPP Non-CHP | 2 | X | SUN
Solar Photovoltaic.SUN | solar PV | TRUE | 63505 | DG Illinois Solar, LLC | 64920 | GE-Hitachi Solar - Morris, IL | IL | Grundy | GEHIL | Solar Photovoltaic | PV |  | S | 0.9 | 1 | 0.9 | 0.9 |  | N |  |  | N | IPP Non-CHP | 2 | X | SUN
Batteries.MWH | battery storage | 0 | 63522 | Johanna Energy Center, LLC | 64921 | Santa Ana Storage 2 | CA | Orange | SAP2 | Batteries | BA |  | S | 20 |  | 20 | 20 | 1 | N |  |  | N | IPP Non-CHP | 2 | X | MWH
Natural Gas Internal Combustion Engine.NG | natural gas peaker | FALSE | 64315 | Walmart Stores Texas, LLC | 64922 | WAL3406 | TX | Dallas | GEN1 | Natural Gas Internal Combustion Engine | IC |  | S | 0.4 | 0.8 | 0.4 | 0.4 | 0.1 | N |  |  | N | Commercial Non-CHP | 4 | X | NG
Natural Gas Internal Combustion Engine.NG | natural gas peaker | FALSE | 64315 | Walmart Stores Texas, LLC | 64922 | WAL3406 | TX | Dallas | GEN2 | Natural Gas Internal Combustion Engine | IC |  | S | 0.4 | 0.8 | 0.4 | 0.4 | 0.1 | N |  |  | N | Commercial Non-CHP | 4 | X | NG
Natural Gas Internal Combustion Engine.NG | natural gas peaker | FALSE | 64315 | Walmart Stores Texas, LLC | 64922 | WAL3406 | TX | Dallas | GEN3 | Natural Gas Internal Combustion Engine | IC |  | S | 0.4 | 0.8 | 0.4 | 0.4 | 0.1 | N |  |  | N | Commercial Non-CHP | 4 | X | NG
Natural Gas Internal Combustion Engine.NG | natural gas peaker | FALSE | 64315 | Walmart Stores Texas, LLC | 64923 | WAL3425 | TX | Harris | GEN1 | Natural Gas Internal Combustion Engine | IC |  | S | 0.4 | 0.8 | 0.4 | 0.4 | 0.1 | N |  |  | N | Commercial Non-CHP | 4 | X | NG
Natural Gas Internal Combustion Engine.NG | natural gas peaker | FALSE | 64315 | Walmart Stores Texas, LLC | 64923 | WAL3425 | TX | Harris | GEN2 | Natural Gas Internal Combustion Engine | IC |  | S | 0.4 | 0.8 | 0.4 | 0.4 | 0.1 | N |  |  | N | Commercial Non-CHP | 4 | X | NG
Natural Gas Internal Combustion Engine.NG | natural gas peaker | FALSE | 64315 | Walmart Stores Texas, LLC | 64923 | WAL3425 | TX | Harris | GEN3 | Natural Gas Internal Combustion Engine | IC |  | S | 0.4 | 0.8 | 0.4 | 0.4 | 0.1 | N |  |  | N | Commercial Non-CHP | 4 | X | NG
Natural Gas Internal Combustion Engine.NG | natural gas peaker | FALSE | 64315 | Walmart Stores Texas, LLC | 64924 | WAL3432 | TX | Dallas | GEN1 | Natural Gas Internal Combustion Engine | IC |  | S | 0.4 | 0.8 | 0.4 | 0.4 | 0.1 | N |  |  | N | Commercial Non-CHP | 4 | X | NG
Natural Gas Internal Combustion Engine.NG | natural gas peaker | FALSE | 64315 | Walmart Stores Texas, LLC | 64924 | WAL3432 | TX | Dallas | GEN2 | Natural Gas Internal Combustion Engine | IC |  | S | 0.4 | 0.8 | 0.4 | 0.4 | 0.1 | N |  |  | N | Commercial Non-CHP | 4 | X | NG
Natural Gas Internal Combustion Engine.NG | natural gas peaker | FALSE | 64315 | Walmart Stores Texas, LLC | 64924 | WAL3432 | TX | Dallas | GEN3 | Natural Gas Internal Combustion Engine | IC |  | S | 0.4 | 0.8 | 0.4 | 0.4 | 0.1 | N |  |  | N | Commercial Non-CHP | 4 | X | NG
Natural Gas Internal Combustion Engine.NG | natural gas peaker | FALSE | 64315 | Walmart Stores Texas, LLC | 64925 | WAL3500 | TX | Harris | GEN1 | Natural Gas Internal Combustion Engine | IC |  | S | 0.4 | 0.8 | 0.4 | 0.4 | 0.1 | N |  |  | N | Commercial Non-CHP | 4 | X | NG
Natural Gas Internal Combustion Engine.NG | natural gas peaker | FALSE | 64315 | Walmart Stores Texas, LLC | 64925 | WAL3500 | TX | Harris | GEN2 | Natural Gas Internal Combustion Engine | IC |  | S | 0.4 | 0.8 | 0.4 | 0.4 | 0.1 | N |  |  | N | Commercial Non-CHP | 4 | X | NG
Natural Gas Internal Combustion Engine.NG | natural gas peaker | FALSE | 64315 | Walmart Stores Texas, LLC | 64925 | WAL3500 | TX | Harris | GEN3 | Natural Gas Internal Combustion Engine | IC |  | S | 0.4 | 0.8 | 0.4 | 0.4 | 0.1 | N |  |  | N | Commercial Non-CHP | 4 | X | NG
Natural Gas Internal Combustion Engine.NG | natural gas peaker | FALSE | 64315 | Walmart Stores Texas, LLC | 64926 | WAL3510 | TX | Brazoria | GEN1 | Natural Gas Internal Combustion Engine | IC |  | S | 1.3 | 0.8 | 1.3 | 1.3 | 0.1 | N |  |  | N | Commercial Non-CHP | 4 | X | NG
Batteries.MWH | battery storage | 0 | 64366 | Terra-Gen Operating Co-Hybrid | 64928 | Edwards Sanborn S3 | CA | Kern | BESS | Batteries | BA |  | W | 33 |  | 33 | 33 |  | N |  |  | N | IPP Non-CHP | 2 | X | MWH
Solar Photovoltaic.SUN | solar PV | TRUE | 64366 | Terra-Gen Operating Co-Hybrid | 64928 | Edwards Sanborn S3 | CA | Kern | PV | Solar Photovoltaic | PV |  | W | 37.7 |  | 37.7 | 37.7 |  | N |  |  | N | IPP Non-CHP | 2 | X | SUN
Batteries.MWH | battery storage | 0 | 64366 | Terra-Gen Operating Co-Hybrid | 64929 | Edwards Sanborn S1 | CA | Kern | BESS | Batteries | BA |  | W | 40 |  | 40 | 40 |  | N |  |  | N | IPP Non-CHP | 2 | X | MWH
Solar Photovoltaic.SUN | solar PV | TRUE | 64366 | Terra-Gen Operating Co-Hybrid | 64929 | Edwards Sanborn S1 | CA | Kern | PV | Solar Photovoltaic | PV |  | W | 44.6 |  | 44.6 | 44.6 |  | N |  |  | N | IPP Non-CHP | 2 | X | SUN
Solar Photovoltaic.SUN | solar PV | TRUE | 60025 | Greenbacker Renewable Energy Corporation | 64930 | Stockton (MN) | MN | Winona | 514 | Solar Photovoltaic | PV |  | S | 2 |  | 2 | 2 |  | N |  |  | N | IPP Non-CHP | 2 | X | SUN
Solar Photovoltaic.SUN | solar PV | TRUE | 60025 | Greenbacker Renewable Energy Corporation | 64931 | Capital Hill Solar LLC | NY | Albany | 531 | Solar Photovoltaic | PV |  | S | 1.5 |  | 1.5 | 1.5 |  | N |  |  | N | IPP Non-CHP | 2 | X | SUN
Solar Photovoltaic.SUN | solar PV | TRUE | 60025 | Greenbacker Renewable Energy Corporation | 64932 | Rushford Village | MN | Fillmore | 513 | Solar Photovoltaic | PV |  | S | 1 |  | 1 | 1 |  | N |  |  | N | IPP Non-CHP | 2 | X | SUN
Natural Gas Internal Combustion Engine.NG | natural gas peaker | FALSE | 64315 | Walmart Stores Texas, LLC | 64933 | WAL3518 | TX | Webb | GEN1 | Natural Gas Internal Combustion Engine | IC |  | S | 0.4 | 0.8 | 0.4 | 0.4 | 0.1 | N |  |  | N | Commercial Non-CHP | 4 | X | NG
Natural Gas Internal Combustion Engine.NG | natural gas peaker | FALSE | 64315 | Walmart Stores Texas, LLC | 64933 | WAL3518 | TX | Webb | GEN2 | Natural Gas Internal Combustion Engine | IC |  | S | 0.4 | 0.8 | 0.4 | 0.4 | 0.1 | N |  |  | N | Commercial Non-CHP | 4 | X | NG
Natural Gas Internal Combustion Engine.NG | natural gas peaker | FALSE | 64315 | Walmart Stores Texas, LLC | 64933 | WAL3518 | TX | Webb | GEN3 | Natural Gas Internal Combustion Engine | IC |  | S | 0.4 | 0.8 | 0.4 | 0.4 | 0.1 | N |  |  | N | Commercial Non-CHP | 4 | X | NG
Natural Gas Internal Combustion Engine.NG | natural gas peaker | FALSE | 64315 | Walmart Stores Texas, LLC | 64934 | WAL3572 | TX | Brazoria | GEN1 | Natural Gas Internal Combustion Engine | IC |  | S | 1.3 | 0.8 | 1.3 | 1.3 | 0.1 | N |  |  | N | Commercial Non-CHP | 4 | X | NG
Natural Gas Internal Combustion Engine.NG | natural gas peaker | FALSE | 64315 | Walmart Stores Texas, LLC | 64935 | WAL3584 | TX | Harris | GEN1 | Natural Gas Internal Combustion Engine | IC |  | S | 0.4 | 0.8 | 0.4 | 0.4 | 0.1 | N |  |  | N | Commercial Non-CHP | 4 | X | NG
Natural Gas Internal Combustion Engine.NG | natural gas peaker | FALSE | 64315 | Walmart Stores Texas, LLC | 64935 | WAL3584 | TX | Harris | GEN2 | Natural Gas Internal Combustion Engine | IC |  | S | 0.4 | 0.8 | 0.4 | 0.4 | 0.1 | N |  |  | N | Commercial Non-CHP | 4 | X | NG
Natural Gas Internal Combustion Engine.NG | natural gas peaker | FALSE | 64315 | Walmart Stores Texas, LLC | 64935 | WAL3584 | TX | Harris | GEN3 | Natural Gas Internal Combustion Engine | IC |  | S | 0.4 | 0.8 | 0.4 | 0.4 | 0.1 | N |  |  | N | Commercial Non-CHP | 4 | X | NG
Natural Gas Internal Combustion Engine.NG | natural gas peaker | FALSE | 64315 | Walmart Stores Texas, LLC | 64936 | WAL3631 | TX | Tarrant | GEN1 | Natural Gas Internal Combustion Engine | IC |  | S | 0.4 | 0.8 | 0.4 | 0.4 | 0.1 | N |  |  | N | Commercial Non-CHP | 4 | X | NG
Natural Gas Internal Combustion Engine.NG | natural gas peaker | FALSE | 64315 | Walmart Stores Texas, LLC | 64936 | WAL3631 | TX | Tarrant | GEN2 | Natural Gas Internal Combustion Engine | IC |  | S | 0.4 | 0.8 | 0.4 | 0.4 | 0.1 | N |  |  | N | Commercial Non-CHP | 4 | X | NG
Natural Gas Internal Combustion Engine.NG | natural gas peaker | FALSE | 64315 | Walmart Stores Texas, LLC | 64936 | WAL3631 | TX | Tarrant | GEN3 | Natural Gas Internal Combustion Engine | IC |  | S | 0.4 | 0.8 | 0.4 | 0.4 | 0.1 | N |  |  | N | Commercial Non-CHP | 4 | X | NG
Natural Gas Internal Combustion Engine.NG | natural gas peaker | FALSE | 64315 | Walmart Stores Texas, LLC | 64937 | WAL3773 | TX | Tarrant | GEN1 | Natural Gas Internal Combustion Engine | IC |  | S | 0.4 | 0.8 | 0.4 | 0.4 | 0.1 | N |  |  | N | Commercial Non-CHP | 4 | X | NG
Natural Gas Internal Combustion Engine.NG | natural gas peaker | FALSE | 64315 | Walmart Stores Texas, LLC | 64937 | WAL3773 | TX | Tarrant | GEN2 | Natural Gas Internal Combustion Engine | IC |  | S | 0.4 | 0.8 | 0.4 | 0.4 | 0.1 | N |  |  | N | Commercial Non-CHP | 4 | X | NG
Natural Gas Internal Combustion Engine.NG | natural gas peaker | FALSE | 64315 | Walmart Stores Texas, LLC | 64937 | WAL3773 | TX | Tarrant | GEN3 | Natural Gas Internal Combustion Engine | IC |  | S | 0.4 | 0.8 | 0.4 | 0.4 | 0.1 | N |  |  | N | Commercial Non-CHP | 4 | X | NG
Petroleum Liquids.DFO | petroleum | FALSE | 64315 | Walmart Stores Texas, LLC | 64938 | WAL3777 | TX | Denton | GEN1 | Petroleum Liquids | IC |  | S | 1.3 | 0.8 | 1.3 | 1.3 | 0.1 | N |  |  | N | Commercial Non-CHP | 4 | X | DFO
Natural Gas Internal Combustion Engine.NG | natural gas peaker | FALSE | 64315 | Walmart Stores Texas, LLC | 64939 | WAL3827 | TX | Fort Bend | GEN1 | Natural Gas Internal Combustion Engine | IC |  | S | 0.4 | 0.8 | 0.4 | 0.4 | 0.1 | N |  |  | N | Commercial Non-CHP | 4 | X | NG
Natural Gas Internal Combustion Engine.NG | natural gas peaker | FALSE | 64315 | Walmart Stores Texas, LLC | 64939 | WAL3827 | TX | Fort Bend | GEN2 | Natural Gas Internal Combustion Engine | IC |  | S | 0.4 | 0.8 | 0.4 | 0.4 | 0.1 | N |  |  | N | Commercial Non-CHP | 4 | X | NG
Natural Gas Internal Combustion Engine.NG | natural gas peaker | FALSE | 64315 | Walmart Stores Texas, LLC | 64939 | WAL3827 | TX | Fort Bend | GEN3 | Natural Gas Internal Combustion Engine | IC |  | S | 0.4 | 0.8 | 0.4 | 0.4 | 0.1 | N |  |  | N | Commercial Non-CHP | 4 | X | NG
Natural Gas Internal Combustion Engine.NG | natural gas peaker | FALSE | 64315 | Walmart Stores Texas, LLC | 64940 | WAL3886 | TX | Hidalgo | GEN1 | Natural Gas Internal Combustion Engine | IC |  | S | 0.4 | 0.8 | 0.4 | 0.4 | 0.1 | N |  |  | N | Commercial Non-CHP | 4 | X | NG
Natural Gas Internal Combustion Engine.NG | natural gas peaker | FALSE | 64315 | Walmart Stores Texas, LLC | 64940 | WAL3886 | TX | Hidalgo | GEN2 | Natural Gas Internal Combustion Engine | IC |  | S | 0.4 | 0.8 | 0.4 | 0.4 | 0.1 | N |  |  | N | Commercial Non-CHP | 4 | X | NG
Natural Gas Internal Combustion Engine.NG | natural gas peaker | FALSE | 64315 | Walmart Stores Texas, LLC | 64940 | WAL3886 | TX | Hidalgo | GEN3 | Natural Gas Internal Combustion Engine | IC |  | S | 0.4 | 0.8 | 0.4 | 0.4 | 0.1 | N |  |  | N | Commercial Non-CHP | 4 | X | NG
Natural Gas Internal Combustion Engine.NG | natural gas peaker | FALSE | 64315 | Walmart Stores Texas, LLC | 64942 | WAL4298 | TX | Harris | GEN1 | Natural Gas Internal Combustion Engine | IC |  | S | 0.4 | 0.8 | 0.4 | 0.4 | 0.1 | N |  |  | N | Commercial Non-CHP | 4 | X | NG
Natural Gas Internal Combustion Engine.NG | natural gas peaker | FALSE | 64315 | Walmart Stores Texas, LLC | 64942 | WAL4298 | TX | Harris | GEN2 | Natural Gas Internal Combustion Engine | IC |  | S | 0.4 | 0.8 | 0.4 | 0.4 | 0.1 | N |  |  | N | Commercial Non-CHP | 4 | X | NG
Natural Gas Internal Combustion Engine.NG | natural gas peaker | FALSE | 64315 | Walmart Stores Texas, LLC | 64942 | WAL4298 | TX | Harris | GEN3 | Natural Gas Internal Combustion Engine | IC |  | S | 0.4 | 0.8 | 0.4 | 0.4 | 0.1 | N |  |  | N | Commercial Non-CHP | 4 | X | NG
Natural Gas Internal Combustion Engine.NG | natural gas peaker | FALSE | 64315 | Walmart Stores Texas, LLC | 64943 | WAL4509 | TX | Tarrant | GEN1 | Natural Gas Internal Combustion Engine | IC |  | S | 0.4 | 0.8 | 0.4 | 0.4 | 0.1 | N |  |  | N | Commercial Non-CHP | 4 | X | NG
Natural Gas Internal Combustion Engine.NG | natural gas peaker | FALSE | 64315 | Walmart Stores Texas, LLC | 64943 | WAL4509 | TX | Tarrant | GEN2 | Natural Gas Internal Combustion Engine | IC |  | S | 0.4 | 0.8 | 0.4 | 0.4 | 0.1 | N |  |  | N | Commercial Non-CHP | 4 | X | NG
Natural Gas Internal Combustion Engine.NG | natural gas peaker | FALSE | 64315 | Walmart Stores Texas, LLC | 64943 | WAL4509 | TX | Tarrant | GEN3 | Natural Gas Internal Combustion Engine | IC |  | S | 0.4 | 0.8 | 0.4 | 0.4 | 0.1 | N |  |  | N | Commercial Non-CHP | 4 | X | NG
Natural Gas Internal Combustion Engine.NG | natural gas peaker | FALSE | 64315 | Walmart Stores Texas, LLC | 64944 | WAL4512 | TX | Harris | GEN1 | Natural Gas Internal Combustion Engine | IC |  | S | 0.4 | 0.8 | 0.4 | 0.4 | 0.1 | N |  |  | N | Commercial Non-CHP | 4 | X | NG
Natural Gas Internal Combustion Engine.NG | natural gas peaker | FALSE | 64315 | Walmart Stores Texas, LLC | 64944 | WAL4512 | TX | Harris | GEN2 | Natural Gas Internal Combustion Engine | IC |  | S | 0.4 | 0.8 | 0.4 | 0.4 | 0.1 | N |  |  | N | Commercial Non-CHP | 4 | X | NG
Natural Gas Internal Combustion Engine.NG | natural gas peaker | FALSE | 64315 | Walmart Stores Texas, LLC | 64944 | WAL4512 | TX | Harris | GEN3 | Natural Gas Internal Combustion Engine | IC |  | S | 0.4 | 0.8 | 0.4 | 0.4 | 0.1 | N |  |  | N | Commercial Non-CHP | 4 | X | NG
Natural Gas Internal Combustion Engine.NG | natural gas peaker | FALSE | 64315 | Walmart Stores Texas, LLC | 64945 | WAL4526 | TX | Harris | GEN1 | Natural Gas Internal Combustion Engine | IC |  | S | 0.4 | 0.8 | 0.4 | 0.4 | 0.1 | N |  |  | N | Commercial Non-CHP | 4 | X | NG
Natural Gas Internal Combustion Engine.NG | natural gas peaker | FALSE | 64315 | Walmart Stores Texas, LLC | 64945 | WAL4526 | TX | Harris | GEN2 | Natural Gas Internal Combustion Engine | IC |  | S | 0.4 | 0.8 | 0.4 | 0.4 | 0.1 | N |  |  | N | Commercial Non-CHP | 4 | X | NG
Natural Gas Internal Combustion Engine.NG | natural gas peaker | FALSE | 64315 | Walmart Stores Texas, LLC | 64945 | WAL4526 | TX | Harris | GEN3 | Natural Gas Internal Combustion Engine | IC |  | S | 0.4 | 0.8 | 0.4 | 0.4 | 0.1 | N |  |  | N | Commercial Non-CHP | 4 | X | NG
Natural Gas Internal Combustion Engine.NG | natural gas peaker | FALSE | 64315 | Walmart Stores Texas, LLC | 64946 | WAL4538 | TX | Harris | GEN1 | Natural Gas Internal Combustion Engine | IC |  | S | 0.4 | 0.8 | 0.4 | 0.4 | 0.1 | N |  |  | N | Commercial Non-CHP | 4 | X | NG
Natural Gas Internal Combustion Engine.NG | natural gas peaker | FALSE | 64315 | Walmart Stores Texas, LLC | 64946 | WAL4538 | TX | Harris | GEN2 | Natural Gas Internal Combustion Engine | IC |  | S | 0.4 | 0.8 | 0.4 | 0.4 | 0.1 | N |  |  | N | Commercial Non-CHP | 4 | X | NG
Natural Gas Internal Combustion Engine.NG | natural gas peaker | FALSE | 64315 | Walmart Stores Texas, LLC | 64946 | WAL4538 | TX | Harris | GEN3 | Natural Gas Internal Combustion Engine | IC |  | S | 0.4 | 0.8 | 0.4 | 0.4 | 0.1 | N |  |  | N | Commercial Non-CHP | 4 | X | NG
Natural Gas Internal Combustion Engine.NG | natural gas peaker | FALSE | 64315 | Walmart Stores Texas, LLC | 64947 | WAL5045 | TX | Harris | GEN1 | Natural Gas Internal Combustion Engine | IC |  | S | 0.4 | 0.8 | 0.4 | 0.4 | 0.1 | N |  |  | N | Commercial Non-CHP | 4 | X | NG
Natural Gas Internal Combustion Engine.NG | natural gas peaker | FALSE | 64315 | Walmart Stores Texas, LLC | 64947 | WAL5045 | TX | Harris | GEN2 | Natural Gas Internal Combustion Engine | IC |  | S | 0.4 | 0.8 | 0.4 | 0.4 | 0.1 | N |  |  | N | Commercial Non-CHP | 4 | X | NG
Natural Gas Internal Combustion Engine.NG | natural gas peaker | FALSE | 64315 | Walmart Stores Texas, LLC | 64947 | WAL5045 | TX | Harris | GEN3 | Natural Gas Internal Combustion Engine | IC |  | S | 0.4 | 0.8 | 0.4 | 0.4 | 0.1 | N |  |  | N | Commercial Non-CHP | 4 | X | NG
Natural Gas Internal Combustion Engine.NG | natural gas peaker | FALSE | 64315 | Walmart Stores Texas, LLC | 64948 | WAL5080 | TX | Tarrant | GEN1 | Natural Gas Internal Combustion Engine | IC |  | S | 0.4 | 0.8 | 0.4 | 0.4 | 0.1 | N |  |  | N | Commercial Non-CHP | 4 | X | NG
Natural Gas Internal Combustion Engine.NG | natural gas peaker | FALSE | 64315 | Walmart Stores Texas, LLC | 64948 | WAL5080 | TX | Tarrant | GEN2 | Natural Gas Internal Combustion Engine | IC |  | S | 0.4 | 0.8 | 0.4 | 0.4 | 0.1 | N |  |  | N | Commercial Non-CHP | 4 | X | NG
Natural Gas Internal Combustion Engine.NG | natural gas peaker | FALSE | 64315 | Walmart Stores Texas, LLC | 64948 | WAL5080 | TX | Tarrant | GEN3 | Natural Gas Internal Combustion Engine | IC |  | S | 0.4 | 0.8 | 0.4 | 0.4 | 0.1 | N |  |  | N | Commercial Non-CHP | 4 | X | NG
Natural Gas Internal Combustion Engine.NG | natural gas peaker | FALSE | 64315 | Walmart Stores Texas, LLC | 64949 | WAL5091 | TX | Harris | GEN1 | Natural Gas Internal Combustion Engine | IC |  | S | 0.4 | 0.8 | 0.4 | 0.4 | 0.1 | N |  |  | N | Commercial Non-CHP | 4 | X | NG
Natural Gas Internal Combustion Engine.NG | natural gas peaker | FALSE | 64315 | Walmart Stores Texas, LLC | 64949 | WAL5091 | TX | Harris | GEN2 | Natural Gas Internal Combustion Engine | IC |  | S | 0.4 | 0.8 | 0.4 | 0.4 | 0.1 | N |  |  | N | Commercial Non-CHP | 4 | X | NG
Natural Gas Internal Combustion Engine.NG | natural gas peaker | FALSE | 64315 | Walmart Stores Texas, LLC | 64949 | WAL5091 | TX | Harris | GEN3 | Natural Gas Internal Combustion Engine | IC |  | S | 0.4 | 0.8 | 0.4 | 0.4 | 0.1 | N |  |  | N | Commercial Non-CHP | 4 | X | NG
Natural Gas Internal Combustion Engine.NG | natural gas peaker | FALSE | 64315 | Walmart Stores Texas, LLC | 64950 | WAL5116 | TX | Harris | GEN1 | Natural Gas Internal Combustion Engine | IC |  | S | 0.4 | 0.8 | 0.4 | 0.4 | 0.1 | N |  |  | N | Commercial Non-CHP | 4 | X | NG
Natural Gas Internal Combustion Engine.NG | natural gas peaker | FALSE | 64315 | Walmart Stores Texas, LLC | 64950 | WAL5116 | TX | Harris | GEN2 | Natural Gas Internal Combustion Engine | IC |  | S | 0.4 | 0.8 | 0.4 | 0.4 | 0.1 | N |  |  | N | Commercial Non-CHP | 4 | X | NG
Natural Gas Internal Combustion Engine.NG | natural gas peaker | FALSE | 64315 | Walmart Stores Texas, LLC | 64950 | WAL5116 | TX | Harris | GEN3 | Natural Gas Internal Combustion Engine | IC |  | S | 0.4 | 0.8 | 0.4 | 0.4 | 0.1 | N |  |  | N | Commercial Non-CHP | 4 | X | NG
Natural Gas Internal Combustion Engine.NG | natural gas peaker | FALSE | 64315 | Walmart Stores Texas, LLC | 64951 | WAL5165 | TX | Hidalgo | GEN1 | Natural Gas Internal Combustion Engine | IC |  | S | 0.4 | 0.8 | 0.4 | 0.4 | 0.1 | N |  |  | N | Commercial Non-CHP | 4 | X | NG
Natural Gas Internal Combustion Engine.NG | natural gas peaker | FALSE | 64315 | Walmart Stores Texas, LLC | 64951 | WAL5165 | TX | Hidalgo | GEN2 | Natural Gas Internal Combustion Engine | IC |  | S | 0.4 | 0.8 | 0.4 | 0.4 | 0.1 | N |  |  | N | Commercial Non-CHP | 4 | X | NG
Natural Gas Internal Combustion Engine.NG | natural gas peaker | FALSE | 64315 | Walmart Stores Texas, LLC | 64951 | WAL5165 | TX | Hidalgo | GEN3 | Natural Gas Internal Combustion Engine | IC |  | S | 0.4 | 0.8 | 0.4 | 0.4 | 0.1 | N |  |  | N | Commercial Non-CHP | 4 | X | NG
Petroleum Liquids.DFO | petroleum | FALSE | 64315 | Walmart Stores Texas, LLC | 64952 | WAL5211 | TX | Collin | GEN1 | Petroleum Liquids | IC |  | S | 1.3 | 0.8 | 1.3 | 1.3 | 0.1 | N |  |  | N | Commercial Non-CHP | 4 | X | DFO
Natural Gas Internal Combustion Engine.NG | natural gas peaker | FALSE | 64315 | Walmart Stores Texas, LLC | 64953 | WAL5287 | TX | Harris | GE N3 | Natural Gas Internal Combustion Engine | IC |  | S | 0.4 | 0.8 | 0.4 | 0.4 | 0.1 | N |  |  | N | Commercial Non-CHP | 4 | X | NG
Natural Gas Internal Combustion Engine.NG | natural gas peaker | FALSE | 64315 | Walmart Stores Texas, LLC | 64953 | WAL5287 | TX | Harris | GEN1 | Natural Gas Internal Combustion Engine | IC |  | S | 0.4 | 0.8 | 0.4 | 0.4 | 0.1 | N |  |  | N | Commercial Non-CHP | 4 | X | NG
Natural Gas Internal Combustion Engine.NG | natural gas peaker | FALSE | 64315 | Walmart Stores Texas, LLC | 64953 | WAL5287 | TX | Harris | GEN2 | Natural Gas Internal Combustion Engine | IC |  | S | 0.4 | 0.8 | 0.4 | 0.4 | 0.1 | N |  |  | N | Commercial Non-CHP | 4 | X | NG
Petroleum Liquids.DFO | petroleum | FALSE | 64315 | Walmart Stores Texas, LLC | 64954 | WAL5311 | TX | Collin | GEN1 | Petroleum Liquids | IC |  | S | 1.3 | 0.8 | 1.3 | 1.3 | 0.1 | N |  |  | N | Commercial Non-CHP | 4 | X | DFO
Natural Gas Internal Combustion Engine.NG | natural gas peaker | FALSE | 64315 | Walmart Stores Texas, LLC | 64955 | WAL5312 | TX | Tarrant | GEN1 | Natural Gas Internal Combustion Engine | IC |  | S | 0.4 | 0.8 | 0.4 | 0.4 | 0.1 | N |  |  | N | Commercial Non-CHP | 4 | X | NG
Natural Gas Internal Combustion Engine.NG | natural gas peaker | FALSE | 64315 | Walmart Stores Texas, LLC | 64955 | WAL5312 | TX | Tarrant | GEN2 | Natural Gas Internal Combustion Engine | IC |  | S | 0.4 | 0.8 | 0.4 | 0.4 | 0.1 | N |  |  | N | Commercial Non-CHP | 4 | X | NG
Natural Gas Internal Combustion Engine.NG | natural gas peaker | FALSE | 64315 | Walmart Stores Texas, LLC | 64955 | WAL5312 | TX | Tarrant | GEN3 | Natural Gas Internal Combustion Engine | IC |  | S | 0.4 | 0.8 | 0.4 | 0.4 | 0.1 | N |  |  | N | Commercial Non-CHP | 4 | X | NG
Natural Gas Internal Combustion Engine.NG | natural gas peaker | FALSE | 64315 | Walmart Stores Texas, LLC | 64956 | WAL5316 | TX | Tarrant | GEN1 | Natural Gas Internal Combustion Engine | IC |  | S | 0.4 | 0.8 | 0.4 | 0.4 | 0.1 | N |  |  | N | Commercial Non-CHP | 4 | X | NG
Natural Gas Internal Combustion Engine.NG | natural gas peaker | FALSE | 64315 | Walmart Stores Texas, LLC | 64956 | WAL5316 | TX | Tarrant | GEN2 | Natural Gas Internal Combustion Engine | IC |  | S | 0.4 | 0.8 | 0.4 | 0.4 | 0.1 | N |  |  | N | Commercial Non-CHP | 4 | X | NG
Natural Gas Internal Combustion Engine.NG | natural gas peaker | FALSE | 64315 | Walmart Stores Texas, LLC | 64956 | WAL5316 | TX | Tarrant | GEN3 | Natural Gas Internal Combustion Engine | IC |  | S | 0.4 | 0.8 | 0.4 | 0.4 | 0.1 | N |  |  | N | Commercial Non-CHP | 4 | X | NG
Natural Gas Internal Combustion Engine.NG | natural gas peaker | FALSE | 64315 | Walmart Stores Texas, LLC | 64957 | WAL5388 | TX | Galveston | GEN1 | Natural Gas Internal Combustion Engine | IC |  | S | 1.3 | 0.8 | 1.3 | 1.3 | 0.1 | N |  |  | N | Commercial Non-CHP | 4 | X | NG
Natural Gas Internal Combustion Engine.NG | natural gas peaker | FALSE | 64315 | Walmart Stores Texas, LLC | 64958 | WAL5479 | TX | Travis | GEN1 | Natural Gas Internal Combustion Engine | IC |  | S | 0.4 | 0.8 | 0.4 | 0.4 | 0.1 | N |  |  | N | Commercial Non-CHP | 4 | X | NG
Natural Gas Internal Combustion Engine.NG | natural gas peaker | FALSE | 64315 | Walmart Stores Texas, LLC | 64958 | WAL5479 | TX | Travis | GEN2 | Natural Gas Internal Combustion Engine | IC |  | S | 0.4 | 0.8 | 0.4 | 0.4 | 0.1 | N |  |  | N | Commercial Non-CHP | 4 | X | NG
Natural Gas Internal Combustion Engine.NG | natural gas peaker | FALSE | 64315 | Walmart Stores Texas, LLC | 64958 | WAL5479 | TX | Travis | GEN3 | Natural Gas Internal Combustion Engine | IC |  | S | 0.4 | 0.8 | 0.4 | 0.4 | 0.1 | N |  |  | N | Commercial Non-CHP | 4 | X | NG
Natural Gas Internal Combustion Engine.NG | natural gas peaker | FALSE | 64315 | Walmart Stores Texas, LLC | 64959 | WAL5480 | TX | Williamson | GEN1 | Natural Gas Internal Combustion Engine | IC |  | S | 0.4 | 0.8 | 0.4 | 0.4 | 0.1 | N |  |  | N | Commercial Non-CHP | 4 | X | NG
Natural Gas Internal Combustion Engine.NG | natural gas peaker | FALSE | 64315 | Walmart Stores Texas, LLC | 64959 | WAL5480 | TX | Williamson | GEN2 | Natural Gas Internal Combustion Engine | IC |  | S | 0.4 | 0.8 | 0.4 | 0.4 | 0.1 | N |  |  | N | Commercial Non-CHP | 4 | X | NG
Natural Gas Internal Combustion Engine.NG | natural gas peaker | FALSE | 64315 | Walmart Stores Texas, LLC | 64959 | WAL5480 | TX | Williamson | GEN3 | Natural Gas Internal Combustion Engine | IC |  | S | 0.4 | 0.8 | 0.4 | 0.4 | 0.1 | N |  |  | N | Commercial Non-CHP | 4 | X | NG
Natural Gas Internal Combustion Engine.NG | natural gas peaker | FALSE | 64315 | Walmart Stores Texas, LLC | 64960 | WAL5612 | TX | Harris | GEN1 | Natural Gas Internal Combustion Engine | IC |  | S | 0.4 | 0.8 | 0.4 | 0.4 | 0.1 | N |  |  | N | Commercial Non-CHP | 4 | X | NG
Natural Gas Internal Combustion Engine.NG | natural gas peaker | FALSE | 64315 | Walmart Stores Texas, LLC | 64960 | WAL5612 | TX | Harris | GEN2 | Natural Gas Internal Combustion Engine | IC |  | S | 0.4 | 0.8 | 0.4 | 0.4 | 0.1 | N |  |  | N | Commercial Non-CHP | 4 | X | NG
Natural Gas Internal Combustion Engine.NG | natural gas peaker | FALSE | 64315 | Walmart Stores Texas, LLC | 64960 | WAL5612 | TX | Harris | GEN3 | Natural Gas Internal Combustion Engine | IC |  | S | 0.4 | 0.8 | 0.4 | 0.4 | 0.1 | N |  |  | N | Commercial Non-CHP | 4 | X | NG
Natural Gas Internal Combustion Engine.NG | natural gas peaker | FALSE | 64315 | Walmart Stores Texas, LLC | 64961 | WAL5713 | TX | Webb | GEN1 | Natural Gas Internal Combustion Engine | IC |  | S | 0.4 | 0.8 | 0.4 | 0.4 | 0.1 | N |  |  | N | Commercial Non-CHP | 4 | X | NG
Natural Gas Internal Combustion Engine.NG | natural gas peaker | FALSE | 64315 | Walmart Stores Texas, LLC | 64961 | WAL5713 | TX | Webb | GEN2 | Natural Gas Internal Combustion Engine | IC |  | S | 0.4 | 0.8 | 0.4 | 0.4 | 0.1 | N |  |  | N | Commercial Non-CHP | 4 | X | NG
Natural Gas Internal Combustion Engine.NG | natural gas peaker | FALSE | 64315 | Walmart Stores Texas, LLC | 64961 | WAL5713 | TX | Webb | GEN3 | Natural Gas Internal Combustion Engine | IC |  | S | 0.4 | 0.8 | 0.4 | 0.4 | 0.1 | N |  |  | N | Commercial Non-CHP | 4 | X | NG
Natural Gas Internal Combustion Engine.NG | natural gas peaker | FALSE | 64315 | Walmart Stores Texas, LLC | 64962 | WAL5764 | TX | Tarrant | GEN1 | Natural Gas Internal Combustion Engine | IC |  | S | 0.4 | 0.8 | 0.4 | 0.4 | 0.1 | N |  |  | N | Commercial Non-CHP | 4 | X | NG
Natural Gas Internal Combustion Engine.NG | natural gas peaker | FALSE | 64315 | Walmart Stores Texas, LLC | 64962 | WAL5764 | TX | Tarrant | GEN2 | Natural Gas Internal Combustion Engine | IC |  | S | 0.4 | 0.8 | 0.4 | 0.4 | 0.1 | N |  |  | N | Commercial Non-CHP | 4 | X | NG
Natural Gas Internal Combustion Engine.NG | natural gas peaker | FALSE | 64315 | Walmart Stores Texas, LLC | 64962 | WAL5764 | TX | Tarrant | GEN3 | Natural Gas Internal Combustion Engine | IC |  | S | 0.4 | 0.8 | 0.4 | 0.4 | 0.1 | N |  |  | N | Commercial Non-CHP | 4 | X | NG
Natural Gas Internal Combustion Engine.NG | natural gas peaker | FALSE | 64315 | Walmart Stores Texas, LLC | 64963 | WAL6929 | TX | Bell | GEN1 | Natural Gas Internal Combustion Engine | IC |  | S | 0.4 | 0.8 | 0.4 | 0.4 | 0.1 | N |  |  | N | Commercial Non-CHP | 4 | X | NG
Natural Gas Internal Combustion Engine.NG | natural gas peaker | FALSE | 64315 | Walmart Stores Texas, LLC | 64963 | WAL6929 | TX | Bell | GEN2 | Natural Gas Internal Combustion Engine | IC |  | S | 0.4 | 0.8 | 0.4 | 0.4 | 0.1 | N |  |  | N | Commercial Non-CHP | 4 | X | NG
Natural Gas Internal Combustion Engine.NG | natural gas peaker | FALSE | 64315 | Walmart Stores Texas, LLC | 64963 | WAL6929 | TX | Bell | GEN3 | Natural Gas Internal Combustion Engine | IC |  | S | 0.4 | 0.8 | 0.4 | 0.4 | 0.1 | N |  |  | N | Commercial Non-CHP | 4 | X | NG
Solar Photovoltaic.SUN | solar PV | TRUE | 64415 | RPNY Solar 1, LLC | 64964 | Rock Island Road Solar Community Solar | NY | St Lawrence | ROCKI | Solar Photovoltaic | PV |  | S | 3.5 |  | 3.5 | 3.5 |  | N |  |  | N | IPP Non-CHP | 2 | X | SUN
Solar Photovoltaic.SUN | solar PV | TRUE | 64416 | RPNY Solar 2, LLC | 64965 | Bullis Road Solar (CSG) | NY | Erie | BULLS | Solar Photovoltaic | PV |  | S | 4.5 |  | 4.5 | 4.5 |  | N |  |  | N | IPP Non-CHP | 2 | X | SUN
Solar Photovoltaic.SUN | solar PV | TRUE | 64414 | SV CSG Gardner 1 LLC | 64967 | SV Gardner 1 (Lutz) CSG | IL | Grundy | LUTZ | Solar Photovoltaic | PV |  | S | 2 |  | 2 | 2 |  | N |  |  | N | IPP Non-CHP | 2 | X | SUN
Solar Photovoltaic.SUN | solar PV | TRUE | 60571 | AEP Onsite Partners, LLC | 64969 | Barron Solar Array | WI | Barron | BAR01 | Solar Photovoltaic | PV |  | S | 3 |  | 3 | 3 |  | N |  |  | N | IPP Non-CHP | 2 | X | SUN
Batteries.MWH | battery storage | 0 | 64417 | 59FED WHAM8 Solar, LLC | 64970 | 59 Federal Rd(CSG) | MA | Plymouth | 59FBA | Batteries | BA |  | S | 5 |  | 5 | 5 | 5 | N |  |  | N | IPP Non-CHP | 2 | X | MWH
Solar Photovoltaic.SUN | solar PV | TRUE | 64417 | 59FED WHAM8 Solar, LLC | 64970 | 59 Federal Rd(CSG) | MA | Plymouth | 59FPV | Solar Photovoltaic | PV |  | S | 5 |  | 5 | 5 |  | N |  |  | N | IPP Non-CHP | 2 | X | SUN
Solar Photovoltaic.SUN | solar PV | TRUE | 64413 | Pretzel Solar, LLC | 64971 | Pretzel CSG | IL | Stephenson | PRETZ | Solar Photovoltaic | PV |  | S | 2 |  | 2 | 2 |  | N |  |  | N | IPP Non-CHP | 2 | X | SUN
Solar Photovoltaic.SUN | solar PV | TRUE | 64412 | Prophet Solar, LLC | 64972 | Prophet CSG | IL | Whiteside | PROPH | Solar Photovoltaic | PV |  | S | 2 |  | 2 | 2 |  | N |  |  | N | IPP Non-CHP | 2 | X | SUN
Solar Photovoltaic.SUN | solar PV | TRUE | 64411 | Gala Solar, LLC | 64973 | Gala (CSG) | IL | Stephenson | GALA | Solar Photovoltaic | PV |  | S | 2 |  | 2 | 2 |  | N |  |  | N | IPP Non-CHP | 2 | X | SUN
Solar Photovoltaic.SUN | solar PV | TRUE | 60025 | Greenbacker Renewable Energy Corporation | 64975 | Park St | VT | Rutland | 628 | Solar Photovoltaic | PV |  | S | 1.8 |  | 1.8 | 1.8 |  | N |  |  | N | IPP Non-CHP | 2 | X | SUN
Solar Photovoltaic.SUN | solar PV | TRUE | 60571 | AEP Onsite Partners, LLC | 64976 | Spooner Solar Array | WI | Washburn | SPN01 | Solar Photovoltaic | PV |  | S | 2 |  | 2.1 | 2.1 |  | N |  |  | N | IPP Non-CHP | 2 | X | SUN
Solar Photovoltaic.SUN | solar PV | TRUE | 64426 | DG Connecticut III, LLC | 64977 | Torrington Solar One, LLC | CT | Litchfield | TORS1 | Solar Photovoltaic | PV |  | S | 2 | 1 | 2 | 2 |  | N |  |  | N | IPP Non-CHP | 2 | X | SUN
Solar Photovoltaic.SUN | solar PV | TRUE | 64426 | DG Connecticut III, LLC | 64978 | Bristol Solar One, LLC | CT | Hartford | BRIS1 | Solar Photovoltaic | PV |  | S | 3 |  | 3 | 3 |  | N |  |  | N | IPP Non-CHP | 2 | X | SUN
Solar Photovoltaic.SUN | solar PV | TRUE | 64426 | DG Connecticut III, LLC | 64979 | Watertown Solar One, LLC | CT | Litchfield | WTRS1 | Solar Photovoltaic | PV |  | S | 2 |  | 2 | 2 |  | N |  |  | N | IPP Non-CHP | 2 | X | SUN
Petroleum Liquids.DFO | petroleum | FALSE | 64427 | UMass Boston | 64980 | UMass Boston | MA | Suffolk | 010G | Petroleum Liquids | IC |  | S | 0.3 | 0.8 | 0.3 | 0.3 | 0 | N |  |  | N | Commercial Non-CHP | 4 | X | DFO
Petroleum Liquids.DFO | petroleum | FALSE | 64427 | UMass Boston | 64980 | UMass Boston | MA | Suffolk | 020G | Petroleum Liquids | IC |  | S | 0.4 | 0.8 | 0.4 | 0.4 | 0 | N |  |  | N | Commercial Non-CHP | 4 | X | DFO
Petroleum Liquids.DFO | petroleum | FALSE | 64427 | UMass Boston | 64980 | UMass Boston | MA | Suffolk | 030G | Petroleum Liquids | IC |  | S | 0.5 | 0.8 | 0.5 | 0.5 | 0 | N |  |  | N | Commercial Non-CHP | 4 | X | DFO
Petroleum Liquids.DFO | petroleum | FALSE | 64427 | UMass Boston | 64980 | UMass Boston | MA | Suffolk | 050G | Petroleum Liquids | IC |  | S | 0.8 | 0.8 | 0.8 | 0.8 | 0.1 | N |  |  | N | Commercial Non-CHP | 4 | X | DFO
Petroleum Liquids.DFO | petroleum | FALSE | 64427 | UMass Boston | 64980 | UMass Boston | MA | Suffolk | 060G | Petroleum Liquids | IC |  | S | 1.6 | 0.8 | 1.6 | 1.6 | 0.2 | N |  |  | N | Commercial Non-CHP | 4 | X | DFO
Petroleum Liquids.DFO | petroleum | FALSE | 64427 | UMass Boston | 64980 | UMass Boston | MA | Suffolk | 080D1 | Petroleum Liquids | IC |  | S | 0.3 | 0.8 | 0.3 | 0.3 | 0 | N |  |  | N | Commercial Non-CHP | 4 | X | DFO
Petroleum Liquids.DFO | petroleum | FALSE | 64427 | UMass Boston | 64980 | UMass Boston | MA | Suffolk | 080D2 | Petroleum Liquids | IC |  | S | 0.5 | 0.8 | 0.5 | 0.5 | 0.1 | N |  |  | N | Commercial Non-CHP | 4 | X | DFO
Petroleum Liquids.DFO | petroleum | FALSE | 64427 | UMass Boston | 64980 | UMass Boston | MA | Suffolk | 080G | Petroleum Liquids | IC |  | S | 0.4 | 0.8 | 0.4 | 0.4 | 0 | N |  |  | N | Commercial Non-CHP | 4 | X | DFO
Petroleum Liquids.DFO | petroleum | FALSE | 64427 | UMass Boston | 64980 | UMass Boston | MA | Suffolk | 090G | Petroleum Liquids | IC |  | S | 0.6 | 0.8 | 0.6 | 0.6 | 0.1 | N |  |  | N | Commercial Non-CHP | 4 | X | DFO
Petroleum Liquids.DFO | petroleum | FALSE | 64427 | UMass Boston | 64980 | UMass Boston | MA | Suffolk | 110G | Petroleum Liquids | IC |  | S | 0.2 | 0.8 | 0.2 | 0.2 | 0 | N |  |  | N | Commercial Non-CHP | 4 | X | DFO
Petroleum Liquids.DFO | petroleum | FALSE | 64427 | UMass Boston | 64980 | UMass Boston | MA | Suffolk | 120G | Petroleum Liquids | IC |  | S | 0.2 | 0.8 | 0.2 | 0.2 | 0 | N |  |  | N | Commercial Non-CHP | 4 | X | DFO
Petroleum Liquids.DFO | petroleum | FALSE | 64427 | UMass Boston | 64980 | UMass Boston | MA | Suffolk | 160G | Petroleum Liquids | IC |  | S | 0.1 | 0.8 | 0.1 | 0.1 | 0 | N |  |  | N | Commercial Non-CHP | 4 | X | DFO
Petroleum Liquids.DFO | petroleum | FALSE | 64427 | UMass Boston | 64980 | UMass Boston | MA | Suffolk | 200G | Petroleum Liquids | IC |  | S | 0.1 | 0.8 | 0.1 | 0.1 | 0 | N |  |  | N | Commercial Non-CHP | 4 | X | DFO
Batteries.MWH | battery storage | 0 | 64427 | UMass Boston | 64980 | UMass Boston | MA | Suffolk | BATT1 | Batteries | BA |  | W | 0.5 |  | 0.5 | 0.5 | 0.1 | N |  |  | N | Commercial Non-CHP | 4 | X | MWH
Petroleum Liquids.DFO | petroleum | FALSE | 64427 | UMass Boston | 64980 | UMass Boston | MA | Suffolk | RHG | Petroleum Liquids | IC |  | S | 0.5 | 0.8 | 0.5 | 0.5 | 0.1 | N |  |  | N | Commercial Non-CHP | 4 | X | DFO
Solar Photovoltaic.SUN | solar PV | FALSE | 64427 | UMass Boston | 64980 | UMass Boston | MA | Suffolk | SOL1 | Solar Photovoltaic | PV |  | W | 0.2 |  | 0.2 | 0.2 |  | N |  |  | N | Commercial Non-CHP | 4 | X | SUN
Solar Photovoltaic.SUN | solar PV | FALSE | 64427 | UMass Boston | 64980 | UMass Boston | MA | Suffolk | SOL2 | Solar Photovoltaic | PV |  | W | 0.5 |  | 0.5 | 0.5 |  | N |  |  | N | Commercial Non-CHP | 4 | X | SUN
Petroleum Liquids.DFO | petroleum | FALSE | 64427 | UMass Boston | 64980 | UMass Boston | MA | Suffolk | WG | Petroleum Liquids | IC |  | S | 0.4 | 0.8 | 0.4 | 0.4 | 0 | N |  |  | N | Commercial Non-CHP | 4 | X | DFO
Solar Photovoltaic.SUN | solar PV | TRUE | 64428 | Evergy, Inc. | 64982 | West Plains Solar I | MO | Howell | WPS1 | Solar Photovoltaic | PV |  | S | 8 |  | 8 | 8 |  | N |  |  | N | IPP Non-CHP | 2 | X | SUN
Petroleum Liquids.DFO | petroleum | FALSE | 64429 | North Wales Diesel | 64983 | North Wales Diesel | PA | Montgomery | GEN1 | Petroleum Liquids | IC |  | S | 1.8 | 0.8 | 1.5 | 1.5 | 0.8 | N |  |  | N | Commercial Non-CHP | 4 | X | DFO
Petroleum Liquids.DFO | petroleum | FALSE | 64429 | North Wales Diesel | 64983 | North Wales Diesel | PA | Montgomery | GEN2 | Petroleum Liquids | IC |  | S | 1.8 | 0.8 | 1.5 | 1.5 | 0.8 | N |  |  | N | Commercial Non-CHP | 4 | X | DFO
Petroleum Liquids.DFO | petroleum | FALSE | 64429 | North Wales Diesel | 64983 | North Wales Diesel | PA | Montgomery | GEN3 | Petroleum Liquids | IC |  | S | 1.8 | 0.8 | 1.5 | 1.5 | 0.8 | N |  |  | N | Commercial Non-CHP | 4 | X | DFO
Petroleum Liquids.DFO | petroleum | FALSE | 64429 | North Wales Diesel | 64983 | North Wales Diesel | PA | Montgomery | GEN4 | Petroleum Liquids | IC |  | S | 1.8 | 0.8 | 1.5 | 1.5 | 0.8 | N |  |  | N | Commercial Non-CHP | 4 | X | DFO
Solar Photovoltaic.SUN | solar PV | TRUE | 12341 | MidAmerican Energy Co | 64984 | Waterloo Solar (IA) | IA | Black Hawk | WATS | Solar Photovoltaic | PV |  | S | 3 | 1 | 3 | 3 |  | N |  |  | N | Electric Utility | 1 | X | SUN
Solar Photovoltaic.SUN | solar PV | TRUE | 12341 | MidAmerican Energy Co | 64985 | Johnson County Hills Solar | IA | Johnson | JCHS | Solar Photovoltaic | PV |  | S | 3 | 1 | 3 | 3 |  | N |  |  | N | Electric Utility | 1 | X | SUN
Solar Photovoltaic.SUN | solar PV | TRUE | 12341 | MidAmerican Energy Co | 64986 | Franklin County Solar | IA | Franklin | FCS | Solar Photovoltaic | PV |  | S | 7 | 1 | 7 | 7 |  | N |  |  | N | Electric Utility | 1 | X | SUN
Solar Photovoltaic.SUN | solar PV | TRUE | 65173 | United States Solar Corporation | 64987 | USS Foley Solar LLC | MN | Benton | USSFS | Solar Photovoltaic | PV |  | W | 1 |  | 1 | 1 |  | N |  |  | N | IPP Non-CHP | 2 | X | SUN
Solar Photovoltaic.SUN | solar PV | TRUE | 65173 | United States Solar Corporation | 64988 | USS Prokosch Solar LLC | MN | Renville | USPKS | Solar Photovoltaic | PV |  | W | 1 |  | 1 | 1 |  | N |  |  | N | IPP Non-CHP | 2 | X | SUN
Solar Photovoltaic.SUN | solar PV | TRUE | 65173 | United States Solar Corporation | 64989 | USS Rosebud Solar LLC | MN | Redwood | USRBS | Solar Photovoltaic | PV |  | W | 1 |  | 1 | 1 |  | N |  |  | N | IPP Non-CHP | 2 | X | SUN
Solar Photovoltaic.SUN | solar PV | TRUE | 62915 | Madison Energy Holdings LLC | 64990 | Medin CSG | MN | Chisago | MED1 | Solar Photovoltaic | PV |  | S | 1 | 0.98 | 1 | 1 | 1 | N |  |  | N | IPP Non-CHP | 2 | X | SUN
Solar Photovoltaic.SUN | solar PV | TRUE | 62915 | Madison Energy Holdings LLC | 64991 | Johnson CSG 1 | MN | Chisago | JOHN | Solar Photovoltaic | PV |  | S | 1 | 0.98 | 1 | 1 | 1 | N |  |  | N | IPP Non-CHP | 2 | X | SUN
Solar Photovoltaic.SUN | solar PV | TRUE | 62915 | Madison Energy Holdings LLC | 64992 | Cornillie Solar CSG | MN | Chisago | CORN1 | Solar Photovoltaic | PV |  | S | 1 | 0.98 | 1 | 1 | 1 | N |  |  | N | IPP Non-CHP | 2 | X | SUN
Batteries.MWH | battery storage | 0 | 64424 | Big Beau Solar, LLC | 64993 | BigBeau Solar, LLC | CA | Kern | BB1BA | Batteries | BA |  | S | 40 |  | 40 | 40 |  | N |  |  | N | IPP Non-CHP | 2 | X | MWH
Solar Photovoltaic.SUN | solar PV | TRUE | 64424 | Big Beau Solar, LLC | 64993 | BigBeau Solar, LLC | CA | Kern | BB1PV | Solar Photovoltaic | PV |  | S | 128 |  | 128 | 128 |  | N |  |  | N | IPP Non-CHP | 2 | X | SUN
Solar Photovoltaic.SUN | solar PV | FALSE | 64746 | KP Sacramento Point West Medical Offices Solar, LLC | 64994 | Sacramento Point West Medical Offices | CA | Sacramento | 6115 | Solar Photovoltaic | PV |  | J | 1.3 |  | 1.2 | 0.8 |  | N |  |  | N | Commercial Non-CHP | 4 | X | SUN
Solar Photovoltaic.SUN | solar PV | TRUE | 60531 | Standard Solar | 65002 | SSI West Riverside Landfill LLC | CA | Riverside | WERL | Solar Photovoltaic | PV |  | S | 2.5 |  | 2.5 | 2.5 |  | N |  |  | N | IPP Non-CHP | 2 | X | SUN
Solar Photovoltaic.SUN | solar PV | TRUE | 64441 | MN CSG 2019-16 LLC | 65003 | MN CSG 2019-16 LLC | MN | Blue Earth | WOLFE | Solar Photovoltaic | PV |  | S | 1 |  | 1 | 1 |  | N |  |  | N | IPP Non-CHP | 2 | X | SUN
Solar Photovoltaic.SUN | solar PV | TRUE | 64440 | ESIL-AL-Melrose, LLC | 65005 | Albertsons at Melrose Park | IL | Cook | PV1 | Solar Photovoltaic | PV |  | S | 1.9 | 1 | 1.9 | 1.9 |  | N |  |  | N | IPP Non-CHP | 2 | X | SUN
Solar Photovoltaic.SUN | solar PV | TRUE | 20856 | Wisconsin Power & Light Co | 65009 | Bear Creek | WI | Richland | PV1 | Solar Photovoltaic | PV |  | S | 50 | 0.95 | 50 | 37 |  | N |  |  | N | Electric Utility | 1 | X | SUN
Solar Photovoltaic.SUN | solar PV | TRUE | 20856 | Wisconsin Power & Light Co | 65010 | North Rock | WI | Rock | PV1 | Solar Photovoltaic | PV |  | S | 50 | 0.95 | 50 | 36.5 |  | N |  |  | N | Electric Utility | 1 | X | SUN
Solar Photovoltaic.SUN | solar PV | TRUE | 20856 | Wisconsin Power & Light Co | 65011 | Wood County | WI | Wood | PV1 | Solar Photovoltaic | PV |  | S | 150 | 0.95 | 150 | 110.6 |  | N |  |  | N | Electric Utility | 1 | X | SUN
Solar Photovoltaic.SUN | solar PV | TRUE | 63505 | DG Illinois Solar, LLC | 65013 | Marengo Solar | IL | McHenry | MARIL | Solar Photovoltaic | PV |  | S | 2 | 1 | 2 | 2 |  | N |  |  | N | IPP Non-CHP | 2 | X | SUN
Solar Photovoltaic.SUN | solar PV | TRUE | 65500 | ASD Wallum MA Solar LLC | 65015 | ASD Wallum MA Solar LLC(CSG) | MA | Worcester | WAL1 | Solar Photovoltaic | PV |  | S | 5 |  | 5 | 5 |  | N |  |  | N | IPP Non-CHP | 2 | X | SUN
Batteries.MWH | battery storage | 0 | 65500 | ASD Wallum MA Solar LLC | 65015 | ASD Wallum MA Solar LLC(CSG) | MA | Worcester | WAL1B | Batteries | BA |  | S | 3.8 |  | 3.8 | 3.8 |  | N |  |  | N | IPP Non-CHP | 2 | X | MWH
Solar Photovoltaic.SUN | solar PV | TRUE | 64448 | Gardy's Mill Solar, LLC | 65016 | Gardy's Mill Solar | VA | Westmoreland | GMS | Solar Photovoltaic | PV |  | S | 14 |  | 14 | 14 |  | N |  |  | N | IPP Non-CHP | 2 | X | SUN
Solar Photovoltaic.SUN | solar PV | TRUE | 64447 | Briel Solar Farm, LLC | 65022 | Briel Solar Farm | VA | Henrico | BMS | Solar Photovoltaic | PV |  | S | 20 |  | 20 | 20 |  | N |  |  | N | IPP Non-CHP | 2 | X | SUN
Natural Gas Internal Combustion Engine.NG | natural gas peaker | TRUE | 64449 | Texas Microgrid, LLC | 65026 | HEB00292 | TX | Matagorda | H2921 | Natural Gas Internal Combustion Engine | IC |  | S | 0.4 | 0.8 | 0.4 | 0.4 | 0 | N |  |  | N | IPP Non-CHP | 2 | X | NG
Natural Gas Internal Combustion Engine.NG | natural gas peaker | TRUE | 64449 | Texas Microgrid, LLC | 65026 | HEB00292 | TX | Matagorda | H2922 | Natural Gas Internal Combustion Engine | IC |  | S | 0.4 | 0.8 | 0.4 | 0.4 | 0 | N |  |  | N | IPP Non-CHP | 2 | X | NG
Natural Gas Internal Combustion Engine.NG | natural gas peaker | TRUE | 64449 | Texas Microgrid, LLC | 65026 | HEB00292 | TX | Matagorda | H2923 | Natural Gas Internal Combustion Engine | IC |  | S | 0.4 | 0.8 | 0.4 | 0.4 | 0 | N |  |  | N | IPP Non-CHP | 2 | X | NG
Batteries.MWH | battery storage | 0 | 4254 | Consumers Energy Co | 65029 | Bissell Solar and Battery Generator | MI | Kent | BISBP | Batteries | BA |  | S | 0.3 |  | 0.3 | 0.3 |  | N |  |  | N | Electric Utility | 1 | X | MWH
Solar Photovoltaic.SUN | solar PV | TRUE | 4254 | Consumers Energy Co | 65029 | Bissell Solar and Battery Generator | MI | Kent | BISSP | Solar Photovoltaic | PV |  | S | 0.8 |  | 0.8 | 0.8 |  | N |  |  | N | Electric Utility | 1 | X | SUN
Solar Photovoltaic.SUN | solar PV | TRUE | 62842 | Lightsource Renewable Energy Asset Management, LLC | 65032 | Sun Mountain Solar 1 | CO | Pueblo | COSM1 | Solar Photovoltaic | PV |  | W | 200 | 0.95 | 200 | 200 |  | N |  |  | N | IPP Non-CHP | 2 | X | SUN
Conventional Hydroelectric.WAT | hydro | TRUE | 64456 | Orange Cove Irrigation District | 65033 | Kings River Syphon | CA | Fresno | UNIT1 | Conventional Hydroelectric | HY | 1 | S | 0.3 | 0.81 | 0.2 | 0.2 | 0 | N |  |  | N | IPP Non-CHP | 2 | X | WAT
Conventional Hydroelectric.WAT | hydro | TRUE | 64456 | Orange Cove Irrigation District | 65033 | Kings River Syphon | CA | Fresno | UNIT2 | Conventional Hydroelectric | HY | 2 | S | 0.3 | 0.81 | 0.2 | 0.2 | 0 | N |  |  | N | IPP Non-CHP | 2 | X | WAT
Conventional Hydroelectric.WAT | hydro | TRUE | 64456 | Orange Cove Irrigation District | 65033 | Kings River Syphon | CA | Fresno | UNIT3 | Conventional Hydroelectric | HY | 3 | S | 0.3 | 0.81 | 0.2 | 0.2 | 0 | N |  |  | N | IPP Non-CHP | 2 | X | WAT
Conventional Hydroelectric.WAT | hydro | TRUE | 64456 | Orange Cove Irrigation District | 65033 | Kings River Syphon | CA | Fresno | UNIT4 | Conventional Hydroelectric | HY | 4 | S | 0.4 | 0.82 | 0.2 | 0.2 | 0 | N |  |  | N | IPP Non-CHP | 2 | X | WAT
Solar Photovoltaic.SUN | solar PV | TRUE | 6452 | Florida Power & Light Co | 65036 | Cotton Creek Solar Energy Center | FL | Escambia | 1 | Solar Photovoltaic | PV |  | S | 74.5 |  | 74.5 | 74.5 |  | N |  |  | N | Electric Utility | 1 | X | SUN
Solar Photovoltaic.SUN | solar PV | TRUE | 6452 | Florida Power & Light Co | 65037 | Sawgrass Solar Energy Center | FL | Hendry | 1 | Solar Photovoltaic | PV |  | S | 74.5 | 0.95 | 74.5 | 74.5 |  | N |  |  | N | Electric Utility | 1 | X | SUN
Solar Photovoltaic.SUN | solar PV | TRUE | 6452 | Florida Power & Light Co | 65038 | Ghost Orchid Solar Energy Center | FL | Hendry | 1 | Solar Photovoltaic | PV |  | S | 74.5 | 0.95 | 74.5 | 74.5 |  | N |  |  | N | Electric Utility | 1 | X | SUN
Solar Photovoltaic.SUN | solar PV | TRUE | 6452 | Florida Power & Light Co | 65039 | Sundew | FL | St Lucie | 1 | Solar Photovoltaic | PV |  | S | 74.5 | 0.95 | 74.5 | 74.5 |  | N |  |  | N | Electric Utility | 1 | X | SUN
Solar Photovoltaic.SUN | solar PV | TRUE | 6452 | Florida Power & Light Co | 65040 | Immokalee | FL | Collier | 1 | Solar Photovoltaic | PV |  | S | 74.5 | 0.95 | 74.5 | 74.5 |  | N |  |  | N | Electric Utility | 1 | X | SUN
Solar Photovoltaic.SUN | solar PV | TRUE | 6452 | Florida Power & Light Co | 65041 | Elder Branch | FL | Manatee | 1 | Solar Photovoltaic | PV |  | S | 74.5 | 0.95 | 74.5 | 74.5 |  | N |  |  | N | Electric Utility | 1 | X | SUN
Solar Photovoltaic.SUN | solar PV | TRUE | 6452 | Florida Power & Light Co | 65042 | Grove | FL | Indian River | 1 | Solar Photovoltaic | PV |  | S | 74.5 | 0.95 | 74.5 | 74.5 |  | N |  |  | N | Electric Utility | 1 | X | SUN
Onshore Wind Turbine.WND | onshore wind | TRUE | 64468 | Hubbard Wind LLC | 65048 | Hubbard Wind | TX | Limestone | HW001 | Onshore Wind Turbine | WT |  | S | 300 |  | 300 | 300 | 30 | N |  |  | N | IPP Non-CHP | 2 | X | WND
Batteries.MWH | battery storage | 0 | 64459 | Blythe Mesa Solar II, LLC | 65053 | Blythe Mesa Solar II | CA | Riverside | BMSES | Batteries | BA |  | S | 112 |  | 112 | 112 |  | N |  |  | N | IPP Non-CHP | 2 | X | MWH
Solar Photovoltaic.SUN | solar PV | TRUE | 64459 | Blythe Mesa Solar II, LLC | 65053 | Blythe Mesa Solar II | CA | Riverside | IPBMS | Solar Photovoltaic | PV |  | S | 223.6 |  | 223.6 | 223.6 |  | N |  |  | N | IPP Non-CHP | 2 | X | SUN
Batteries.MWH | battery storage | 0 | 64470 | 71CFR WHAM8 Solar, LLC | 65054 | 71 Charlotte Furnace Rd Hybrid(CSG) | MA | Plymouth | 71CBA | Batteries | BA |  | S | 1 |  | 1 | 1 | 1 | N |  |  | N | IPP Non-CHP | 2 | X | MWH
Solar Photovoltaic.SUN | solar PV | TRUE | 64470 | 71CFR WHAM8 Solar, LLC | 65054 | 71 Charlotte Furnace Rd Hybrid(CSG) | MA | Plymouth | 71CPV | Solar Photovoltaic | PV |  | S | 1 |  | 1 | 1 |  | N |  |  | N | IPP Non-CHP | 2 | X | SUN
Batteries.MWH | battery storage | 0 | 64471 | 77F2M WHAM8 Solar, LLC | 65055 | 77 Farm to Market Rd Hybrid(CSG) | MA | Plymouth | 77FBA | Batteries | BA |  | S | 2.2 |  | 2.2 | 2.2 | 2.2 | N |  |  | N | IPP Non-CHP | 2 | X | MWH
Solar Photovoltaic.SUN | solar PV | TRUE | 64471 | 77F2M WHAM8 Solar, LLC | 65055 | 77 Farm to Market Rd Hybrid(CSG) | MA | Plymouth | 77FPV | Solar Photovoltaic | PV |  | S | 5 |  | 5 | 5 |  | N |  |  | N | IPP Non-CHP | 2 | X | SUN
Batteries.MWH | battery storage | 0 | 64472 | 160TIH WHAM8 Solar, LLC | 65056 | 160 Tihonet Rd Hybrid(CSG) | MA | Plymouth | 160BA | Batteries | BA |  | S | 3.3 |  | 3.3 | 3.3 | 3.3 | N |  |  | N | IPP Non-CHP | 2 | X | MWH
Solar Photovoltaic.SUN | solar PV | TRUE | 64472 | 160TIH WHAM8 Solar, LLC | 65056 | 160 Tihonet Rd Hybrid(CSG) | MA | Plymouth | 160PV | Solar Photovoltaic | PV |  | S | 5 |  | 5 | 5 |  | N |  |  | N | IPP Non-CHP | 2 | X | SUN
Batteries.MWH | battery storage | 0 | 64473 | 299F2M WHAM8 Solar, LLC | 65057 | 299 Farm to Market Rd Hybrid(CSG) | MA | Plymouth | 299BA | Batteries | BA |  | S | 2.3 |  | 2.3 | 2.3 | 2.3 | N |  |  | N | IPP Non-CHP | 2 | X | MWH
Solar Photovoltaic.SUN | solar PV | TRUE | 64473 | 299F2M WHAM8 Solar, LLC | 65057 | 299 Farm to Market Rd Hybrid(CSG) | MA | Plymouth | 299PV | Solar Photovoltaic | PV |  | S | 3 |  | 3 | 3 |  | N |  |  | N | IPP Non-CHP | 2 | X | SUN
Onshore Wind Turbine.WND | onshore wind | TRUE | 64461 | Niyol Wind, LLC | 65059 | Niyol Wind, LLC | CO | Logan | WNIYO | Onshore Wind Turbine | WT |  | S | 205.6 | 0.9 | 205 | 205 | 0 | N |  |  | N | IPP Non-CHP | 2 | X | WND
Solar Photovoltaic.SUN | solar PV | TRUE | 9234 | Indiana Municipal Power Agency | 65068 | Walkerton | IN | St Joseph | WALK | Solar Photovoltaic | PV |  | S | 1.1 |  | 1.1 | 0.8 |  | N |  |  | N | Electric Utility | 1 | X | SUN
Solar Photovoltaic.SUN | solar PV | TRUE | 9234 | Indiana Municipal Power Agency | 65069 | Linton | IN | Greene | LINT | Solar Photovoltaic | PV |  | S | 5.4 |  | 5.4 | 4.3 |  | N |  |  | N | Electric Utility | 1 | X | SUN
Solar Photovoltaic.SUN | solar PV | FALSE | 60947 | Tesla Inc. | 65071 | Buffalo NY GigaFactory | NY | Erie | PV1 | Solar Photovoltaic | PV |  | S | 2 |  | 2 | 2 |  | N |  |  | N | Industrial Non-CHP | 6 | X | SUN
Solar Photovoltaic.SUN | solar PV | FALSE | 60947 | Tesla Inc. | 65072 | Fremont CA AutoFactory | CA | Alameda | RF67 | Solar Photovoltaic | PV |  | S | 0.3 |  | 0.3 | 0.3 |  | N |  |  | N | Industrial Non-CHP | 6 | X | SUN
Solar Photovoltaic.SUN | solar PV | TRUE | 64482 | Everson Garden LLC | 65075 | Everson Garden | MN | Waseca | CGS | Solar Photovoltaic | PV |  | S | 1 | 1 | 1 | 1 |  | N |  |  | N | IPP Non-CHP | 2 | X | SUN
Solar Photovoltaic.SUN | solar PV | TRUE | 59254 | NuGen Capital Management | 65083 | Halifax Solar | MA | Plymouth | PV1 | Solar Photovoltaic | PV |  | S | 2.5 |  | 2.5 | 2.5 |  | N |  |  | N | IPP Non-CHP | 2 | X | SUN
Solar Photovoltaic.SUN | solar PV | TRUE | 64487 | Coolangatta Solar LLC | 65084 | Pitkin County Solar | CO | Pitkin | PTKN | Solar Photovoltaic | PV |  | W | 5 | 0.85 | 5 | 5 |  | N |  |  | N | IPP Non-CHP | 2 | X | SUN
Solar Photovoltaic.SUN | solar PV | TRUE | 59254 | NuGen Capital Management | 65085 | 580 River Solar | MA | Worcester | PV1 | Solar Photovoltaic | PV |  | S | 3.1 |  | 3.1 | 3.1 |  | N |  |  | N | IPP Non-CHP | 2 | X | SUN
Solar Photovoltaic.SUN | solar PV | TRUE | 9234 | Indiana Municipal Power Agency | 65086 | Bremen | IN | Marshall | BREM | Solar Photovoltaic | PV |  | S | 6.8 |  | 6.8 | 5.4 |  | N |  |  | N | Electric Utility | 1 | X | SUN
Solar Photovoltaic.SUN | solar PV | TRUE | 60025 | Greenbacker Renewable Energy Corporation | 65087 | Shamrock Solar LLC | WI | Jackson | 554 | Solar Photovoltaic | PV |  | S | 3 |  | 3 | 3 |  | N |  |  | N | IPP Non-CHP | 2 | X | SUN
Solar Photovoltaic.SUN | solar PV | TRUE | 60025 | Greenbacker Renewable Energy Corporation | 65088 | Stromland Solar | WI | Buffalo | 510 | Solar Photovoltaic | PV |  | S | 3 |  | 3 | 3 |  | N |  |  | N | IPP Non-CHP | 2 | X | SUN
Solar Photovoltaic.SUN | solar PV | TRUE | 64485 | Ameresco San Joaquin Solar LLC | 65089 | Foothill Sanitary Landfill - Solar Array | CA | San Joaquin | 05452 | Solar Photovoltaic | PV | 1 | S | 3.6 |  | 3.5 | 2.4 |  | N |  |  | N | IPP Non-CHP | 2 | X | SUN
Solar Photovoltaic.SUN | solar PV | TRUE | 60025 | Greenbacker Renewable Energy Corporation | 65091 | IGS KSBD | CA | San Bernardino | 293 | Solar Photovoltaic | PV |  | S | 4.3 |  | 4.3 | 4.3 |  | N |  |  | N | IPP Non-CHP | 2 | X | SUN
Solar Photovoltaic.SUN | solar PV | TRUE | 60025 | Greenbacker Renewable Energy Corporation | 65092 | 115 G Fisher | MA | Plymouth | 634 | Solar Photovoltaic | PV |  | S | 1 | 1 | 1 | 1 |  | N |  |  | N | IPP Non-CHP | 2 | X | SUN
Solar Photovoltaic.SUN | solar PV | TRUE | 60025 | Greenbacker Renewable Energy Corporation | 65093 | 154 D Fisher | MA | Plymouth | 633 | Solar Photovoltaic | PV |  | S | 1 | 1 | 1 | 1 |  | N |  |  | N | IPP Non-CHP | 2 | X | SUN
Solar Photovoltaic.SUN | solar PV | TRUE | 60025 | Greenbacker Renewable Energy Corporation | 65094 | Jackson Legler Solar 1 LLC | NJ | Ocean | 314 | Solar Photovoltaic | PV |  | S | 2.9 |  | 2.9 | 2.9 |  | N |  |  | N | IPP Non-CHP | 2 | X | SUN
Solar Photovoltaic.SUN | solar PV | TRUE | 60025 | Greenbacker Renewable Energy Corporation | 65095 | Mt Arlington Solar 1 LLC | NJ | Morris | 196 | Solar Photovoltaic | PV |  | S | 1.6 |  | 1.6 | 1.6 |  | N |  |  | N | IPP Non-CHP | 2 | X | SUN
Batteries.MWH | battery storage | 0 | 64486 | DG Nebraska Energy Storage, LLC | 65098 | South Sioux City Energy Storage | NE | Dakota | SSCES | Batteries | BA |  | S | 1.5 |  | 1.5 | 1.5 | 0.5 | N |  |  | N | IPP Non-CHP | 2 | X | MWH
Solar Photovoltaic.SUN | solar PV | TRUE | 64493 | Jicarilla Solar 2 LLC | 65103 | Jicarilla Solar 2 | NM | Rio Arriba | JICS2 | Solar Photovoltaic | PV |  | S | 50 | 0.95 | 50 | 50 | 50 | N |  |  | N | IPP Non-CHP | 2 | X | SUN
Solar Photovoltaic.SUN | solar PV | TRUE | 64502 | Ridgeback Solar, LLC | 65110 | Ridgeback | NC | Randolph | RID | Solar Photovoltaic | PV |  | S | 2 |  | 2 | 2 |  | N |  |  | N | IPP Non-CHP | 2 | X | SUN
Solar Photovoltaic.SUN | solar PV | TRUE | 64501 | Thunderhead Solar, LLC | 65111 | Thunderhead | NC | Randolph | THU | Solar Photovoltaic | PV |  | S | 2.6 |  | 2.6 | 2.6 |  | N |  |  | N | IPP Non-CHP | 2 | X | SUN
Solar Photovoltaic.SUN | solar PV | TRUE | 64500 | Norridgewock River Road Solar, LLC | 65112 | River Road | ME | Somerset | RIV | Solar Photovoltaic | PV |  | S | 5 |  | 5 | 5 |  | N |  |  | N | IPP Non-CHP | 2 | X | SUN
Batteries.MWH | battery storage | 0 | 64420 | 196TRE WHAM8 Solar, LLC | 65114 | 196 Tremont St(CSG) | MA | Plymouth | 196BA | Batteries | BA |  | S | 1.5 |  | 1.5 | 1.5 | 1.5 | N |  |  | N | IPP Non-CHP | 2 | X | MWH
Solar Photovoltaic.SUN | solar PV | TRUE | 64420 | 196TRE WHAM8 Solar, LLC | 65114 | 196 Tremont St(CSG) | MA | Plymouth | 196PV | Solar Photovoltaic | PV |  | S | 1.5 |  | 1.5 | 1.5 |  | N |  |  | N | IPP Non-CHP | 2 | X | SUN
Solar Photovoltaic.SUN | solar PV | TRUE | 61944 | MN8 Energy LLC | 65122 | NY8 - Branscomb Solar | NY | Rensselaer | GEN1 | Solar Photovoltaic | PV |  | S | 20 | 1 | 20 | 20 |  | N |  |  | N | IPP Non-CHP | 2 | X | SUN
Solar Photovoltaic.SUN | solar PV | TRUE | 61944 | MN8 Energy LLC | 65124 | NY8 - Regan Solar | NY | Montgomery | GEN1 | Solar Photovoltaic | PV |  | S | 20 | 1 | 20 | 20 |  | N |  |  | N | IPP Non-CHP | 2 | X | SUN
Solar Photovoltaic.SUN | solar PV | TRUE | 61944 | MN8 Energy LLC | 65125 | NY8 - Puckett Solar | NY | Broome | GEN1 | Solar Photovoltaic | PV |  | S | 20 | 1 | 20 | 20 |  | N |  |  | N | IPP Non-CHP | 2 | X | SUN
Solar Photovoltaic.SUN | solar PV | TRUE | 61012 | AES Distributed Energy | 65127 | AES Belleville Solar LLC | IL | St Clair | BELL | Solar Photovoltaic | PV |  | S | 9.9 |  | 9.9 | 9.9 |  | N |  |  | N | IPP Non-CHP | 2 | X | SUN
Onshore Wind Turbine.WND | onshore wind | TRUE | 49893 | Invenergy Services LLC | 65129 | Jayhawk Wind Energy Center | KS | Crawford | 65010 | Onshore Wind Turbine | WT |  | J | 197.4 |  | 197.4 | 197.4 | 0 | N |  |  | N | IPP Non-CHP | 2 | X | WND
Solar Photovoltaic.SUN | solar PV | TRUE | 60947 | Tesla Inc. | 65130 | City of Bowie | MD | Prince Georges | PV1 | Solar Photovoltaic | PV |  | W | 2 |  | 2 | 2 |  | N |  |  | N | IPP Non-CHP | 2 | X | SUN
Solar Photovoltaic.SUN | solar PV | TRUE | 60947 | Tesla Inc. | 65131 | Fremont - Kato Rd | CA | Alameda | PV1 | Solar Photovoltaic | PV |  | S | 0.5 |  | 0.5 | 0.5 |  | N |  |  | N | IPP Non-CHP | 2 | X | SUN
Solar Photovoltaic.SUN | solar PV | TRUE | 60947 | Tesla Inc. | 65131 | Fremont - Kato Rd | CA | Alameda | PV2 | Solar Photovoltaic | PV |  | S | 0.9 |  | 0.9 | 0.9 |  | N |  |  | N | IPP Non-CHP | 2 | X | SUN
Batteries.MWH | battery storage | 0 | 65155 | The Greater Light USA LLC | 65132 | University of the Pacific | CA | San Joaquin | BA1 | Batteries | BA |  | S | 1 |  | 1 | 1 |  | N |  |  | N | IPP Non-CHP | 2 | X | MWH
Solar Photovoltaic.SUN | solar PV | TRUE | 65155 | The Greater Light USA LLC | 65132 | University of the Pacific | CA | San Joaquin | PV1 | Solar Photovoltaic | PV |  | S | 4.5 |  | 4.5 | 4.5 |  | N |  |  | N | IPP Non-CHP | 2 | X | SUN
Solar Photovoltaic.SUN | solar PV | TRUE | 64516 | Azimuth 180 Solar Electric, LLC | 65133 | Benning Road | DC | District of Columbia | BENRD | Solar Photovoltaic | PV |  | S | 0.8 |  | 0.8 | 0.8 |  | N |  |  | N | IPP Non-CHP | 2 | X | SUN
Solar Photovoltaic.SUN | solar PV | TRUE | 60025 | Greenbacker Renewable Energy Corporation | 65135 | ER Bone Hill Solar, LLC | VT | Washington | 288 | Solar Photovoltaic | PV |  | S | 1.2 |  | 1.2 | 1.2 |  | N |  |  | N | IPP Non-CHP | 2 | X | SUN
Batteries.MWH | battery storage | 0 | 64513 | RE Crimson LLC | 65140 | Crimson | CA | Riverside | SWSH1 | Batteries | BA |  | J | 200 |  | 200 | 200 |  | N |  |  | N | IPP Non-CHP | 2 | X | MWH
Batteries.MWH | battery storage | 0 | 64513 | RE Crimson LLC | 65140 | Crimson | CA | Riverside | SWSH2 | Batteries | BA |  | J | 150 |  | 150 | 150 |  | N |  |  | N | IPP Non-CHP | 2 | X | MWH
Onshore Wind Turbine.WND | onshore wind | TRUE | 62870 | Heritage Sustainable Energy. LLC | 65143 | Big Turtle Wind Farm 2 | MI | Huron | BTWF2 | Onshore Wind Turbine | WT |  | S | 29.4 |  | 29.4 | 29.4 | 0.4 | N |  |  | N | IPP Non-CHP | 2 | X | WND
Solar Photovoltaic.SUN | solar PV | TRUE | 58135 | Ecos Energy LLC | 65152 | Clinton Solar | CT | New London | CLINT | Solar Photovoltaic | PV |  | S | 1 | 0.99 | 1 | 1 |  | N |  |  | N | IPP Non-CHP | 2 | X | SUN
Solar Photovoltaic.SUN | solar PV | TRUE | 56769 | Consolidated Edison Development Inc. | 65153 | UMass PV Lot 49 | MA | Hampshire | U49PV | Solar Photovoltaic | PV |  | S | 0.8 |  | 0.9 | 0.5 |  | N |  |  | N | IPP Non-CHP | 2 | X | SUN
Batteries.MWH | battery storage | 0 | 56769 | Consolidated Edison Development Inc. | 65154 | UMass PV Lot 22 | MA | Hampshire | U22ES | Batteries | BA |  | S | 2 |  | 2 | 1.2 | 2 | N |  |  | N | IPP Non-CHP | 2 | X | MWH
Solar Photovoltaic.SUN | solar PV | TRUE | 56769 | Consolidated Edison Development Inc. | 65154 | UMass PV Lot 22 | MA | Hampshire | U22PV | Solar Photovoltaic | PV |  | S | 2.1 |  | 2.1 | 1.2 |  | N |  |  | N | IPP Non-CHP | 2 | X | SUN
Onshore Wind Turbine.WND | onshore wind | TRUE | 64533 | Lacy Creek Wind, LLC | 65162 | Lacy Creek Wind Energy Center | TX | Sterling | LCW1 | Onshore Wind Turbine | WT |  | S | 301.3 |  | 301.3 | 301.3 | 0 | N |  |  | N | IPP Non-CHP | 2 | X | WND
Solar Photovoltaic.SUN | solar PV | TRUE | 64516 | Azimuth 180 Solar Electric, LLC | 65163 | Orioles Community Solar | NY | Greene | ORIOL | Solar Photovoltaic | PV |  | S | 5.6 |  | 5.6 | 5.6 |  | N |  |  | N | IPP Non-CHP | 2 |  | SUN
Solar Photovoltaic.SUN | solar PV | TRUE | 60025 | Greenbacker Renewable Energy Corporation | 65166 | ER Center Road Solar, LLC | VT | Caledonia | 287 | Solar Photovoltaic | PV |  | S | 2.1 |  | 2.1 | 2.1 |  | N |  |  | N | IPP Non-CHP | 2 | X | SUN
Solar Photovoltaic.SUN | solar PV | TRUE | 60025 | Greenbacker Renewable Energy Corporation | 65167 | Hudson County Solar | NJ | Hudson | 470 | Solar Photovoltaic | PV |  | S | 1.2 |  | 1.2 | 1.2 |  | N |  |  | N | IPP Non-CHP | 2 | X | SUN
Solar Photovoltaic.SUN | solar PV | TRUE | 59213 | Maas Energy Works | 65168 | Five H Farms Solar Array | CA | Merced | FHF | Solar Photovoltaic | PV |  | S | 1 | 0.86 | 1.1 | 1.1 |  | N |  |  | N | IPP Non-CHP | 2 | X | SUN
Solar Photovoltaic.SUN | solar PV | FALSE | 59213 | Maas Energy Works | 65169 | Van der Kooi Dairy Solary Array | CA | Fresno | VDK | Solar Photovoltaic | PV |  | S | 1 | 0.86 | 1.5 | 1.5 |  | N |  |  | N | Industrial Non-CHP | 6 | X | SUN
Batteries.MWH | battery storage | 0 | 64534 | Cranberry Highway Solar, LLC | 65174 | Cranberry Highway Solar LLC | MA | Plymouth | BA1 | Batteries | BA |  | S | 2 |  | 2 | 2 | 0 | N |  |  | N | IPP Non-CHP | 2 | X | MWH
Solar Photovoltaic.SUN | solar PV | TRUE | 64534 | Cranberry Highway Solar, LLC | 65174 | Cranberry Highway Solar LLC | MA | Plymouth | PV1 | Solar Photovoltaic | PV |  | S | 2.2 |  | 2.2 | 2.2 | 0 | N |  |  | N | IPP Non-CHP | 2 | X | SUN
Solar Photovoltaic.SUN | solar PV | TRUE | 64535 | ENGIE 2019 ProjectCo MA-1, LLC | 65175 | ENGIE 2019 ProjectCo-MA1, LLC | MA | Hampden | PV1 | Solar Photovoltaic | PV |  | S | 4.5 |  | 5 | 5 |  | N |  |  | N | IPP Non-CHP | 2 | X | SUN
Solar Photovoltaic.SUN | solar PV | TRUE | 60025 | Greenbacker Renewable Energy Corporation | 65176 | WW-DC Solar 1, LLC | DC | District of Columbia | 654 | Solar Photovoltaic | PV |  | S | 1.2 |  | 1.2 | 1.2 |  | N |  |  | N | IPP Non-CHP | 2 | X | SUN
Solar Photovoltaic.SUN | solar PV | FALSE | 64538 | Donaghy Sales Inc. | 65177 | Donaghy-Stockton | CA | San Joaquin | DSPV1 | Solar Photovoltaic | PV |  | S | 1.1 |  | 1.1 | 0.7 |  | N |  |  | N | Commercial Non-CHP | 4 | X | SUN
Solar Photovoltaic.SUN | solar PV | TRUE | 60531 | Standard Solar | 65178 | Mtn. Solar 4 (CSG) | CO | Jefferson | MTNS4 | Solar Photovoltaic | PV |  | S | 1.5 |  | 1.5 | 1.5 |  | N |  |  | N | IPP Non-CHP | 2 | X | SUN
Solar Photovoltaic.SUN | solar PV | TRUE | 58970 | Ecoplexus, Inc | 65182 | CSP Los Angeles | CA | Los Angeles | CSLPA | Solar Photovoltaic | PV |  | S | 2.3 |  | 2.3 | 2.3 |  | N |  |  | N | IPP Non-CHP | 2 | X | SUN
Solar Photovoltaic.SUN | solar PV | TRUE | 60025 | Greenbacker Renewable Energy Corporation | 65183 | Norton LLC | MA | Bristol | 671 | Solar Photovoltaic | PV |  | S | 3.3 |  | 3.3 | 3.3 |  | N |  |  | N | IPP Non-CHP | 2 | X | SUN
Solar Photovoltaic.SUN | solar PV | TRUE | 60025 | Greenbacker Renewable Energy Corporation | 65184 | Holliston LLC | MA | Middlesex | 674 | Solar Photovoltaic | PV |  | S | 1.5 |  | 1.5 | 1.5 |  | N |  |  | N | IPP Non-CHP | 2 | X | SUN
Solar Photovoltaic.SUN | solar PV | TRUE | 61944 | MN8 Energy LLC | 65185 | Broadway 3 - Tucson Phase I | AZ | Pima | GEN1 | Solar Photovoltaic | PV |  | S | 1 |  | 1 | 1 |  | N |  |  | N | IPP Non-CHP | 2 | X | SUN
Solar Photovoltaic.SUN | solar PV | TRUE | 61944 | MN8 Energy LLC | 65186 | Broadway 3 - UC Merced 1 | CA | Merced | GEN1 | Solar Photovoltaic | PV |  | S | 1 |  | 1 | 1 |  | N |  |  | N | IPP Non-CHP | 2 | X | SUN
Solar Photovoltaic.SUN | solar PV | TRUE | 61944 | MN8 Energy LLC | 65187 | Broadway 3 - UCSB Lot 38 | CA | Santa Barbara | GEN1 | Solar Photovoltaic | PV |  | S | 1.8 |  | 1 | 1 |  | N |  |  | N | IPP Non-CHP | 2 | X | SUN
Solar Photovoltaic.SUN | solar PV | TRUE | 61944 | MN8 Energy LLC | 65188 | Broadway 4 - Target Shafter | CA | Kern | GEN1 | Solar Photovoltaic | PV |  | S | 1.6 |  | 1.6 | 1.6 |  | N |  |  | N | IPP Non-CHP | 2 | X | SUN
Solar Photovoltaic.SUN | solar PV | TRUE | 64539 | CHF-Davis I, LLC | 65189 | West Village Solar - Array 1Community Solar | CA | Yolo | WVSA1 | Solar Photovoltaic | PV |  | S | 1.2 | 1 | 1 | 0.7 |  | N |  |  | N | IPP Non-CHP | 2 | X | SUN
Solar Photovoltaic.SUN | solar PV | TRUE | 64539 | CHF-Davis I, LLC | 65190 | West Village Solar - Array 2 Community Solar | CA | Yolo | WVSA2 | Solar Photovoltaic | PV |  | S | 1.3 | 1 | 1 | 0.9 |  | N |  |  | N | IPP Non-CHP | 2 | X | SUN
Other Natural Gas.NG | natural gas peaker | TRUE | 56778 | Bloom Energy 2009 PPA | 65191 | University of San Diego | CA | San Diego | USD00 | Other Natural Gas | FC |  | S | 1 |  | 1 | 1 | 1 | N |  |  | N | IPP Non-CHP | 2 | X | NG
Other Natural Gas.NG | natural gas peaker | TRUE | 57128 | Bloom Energy | 65192 | AT&T San Diego | CA | San Diego | ATT41 | Other Natural Gas | FC |  | S | 1 |  | 1 | 1 | 1 | N |  |  | N | IPP Non-CHP | 2 | X | NG
Other Natural Gas.NG | natural gas peaker | TRUE | 56778 | Bloom Energy 2009 PPA | 65193 | CalTech - Pasadena (PPA) | CA | Los Angeles | CLT05 | Other Natural Gas | FC |  | S | 1 |  | 1 | 1 | 1 | N |  |  | N | IPP Non-CHP | 2 | X | NG
Other Natural Gas.NG | natural gas peaker | TRUE | 56778 | Bloom Energy 2009 PPA | 65194 | AT&T Middletown | NJ | Monmouth | ATT39 | Other Natural Gas | FC |  | S | 2 |  | 2 | 2 | 2 | N |  |  | N | IPP Non-CHP | 2 | X | NG
Other Natural Gas.NG | natural gas peaker | TRUE | 57128 | Bloom Energy | 65196 | SCC - San Jose | CA | Santa Clara | SCC02 | Other Natural Gas | FC |  | S | 1 |  | 1 | 1 | 1 | N |  |  | N | IPP Non-CHP | 2 | X | NG
Other Natural Gas.NG | natural gas peaker | TRUE | 57128 | Bloom Energy | 65197 | Medtronic - New Haven 2 | CT | New Haven | MDC04 | Other Natural Gas | FC |  | S | 2.2 |  | 2.2 | 2.2 | 2.2 | N |  |  | N | IPP Non-CHP | 2 | X | NG
Other Natural Gas.NG | natural gas peaker | TRUE | 57128 | Bloom Energy | 65198 | Medtronic - New Haven | CT | New Haven | MDC02 | Other Natural Gas | FC |  | S | 2.3 |  | 2.3 | 2.3 | 2.3 | N |  |  | N | IPP Non-CHP | 2 | X | NG
Other Natural Gas.NG | natural gas peaker | TRUE | 57128 | Bloom Energy | 65199 | Keysight - Santa Rosa | CA | Sonoma | KST00 | Other Natural Gas | FC |  | S | 4.5 |  | 4.5 | 4.5 | 4.5 | N |  |  | N | IPP Non-CHP | 2 | X | NG
Other Natural Gas.NG | natural gas peaker | TRUE | 57128 | Bloom Energy | 65200 | DirecTV - Los Angeles | CA | Los Angeles | DTV02 | Other Natural Gas | FC |  | S | 1 |  | 1 | 1 | 1 | N |  |  | N | IPP Non-CHP | 2 | X | NG
Other Natural Gas.NG | natural gas peaker | TRUE | 57128 | Bloom Energy | 65201 | Certain Solar - Staten Island | NY | Richmond | CTS0A | Other Natural Gas | FC |  | S | 2 |  | 2 | 2 | 2 | N |  |  | N | IPP Non-CHP | 2 | X | NG
Other Natural Gas.NG | natural gas peaker | TRUE | 57128 | Bloom Energy | 65201 | Certain Solar - Staten Island | NY | Richmond | CTS0B | Other Natural Gas | FC |  | S | 1.5 |  | 1.5 | 1.5 | 1.5 | N |  |  | N | IPP Non-CHP | 2 | X | NG
Other Natural Gas.NG | natural gas peaker | TRUE | 57128 | Bloom Energy | 65201 | Certain Solar - Staten Island | NY | Richmond | CTS0C | Other Natural Gas | FC |  | S | 2 |  | 2 | 2 | 2 | N |  |  | N | IPP Non-CHP | 2 | X | NG
Other Natural Gas.NG | natural gas peaker | TRUE | 57128 | Bloom Energy | 65201 | Certain Solar - Staten Island | NY | Richmond | CTS0D | Other Natural Gas | FC |  | S | 2 |  | 2 | 2 | 2 | N |  |  | N | IPP Non-CHP | 2 | X | NG
Other Natural Gas.NG | natural gas peaker | TRUE | 57128 | Bloom Energy | 65202 | CalTech - Pasadena | CA | Los Angeles | CLT05 | Other Natural Gas | FC |  | S | 1 |  | 1 | 1 | 1 | N |  |  | N | IPP Non-CHP | 2 | X | NG
Other Natural Gas.NG | natural gas peaker | TRUE | 57128 | Bloom Energy | 65203 | Beckton Dickenson - San Jose | CA | Santa Clara | BDB01 | Other Natural Gas | FC |  | S | 1 |  | 1 | 1 | 1 | N |  |  | N | IPP Non-CHP | 2 | X | NG
Other Natural Gas.NG | natural gas peaker | TRUE | 57128 | Bloom Energy | 65204 | AT&T - Redwood City | CA | San Mateo | ATT95 | Other Natural Gas | FC |  | S | 1 |  | 1 | 1 | 1 | N |  |  | N | IPP Non-CHP | 2 | X | NG
Other Natural Gas.NG | natural gas peaker | TRUE | 57128 | Bloom Energy | 65205 | AT&T - Gardena | CA | Los Angeles | ATT26 | Other Natural Gas | FC |  | S | 1 |  | 1 | 1 | 1 | N |  |  | N | IPP Non-CHP | 2 | X | NG
Other Natural Gas.NG | natural gas peaker | TRUE | 57128 | Bloom Energy | 65206 | AT&T - Hawthorne | CA | Los Angeles | ATT58 | Other Natural Gas | FC |  | S | 1 |  | 1 | 1 | 1 | N |  |  | N | IPP Non-CHP | 2 | X | NG
Other Natural Gas.NG | natural gas peaker | TRUE | 57128 | Bloom Energy | 65208 | AT&T - Hayward | CA | Alameda | ATA17 | Other Natural Gas | FC |  | S | 1 |  | 1 | 1 | 1 | N |  |  | N | IPP Non-CHP | 2 | X | NG
Other Natural Gas.NG | natural gas peaker | TRUE | 57128 | Bloom Energy | 65209 | Equinix - Billerica | MA | Middlesex | EQX53 | Other Natural Gas | FC |  | S | 1.9 |  | 1.9 | 1.9 | 1.9 | N |  |  | N | IPP Non-CHP | 2 | X | NG
Other Natural Gas.NG | natural gas peaker | TRUE | 57128 | Bloom Energy | 65210 | Enloe Medical - Chico | CA | Butte | ENL00 | Other Natural Gas | FC |  | S | 1.7 |  | 1.7 | 1.7 | 1.7 | N |  |  | N | IPP Non-CHP | 2 | X | NG
Other Natural Gas.NG | natural gas peaker | TRUE | 57128 | Bloom Energy | 65211 | Comcast - Universal City | CA | Los Angeles | CMC04 | Other Natural Gas | FC |  | S | 1 |  | 1 | 1 | 1 | N |  |  | N | IPP Non-CHP | 2 | X | NG
Other Natural Gas.NG | natural gas peaker | TRUE | 57128 | Bloom Energy | 65212 | Altice - Hicksville | NY | Nassau | ATC04 | Other Natural Gas | FC |  | S | 2 |  | 2 | 2 | 2 | N |  |  | N | IPP Non-CHP | 2 | X | NG
Other Natural Gas.NG | natural gas peaker | TRUE | 57128 | Bloom Energy | 65213 | Altice - Parsippany | NJ | Morris | ATC03 | Other Natural Gas | FC |  | S | 2 |  | 2 | 2 | 2 | N |  |  | N | IPP Non-CHP | 2 | X | NG
Solar Photovoltaic.SUN | solar PV | TRUE | 60025 | Greenbacker Renewable Energy Corporation | 65216 | Woburn | MA | Middlesex | 673 | Solar Photovoltaic | PV |  | S | 1.3 |  | 1.3 | 1.3 |  | N |  |  | N | IPP Non-CHP | 2 | X | SUN
Batteries.MWH | battery storage | 0 | 61012 | AES Distributed Energy | 65217 | South Goshen Community Solar | NY | Orange | BESS | Batteries | BA |  | S | 4.5 |  | 4.5 | 4.5 |  | N |  |  | N | IPP Non-CHP | 2 | X | MWH
Solar Photovoltaic.SUN | solar PV | TRUE | 61012 | AES Distributed Energy | 65217 | South Goshen Community Solar | NY | Orange | SGOSH | Solar Photovoltaic | PV |  | S | 5 |  | 5 | 5 |  | N |  |  | N | IPP Non-CHP | 2 | X | SUN
Solar Photovoltaic.SUN | solar PV | TRUE | 63244 | KSI II Consolidated, LLC | 65222 | County Road 17 (CSG) | NY | Chenango | AFTON | Solar Photovoltaic | PV |  | S | 3.3 |  | 3.3 | 3.3 | 3.3 | N |  |  | N | IPP Non-CHP | 2 | X | SUN
Solar Photovoltaic.SUN | solar PV | TRUE | 60025 | Greenbacker Renewable Energy Corporation | 65227 | Ameresco Danville Solar, LLC | IL | Vermilion | 401 | Solar Photovoltaic | PV |  | S | 2 |  | 2 | 2 |  | N |  |  | N | IPP Non-CHP | 2 | X | SUN
Solar Photovoltaic.SUN | solar PV | TRUE | 64556 | TLS Capital, Inc | 65228 | Red Prairie Solar | OR | Yamhill | RP21 | Solar Photovoltaic | PV |  | W | 2.2 |  | 2.2 | 2.2 |  | N |  |  | N | IPP Non-CHP | 2 | X | SUN
Solar Photovoltaic.SUN | solar PV | FALSE | 64558 | OK Produce | 65229 | OK Produce Fresno Carport | CA | Fresno | OKPVC | Solar Photovoltaic | PV |  | S | 2 |  | 2 | 1.3 |  | N |  |  | N | Commercial Non-CHP | 4 | X | SUN
Solar Photovoltaic.SUN | solar PV | TRUE | 64546 | Truman Solar, LLC | 65230 | Truman Solar | MO | Boone | TMS | Solar Photovoltaic | PV |  | S | 10 |  | 10 | 10 |  | N |  |  | N | IPP Non-CHP | 2 | X | SUN
Solar Photovoltaic.SUN | solar PV | TRUE | 61944 | MN8 Energy LLC | 65232 | Chambers 3 - Lewis County | NY | Lewis | GEN1 | Solar Photovoltaic | PV |  | S | 2 |  | 2 | 2 |  | N |  |  | N | IPP Non-CHP | 2 | X | SUN
Solar Photovoltaic.SUN | solar PV | TRUE | 61944 | MN8 Energy LLC | 65233 | Chambers 3 - Erie County Alden | NY | Erie | GEN1 | Solar Photovoltaic | PV |  | S | 2 |  | 2 | 2 |  | N |  |  | N | IPP Non-CHP | 2 | X | SUN
Solar Photovoltaic.SUN | solar PV | TRUE | 64550 | UXI CSG Venture 2 8302 LLC | 65235 | Venture 2 - 1B | CO | Adams | 75024 | Solar Photovoltaic | PV |  | S | 1.5 |  | 1.5 | 1.5 |  | N |  |  | N | IPP Non-CHP | 2 | X | SUN
Solar Photovoltaic.SUN | solar PV | TRUE | 64551 | UXI CSG Venture 3 8303 LLC | 65236 | Venture 3 - 1C | CO | Adams | 75021 | Solar Photovoltaic | PV |  | S | 1.5 | 0.81 | 1.5 | 1.5 |  | N |  |  | N | IPP Non-CHP | 2 | X | SUN
Solar Photovoltaic.SUN | solar PV | TRUE | 64552 | UXI CSG Venture 4 8304 LLC | 65237 | Venture 4 - 1D | CO | Adams | 75023 | Solar Photovoltaic | PV |  | S | 1.5 | 0.81 | 1.5 | 1.5 | 1.5 | N |  |  | N | IPP Non-CHP | 2 | X | SUN
Solar Photovoltaic.SUN | solar PV | TRUE | 61944 | MN8 Energy LLC | 65238 | Chambers 4 - Eastvale LGB3 | CA | Riverside | GEN1 | Solar Photovoltaic | PV |  | S | 2.4 |  | 2.4 | 2.4 |  | N |  |  | N | IPP Non-CHP | 2 | X | SUN
Solar Photovoltaic.SUN | solar PV | TRUE | 64560 | Charlemont MA, LLC | 65242 | Charlemont A | MA | Franklin | CMS | Solar Photovoltaic | PV |  | S | 2.5 |  | 2.5 | 2.5 |  | N |  |  | N | IPP Non-CHP | 2 | X | SUN
Batteries.MWH | battery storage | 0 | 64560 | Charlemont MA, LLC | 65242 | Charlemont A | MA | Franklin | CMSB | Batteries | BA |  | S | 2.5 |  | 2.5 | 2.5 | 0 | N |  |  | N | IPP Non-CHP | 2 | X | MWH
Solar Photovoltaic.SUN | solar PV | TRUE | 61944 | MN8 Energy LLC | 65251 | Chambers 4 - Redland LGB4 | CA | San Bernardino | GEN1 | Solar Photovoltaic | PV |  | S | 1.9 |  | 1.9 | 1.9 |  | N |  |  | N | IPP Non-CHP | 2 | X | SUN
Solar Photovoltaic.SUN | solar PV | TRUE | 61944 | MN8 Energy LLC | 65252 | Chambers 4 - Riverside LGB6 | CA | Riverside | GEN1 | Solar Photovoltaic | PV |  | S | 2.4 |  | 2.4 | 2.4 |  | N |  |  | N | IPP Non-CHP | 2 | X | SUN
Solar Photovoltaic.SUN | solar PV | TRUE | 61944 | MN8 Energy LLC | 65253 | Chambers 4 - Rialto LGB8 | CA | San Bernardino | GEN1 | Solar Photovoltaic | PV |  | S | 2.2 |  | 2.2 | 2.2 |  | N |  |  | N | IPP Non-CHP | 2 | X | SUN
Solar Photovoltaic.SUN | solar PV | TRUE | 61944 | MN8 Energy LLC | 65254 | Chambers 4 - Sacramento SMF1 | CA | Sacramento | GEN1 | Solar Photovoltaic | PV |  | S | 2.7 |  | 2.7 | 2.7 |  | N |  |  | N | IPP Non-CHP | 2 | X | SUN
Solar Photovoltaic.SUN | solar PV | TRUE | 61944 | MN8 Energy LLC | 65255 | Chambers 4 - Eastvale DCA2 | CA | Riverside | GEN1 | Solar Photovoltaic | PV |  | S | 1.5 |  | 1.5 | 1.5 |  | N |  |  | N | IPP Non-CHP | 2 | X | SUN
Solar Photovoltaic.SUN | solar PV | TRUE | 61944 | MN8 Energy LLC | 65256 | Chambers 4 - San Bernardino SNA7 | CA | San Bernardino | GEN1 | Solar Photovoltaic | PV |  | S | 2 |  | 2 | 2 |  | N |  |  | N | IPP Non-CHP | 2 | X | SUN
Solar Photovoltaic.SUN | solar PV | TRUE | 62915 | Madison Energy Holdings LLC | 65257 | Lineage MS | MS | Rankin | LMS01 | Solar Photovoltaic | PV |  | S | 1.2 |  | 1.2 | 1.2 |  | N |  |  | N | IPP Non-CHP | 2 | X | SUN
Solar Photovoltaic.SUN | solar PV | TRUE | 62915 | Madison Energy Holdings LLC | 65258 | Wapakoneta-Pratt | OH | Auglaize | WKP01 | Solar Photovoltaic | PV |  | S | 13.5 |  | 13.5 | 13.5 |  | N |  |  | N | IPP Non-CHP | 2 | X | SUN
Batteries.MWH | battery storage | 0 | 64564 | Byrd Ranch Storage LLC | 65259 | Byrd Ranch Storage | TX | Brazoria | P1 | Batteries | BA |  | S | 50 |  | 50 | 50 | -17 | N |  |  | N | IPP Non-CHP | 2 | X | MWH
Natural Gas Internal Combustion Engine.NG | natural gas peaker | TRUE | 64449 | Texas Microgrid, LLC | 65261 | HEB00020 | TX | Harris | H0201 | Natural Gas Internal Combustion Engine | IC |  | S | 0.4 | 0.8 | 0.4 | 0.4 | 0 | N |  |  | N | IPP Non-CHP | 2 | X | NG
Natural Gas Internal Combustion Engine.NG | natural gas peaker | TRUE | 64449 | Texas Microgrid, LLC | 65261 | HEB00020 | TX | Harris | H0202 | Natural Gas Internal Combustion Engine | IC |  | S | 0.4 | 0.8 | 0.4 | 0.4 | 0 | N |  |  | N | IPP Non-CHP | 2 | X | NG
Natural Gas Internal Combustion Engine.NG | natural gas peaker | TRUE | 64449 | Texas Microgrid, LLC | 65261 | HEB00020 | TX | Harris | H0203 | Natural Gas Internal Combustion Engine | IC |  | S | 0.4 | 0.8 | 0.4 | 0.4 | 0 | N |  |  | N | IPP Non-CHP | 2 | X | NG
Natural Gas Internal Combustion Engine.NG | natural gas peaker | TRUE | 64449 | Texas Microgrid, LLC | 65262 | HEB00028 | TX | Galveston | H0281 | Natural Gas Internal Combustion Engine | IC |  | S | 0.4 | 0.8 | 0.4 | 0.4 | 0 | N |  |  | N | IPP Non-CHP | 2 | X | NG
Natural Gas Internal Combustion Engine.NG | natural gas peaker | TRUE | 64449 | Texas Microgrid, LLC | 65262 | HEB00028 | TX | Galveston | H0282 | Natural Gas Internal Combustion Engine | IC |  | S | 0.4 | 0.8 | 0.4 | 0.4 | 0 | N |  |  | N | IPP Non-CHP | 2 | X | NG
Natural Gas Internal Combustion Engine.NG | natural gas peaker | TRUE | 64449 | Texas Microgrid, LLC | 65262 | HEB00028 | TX | Galveston | H0283 | Natural Gas Internal Combustion Engine | IC |  | S | 0.4 | 0.8 | 0.4 | 0.4 | 0 | N |  |  | N | IPP Non-CHP | 2 | X | NG
Natural Gas Internal Combustion Engine.NG | natural gas peaker | TRUE | 64449 | Texas Microgrid, LLC | 65263 | HEB00038 | TX | Hidalgo | H0381 | Natural Gas Internal Combustion Engine | IC |  | S | 0.4 | 0.8 | 0.4 | 0.4 | 0 | N |  |  | N | IPP Non-CHP | 2 | X | NG
Natural Gas Internal Combustion Engine.NG | natural gas peaker | TRUE | 64449 | Texas Microgrid, LLC | 65263 | HEB00038 | TX | Hidalgo | H0382 | Natural Gas Internal Combustion Engine | IC |  | S | 0.4 | 0.8 | 0.4 | 0.4 | 0 | N |  |  | N | IPP Non-CHP | 2 | X | NG
Natural Gas Internal Combustion Engine.NG | natural gas peaker | TRUE | 64449 | Texas Microgrid, LLC | 65263 | HEB00038 | TX | Hidalgo | H0383 | Natural Gas Internal Combustion Engine | IC |  | S | 0.4 | 0.8 | 0.4 | 0.4 | 0 | N |  |  | N | IPP Non-CHP | 2 | X | NG
Natural Gas Internal Combustion Engine.NG | natural gas peaker | TRUE | 64449 | Texas Microgrid, LLC | 65264 | HEB00054 | TX | Harris | H0541 | Natural Gas Internal Combustion Engine | IC |  | S | 0.4 | 0.8 | 0.4 | 0.4 | 0 | N |  |  | N | IPP Non-CHP | 2 | X | NG
Natural Gas Internal Combustion Engine.NG | natural gas peaker | TRUE | 64449 | Texas Microgrid, LLC | 65264 | HEB00054 | TX | Harris | H0542 | Natural Gas Internal Combustion Engine | IC |  | S | 0.4 | 0.8 | 0.4 | 0.4 | 0 | N |  |  | N | IPP Non-CHP | 2 | X | NG
Natural Gas Internal Combustion Engine.NG | natural gas peaker | TRUE | 64449 | Texas Microgrid, LLC | 65264 | HEB00054 | TX | Harris | H0543 | Natural Gas Internal Combustion Engine | IC |  | S | 0.4 | 0.8 | 0.4 | 0.4 | 0 | N |  |  | N | IPP Non-CHP | 2 | X | NG
Natural Gas Internal Combustion Engine.NG | natural gas peaker | TRUE | 64449 | Texas Microgrid, LLC | 65265 | HEB00057 | TX | Nueces | H0571 | Natural Gas Internal Combustion Engine | IC |  | S | 0.4 | 0.8 | 0.4 | 0.4 | 0 | N |  |  | N | IPP Non-CHP | 2 | X | NG
Natural Gas Internal Combustion Engine.NG | natural gas peaker | TRUE | 64449 | Texas Microgrid, LLC | 65265 | HEB00057 | TX | Nueces | H0572 | Natural Gas Internal Combustion Engine | IC |  | S | 0.4 | 0.8 | 0.4 | 0.4 | 0 | N |  |  | N | IPP Non-CHP | 2 | X | NG
Natural Gas Internal Combustion Engine.NG | natural gas peaker | TRUE | 64449 | Texas Microgrid, LLC | 65265 | HEB00057 | TX | Nueces | H0573 | Natural Gas Internal Combustion Engine | IC |  | S | 0.4 | 0.8 | 0.4 | 0.4 | 0 | N |  |  | N | IPP Non-CHP | 2 | X | NG
Natural Gas Internal Combustion Engine.NG | natural gas peaker | TRUE | 64449 | Texas Microgrid, LLC | 65266 | HEB00070 | TX | Taylor | H0701 | Natural Gas Internal Combustion Engine | IC |  | S | 0.4 | 0.8 | 0.4 | 0.4 | 0 | N |  |  | N | IPP Non-CHP | 2 | X | NG
Natural Gas Internal Combustion Engine.NG | natural gas peaker | TRUE | 64449 | Texas Microgrid, LLC | 65266 | HEB00070 | TX | Taylor | H0702 | Natural Gas Internal Combustion Engine | IC |  | S | 0.4 | 0.8 | 0.4 | 0.4 | 0 | N |  |  | N | IPP Non-CHP | 2 | X | NG
Natural Gas Internal Combustion Engine.NG | natural gas peaker | TRUE | 64449 | Texas Microgrid, LLC | 65266 | HEB00070 | TX | Taylor | H0703 | Natural Gas Internal Combustion Engine | IC |  | S | 0.4 | 0.8 | 0.4 | 0.4 | 0 | N |  |  | N | IPP Non-CHP | 2 | X | NG
Natural Gas Internal Combustion Engine.NG | natural gas peaker | TRUE | 64449 | Texas Microgrid, LLC | 65267 | HEB00099 | TX | Harris | H0991 | Natural Gas Internal Combustion Engine | IC |  | S | 0.4 | 0.8 | 0.4 | 0.4 | 0 | N |  |  | N | IPP Non-CHP | 2 | X | NG
Natural Gas Internal Combustion Engine.NG | natural gas peaker | TRUE | 64449 | Texas Microgrid, LLC | 65267 | HEB00099 | TX | Harris | H0992 | Natural Gas Internal Combustion Engine | IC |  | S | 0.4 | 0.8 | 0.4 | 0.4 | 0 | N |  |  | N | IPP Non-CHP | 2 | X | NG
Natural Gas Internal Combustion Engine.NG | natural gas peaker | TRUE | 64449 | Texas Microgrid, LLC | 65267 | HEB00099 | TX | Harris | H0993 | Natural Gas Internal Combustion Engine | IC |  | S | 0.4 | 0.8 | 0.4 | 0.4 | 0 | N |  |  | N | IPP Non-CHP | 2 | X | NG
Natural Gas Internal Combustion Engine.NG | natural gas peaker | TRUE | 64449 | Texas Microgrid, LLC | 65268 | HEB00109 | TX | Harris | H1091 | Natural Gas Internal Combustion Engine | IC |  | S | 0.4 | 0.8 | 0.4 | 0.4 | 0 | N |  |  | N | IPP Non-CHP | 2 | X | NG
Natural Gas Internal Combustion Engine.NG | natural gas peaker | TRUE | 64449 | Texas Microgrid, LLC | 65268 | HEB00109 | TX | Harris | H1092 | Natural Gas Internal Combustion Engine | IC |  | S | 0.4 | 0.8 | 0.4 | 0.4 | 0 | N |  |  | N | IPP Non-CHP | 2 | X | NG
Natural Gas Internal Combustion Engine.NG | natural gas peaker | TRUE | 64449 | Texas Microgrid, LLC | 65268 | HEB00109 | TX | Harris | H1093 | Natural Gas Internal Combustion Engine | IC |  | S | 0.4 | 0.8 | 0.4 | 0.4 | 0 | N |  |  | N | IPP Non-CHP | 2 | X | NG
Natural Gas Internal Combustion Engine.NG | natural gas peaker | TRUE | 64449 | Texas Microgrid, LLC | 65269 | HEB00110 | TX | Fort Bend | H1101 | Natural Gas Internal Combustion Engine | IC |  | S | 0.4 | 0.8 | 0.4 | 0.4 | 0 | N |  |  | N | IPP Non-CHP | 2 | X | NG
Natural Gas Internal Combustion Engine.NG | natural gas peaker | TRUE | 64449 | Texas Microgrid, LLC | 65269 | HEB00110 | TX | Fort Bend | H1102 | Natural Gas Internal Combustion Engine | IC |  | S | 0.4 | 0.8 | 0.4 | 0.4 | 0 | N |  |  | N | IPP Non-CHP | 2 | X | NG
Natural Gas Internal Combustion Engine.NG | natural gas peaker | TRUE | 64449 | Texas Microgrid, LLC | 65269 | HEB00110 | TX | Fort Bend | H1103 | Natural Gas Internal Combustion Engine | IC |  | S | 0.4 | 0.8 | 0.4 | 0.4 | 0 | N |  |  | N | IPP Non-CHP | 2 | X | NG
Solar Photovoltaic.SUN | solar PV | TRUE | 64568 | BT Noble Solar, LLC | 65271 | Noble Solar | TX | Denton | NBSLR | Solar Photovoltaic | PV |  | S | 275 | 1 | 275 | 275 | 0 | N |  |  | N | IPP Non-CHP | 2 | X | SUN
Batteries.MWH | battery storage | 0 | 64568 | BT Noble Solar, LLC | 65271 | Noble Solar | TX | Denton | NBSTG | Batteries | BA |  | S | 125 | 1 | 125 | 125 | 0 | N |  |  | N | IPP Non-CHP | 2 | X | MWH
Natural Gas Internal Combustion Engine.NG | natural gas peaker | TRUE | 64449 | Texas Microgrid, LLC | 65274 | HEB00182 | TX | Bell | H1821 | Natural Gas Internal Combustion Engine | IC |  | S | 0.4 | 0.8 | 0.4 | 0.4 | 0 | N |  |  | N | IPP Non-CHP | 2 | X | NG
Natural Gas Internal Combustion Engine.NG | natural gas peaker | TRUE | 64449 | Texas Microgrid, LLC | 65274 | HEB00182 | TX | Bell | H1822 | Natural Gas Internal Combustion Engine | IC |  | S | 0.4 | 0.8 | 0.4 | 0.4 | 0 | N |  |  | N | IPP Non-CHP | 2 | X | NG
Natural Gas Internal Combustion Engine.NG | natural gas peaker | TRUE | 64449 | Texas Microgrid, LLC | 65274 | HEB00182 | TX | Bell | H1823 | Natural Gas Internal Combustion Engine | IC |  | S | 0.4 | 0.8 | 0.4 | 0.4 | 0 | N |  |  | N | IPP Non-CHP | 2 | X | NG
Solar Photovoltaic.SUN | solar PV | TRUE | 65173 | United States Solar Corporation | 65276 | USS Peach Solar LLC | MN | Blue Earth | USSPS | Solar Photovoltaic | PV |  | W | 1 |  | 1 | 1 | 1 | N |  |  | N | IPP Non-CHP | 2 | X | SUN
Solar Photovoltaic.SUN | solar PV | FALSE | 63689 | Wonderful Renewable Energy, LLC. | 65277 | Wonderful Huller & Shellling | CA | Kern | WHS01 | Solar Photovoltaic | PV |  | W | 1.5 |  | 1.5 | 0.7 |  | N |  |  | N | Industrial Non-CHP | 6 | X | SUN
Solar Photovoltaic.SUN | solar PV | FALSE | 63689 | Wonderful Renewable Energy, LLC. | 65278 | Wonderful Lost Hills | CA | Kern | WLH01 | Solar Photovoltaic | PV |  | W | 17.1 |  | 16.7 | 13 |  | N |  |  | N | Industrial Non-CHP | 6 | X | SUN
Solar Photovoltaic.SUN | solar PV | TRUE | 64561 | Fairhaven MA 1, LLC | 65279 | Fairhaven E | MA | Franklin | FHS | Solar Photovoltaic | PV |  | S | 2 |  | 2 | 2 |  | N |  |  | N | IPP Non-CHP | 2 | X | SUN
Solar Photovoltaic.SUN | solar PV | TRUE | 60268 | Hartz Solar, LLC | 65280 | 601 Doremus CDG | NJ | Essex | 1 | Solar Photovoltaic | PV |  | S | 1.5 |  | 1.5 | 1.1 |  | N |  |  | N | IPP Non-CHP | 2 | X | SUN
Solar Photovoltaic.SUN | solar PV | TRUE | 64572 | Hampstead Solar, LLC | 65281 | Bomber CSG | MD | Carroll | BOMB | Solar Photovoltaic | PV |  | S | 6 |  | 6 | 6 |  | N |  |  | N | IPP Non-CHP | 2 | X | SUN
Petroleum Liquids.DFO | petroleum | TRUE | 12653 | Lanyard Power Holdings, LLC | 65285 | Chalk Point Steam | MD | Prince Georges | GT1 | Petroleum Liquids | GT |  | W | 16 | 0.85 | 18 | 20 | 5 | N |  |  | N | IPP Non-CHP | 2 | X | DFO
Solar Photovoltaic.SUN | solar PV | TRUE | 58135 | Ecos Energy LLC | 65287 | Barrow Solar | CT | Tolland | BARRO | Solar Photovoltaic | PV |  | S | 2 |  | 2 | 2 |  | N |  |  | N | IPP Non-CHP | 2 | X | SUN
Solar Photovoltaic.SUN | solar PV | TRUE | 60268 | Hartz Solar, LLC | 65289 | 5601 Westside CDG | NJ | Hudson | 1 | Solar Photovoltaic | PV |  | S | 1.5 |  | 1.5 | 1.1 |  | N |  |  | N | IPP Non-CHP | 2 | X | SUN
Conventional Hydroelectric.WAT | hydro | TRUE | 57280 | Eagle Creek Renewable Energy, LLC | 65294 | Indian River Hydro | MA | Hampden | 1 | Conventional Hydroelectric | HY |  | W | 0.7 | 0.8 | 0.7 | 0.7 | 0.1 | N |  |  | N | IPP Non-CHP | 2 | X | WAT
Conventional Hydroelectric.WAT | hydro | TRUE | 57280 | Eagle Creek Renewable Energy, LLC | 65294 | Indian River Hydro | MA | Hampden | 2 | Conventional Hydroelectric | HY |  | W | 0.7 | 0.8 | 0.7 | 0.7 | 0.1 | N |  |  | N | IPP Non-CHP | 2 | X | WAT
Natural Gas Internal Combustion Engine.NG | natural gas peaker | TRUE | 13809 | NorthWestern Energy - (SD) | 65295 | Bob Glanzer Generating Station | SD | Beadle | HG1 | Natural Gas Internal Combustion Engine | IC |  | S | 11.5 | 0.85 | 9.2 | 9.2 | 4.8 | N |  |  | N | Electric Utility | 1 | X | NG
Natural Gas Internal Combustion Engine.NG | natural gas peaker | TRUE | 13809 | NorthWestern Energy - (SD) | 65295 | Bob Glanzer Generating Station | SD | Beadle | HG2 | Natural Gas Internal Combustion Engine | IC |  | S | 11.5 | 0.85 | 9.2 | 9.2 | 4.8 | N |  |  | N | Electric Utility | 1 | X | NG
Natural Gas Internal Combustion Engine.NG | natural gas peaker | TRUE | 13809 | NorthWestern Energy - (SD) | 65295 | Bob Glanzer Generating Station | SD | Beadle | HG3 | Natural Gas Internal Combustion Engine | IC |  | S | 11.5 | 0.85 | 9.2 | 9.2 | 4.8 | N |  |  | N | Electric Utility | 1 | X | NG
Natural Gas Internal Combustion Engine.NG | natural gas peaker | TRUE | 13809 | NorthWestern Energy - (SD) | 65295 | Bob Glanzer Generating Station | SD | Beadle | HG4 | Natural Gas Internal Combustion Engine | IC |  | S | 11.5 | 0.85 | 9.2 | 9.2 | 4.8 | N |  |  | N | Electric Utility | 1 | X | NG
Natural Gas Internal Combustion Engine.NG | natural gas peaker | TRUE | 13809 | NorthWestern Energy - (SD) | 65295 | Bob Glanzer Generating Station | SD | Beadle | HG5 | Natural Gas Internal Combustion Engine | IC |  | S | 11.5 | 0.85 | 9.2 | 9.2 | 4.8 | N |  |  | N | Electric Utility | 1 | X | NG
Natural Gas Internal Combustion Engine.NG | natural gas peaker | TRUE | 13809 | NorthWestern Energy - (SD) | 65295 | Bob Glanzer Generating Station | SD | Beadle | HG6 | Natural Gas Internal Combustion Engine | IC |  | S | 11.5 | 0.85 | 9.2 | 9.2 | 4.8 | N |  |  | N | Electric Utility | 1 | X | NG
Solar Photovoltaic.SUN | solar PV | TRUE | 64602 | DOCCS Midstate | 65297 | DOCCS Midstate | NY | Oneida | 81722 | Solar Photovoltaic | PV |  | S | 3.8 |  | 3.8 | 3.8 |  | N |  |  | N | IPP Non-CHP | 2 | X | SUN
Solar Photovoltaic.SUN | solar PV | TRUE | 64603 | DOCCS Eastern | 65298 | DOCCS Eastern | NY | Ulster | 81724 | Solar Photovoltaic | PV |  | S | 5 |  | 5 | 5 |  | N |  |  | N | IPP Non-CHP | 2 | X | SUN
Solar Photovoltaic.SUN | solar PV | TRUE | 64604 | DOCCS Wende | 65299 | DOCCS Wende | NY | Erie | 81721 | Solar Photovoltaic | PV |  | S | 5 |  | 5 | 5 | 5 | N |  |  | N | IPP Non-CHP | 2 | X | SUN
Solar Photovoltaic.SUN | solar PV | TRUE | 64605 | DOCCS Greenhaven | 65300 | DOCCS Greenhaven | NY | Dutchess | 81723 | Solar Photovoltaic | PV |  | S | 3.7 |  | 3.7 | 3.7 |  | N |  |  | N | IPP Non-CHP | 2 | X | SUN
Solar Photovoltaic.SUN | solar PV | TRUE | 64608 | Sun Valley Solar LLC | 65303 | Sun Valley Solar Project | TX | Hill | SUNS | Solar Photovoltaic | PV |  | S | 250 | 0.95 | 250 | 250 | 0 | N |  |  | N | IPP Non-CHP | 2 | X | SUN
Solar Photovoltaic.SUN | solar PV | TRUE | 64609 | ENGIE Solidago Solar LLC | 65304 | ENGIE Solidago Solar Project - Hybrid | DE | New Castle | SOLAR | Solar Photovoltaic | PV |  | S | 50 | 0.95 | 50 | 50 | 1 | N |  |  | N | IPP Non-CHP | 2 | X | SUN
Onshore Wind Turbine.WND | onshore wind | TRUE | 64611 | Limestone Wind Project, LLC | 65306 | Limestone Wind Project | TX | Navarro | LIMEW | Onshore Wind Turbine | WT |  | S | 299.2 | 0.95 | 299.2 | 299.2 | 1 | N |  |  | N | IPP Non-CHP | 2 | X | WND
Solar Photovoltaic.SUN | solar PV | TRUE | 64612 | Sunnybrook Farm Solar, LLC | 65307 | Sunnybrook Solar Project - Hybrid | VA | Halifax | SUNS | Solar Photovoltaic | PV |  | S | 51 | 0.95 | 51 | 51 | 1 | N |  |  | N | IPP Non-CHP | 2 | X | SUN
Solar Photovoltaic.SUN | solar PV | TRUE | 64577 | Caden Energix Wytheville LLC | 65314 | Caden Energix Wytheville LLC | VA | Wythe | ENX19 | Solar Photovoltaic | PV |  | S | 20 |  | 20 | 20 |  | N |  |  | N | IPP Non-CHP | 2 | X | SUN
Solar Photovoltaic.SUN | solar PV | TRUE | 58468 | Dominion Renewable Energy | 65319 | Maplewood Solar | VA | Pittsylvania | MAPL | Solar Photovoltaic | PV |  | S | 120 |  | 120 | 120 |  | N |  |  | N | Electric Utility | 1 | X | SUN
Solar Photovoltaic.SUN | solar PV | TRUE | 58468 | Dominion Renewable Energy | 65321 | Rochambeau Solar | VA | James City | RBSO | Solar Photovoltaic | PV |  | S | 19.9 |  | 19.9 | 19.9 |  | N |  |  | N | Electric Utility | 1 | X | SUN
Solar Photovoltaic.SUN | solar PV | TRUE | 58468 | Dominion Renewable Energy | 65322 | Fort Powhatan Solar | VA | Prince George | FTPW | Solar Photovoltaic | PV |  | S | 150 |  | 150 | 150 |  | N |  |  | N | Electric Utility | 1 | X | SUN
Solar Photovoltaic.SUN | solar PV | TRUE | 58468 | Dominion Renewable Energy | 65323 | Bedford Solar | VA | Chesapeake City | BEDF | Solar Photovoltaic | PV |  | S | 70 |  | 70 | 70 |  | N |  |  | N | Electric Utility | 1 | X | SUN
Solar Photovoltaic.SUN | solar PV | TRUE | 64641 | ICFTS MD Solar, LLC | 65324 | Hollins Ferry CSG | MD | Baltimore City | HOLL | Solar Photovoltaic | PV |  | S | 1.5 |  | 1.5 | 1.5 |  | N |  |  | N | IPP Non-CHP | 2 | X | SUN
Solar Photovoltaic.SUN | solar PV | TRUE | 56990 | NJR Clean Energy Ventures Corporation | 65329 | Mount Laurel Solar | NJ | Burlington | LAURL | Solar Photovoltaic | PV |  | W | 2.5 |  | 2.5 | 2.5 |  | N |  |  | N | IPP Non-CHP | 2 | X | SUN
Solar Photovoltaic.SUN | solar PV | TRUE | 64640 | 8500 Balboa PV, LLC | 65330 | 8500 Balboa PV, LLC | CA | Los Angeles | BALB1 | Solar Photovoltaic | PV |  | S | 2.4 |  | 2.4 | 2.4 |  | N |  |  | N | IPP Non-CHP | 2 | X | SUN
Solar Photovoltaic.SUN | solar PV | TRUE | 64639 | 20333 Normandie PV, LLC | 65331 | 20333 Normandie PV, LLC | CA | Los Angeles | NORMA | Solar Photovoltaic | PV |  | S | 2.6 |  | 2.6 | 2.4 |  | N |  |  | N | IPP Non-CHP | 2 | X | SUN
Solar Photovoltaic.SUN | solar PV | TRUE | 61060 | Cypress Creek Renewables | 65333 | Shakes Solar | TX | Dimmit | 785 | Solar Photovoltaic | PV |  | S | 200 |  | 200 | 200 |  | N |  |  | N | IPP Non-CHP | 2 | X | SUN
Onshore Wind Turbine.WND | onshore wind | TRUE | 64655 | Appaloosa Run Wind, LLC | 65335 | Appaloosa Run Wind | TX | Upton | WAPPA | Onshore Wind Turbine | WT |  | S | 171.8 |  | 171.8 | 171.8 | 0 | N |  |  | N | IPP Non-CHP | 2 | X | WND
Solar Photovoltaic.SUN | solar PV | TRUE | 64872 | Distributed Solar Development, LLC | 65339 | MD - CS - Potomac Edison Co - GA25 TPE (Community Solar) | MD | Garrett | 19002 | Solar Photovoltaic | PV |  | S | 2 |  | 2 | 2 |  | N |  |  | N | IPP Non-CHP | 2 | X | SUN
Solar Photovoltaic.SUN | solar PV | TRUE | 64872 | Distributed Solar Development, LLC | 65340 | MD - CS - BGE - PR24 TPE | MD | Prince Georges | 19003 | Solar Photovoltaic | PV |  | S | 2 |  | 2 | 2 |  | N |  |  | N | IPP Non-CHP | 2 | X | SUN
Solar Photovoltaic.SUN | solar PV | TRUE | 64676 | Macbeth Solar, LLC | 65346 | Macbeth Solar | MI | Muskegon | MCB20 | Solar Photovoltaic | PV |  | S | 20 |  | 20 | 20 | 0 | N |  |  | N | IPP Non-CHP | 2 | X | SUN
Solar Photovoltaic.SUN | solar PV | TRUE | 64677 | Lyons Road Solar, LLC | 65347 | Lyons Road | MI | Shiawassee | LYON1 | Solar Photovoltaic | PV |  | S | 20 |  | 20 | 20 |  | N |  |  | N | IPP Non-CHP | 2 | X | SUN
Solar Photovoltaic.SUN | solar PV | TRUE | 64684 | Mulligan Solar | 65349 | Mulligan Solar, LLC | IL | Logan | MLGAN | Solar Photovoltaic | PV |  | S | 70 |  | 70 | 70 |  | N |  |  | N | IPP Non-CHP | 2 | X | SUN
Onshore Wind Turbine.WND | onshore wind | TRUE | 64683 | Ford Ridge | 65350 | Ford County Wind Farm LLC | IL | Ford | FORDC | Onshore Wind Turbine | WT |  | S | 121.3 |  | 121.3 | 121.3 | 1 | N |  |  | N | IPP Non-CHP | 2 | X | WND
Solar Photovoltaic.SUN | solar PV | FALSE | 61204 | Today's Power, Inc. | 65351 | General Dynamics | AR | Ouachita | GD | Solar Photovoltaic | PV |  | S | 2 |  | 2 | 2 |  | N |  |  | N | Industrial Non-CHP | 6 | X | SUN
Solar Photovoltaic.SUN | solar PV | TRUE | 58135 | Ecos Energy LLC | 65352 | MacKinnon Solar | VT | Rutland | MACKN | Solar Photovoltaic | PV |  | S | 2.2 | 0.99 | 2.2 | 2.2 |  | N |  |  | N | IPP Non-CHP | 2 | X | SUN
Solar Photovoltaic.SUN | solar PV | TRUE | 58135 | Ecos Energy LLC | 65353 | McHenry Solar | CT | Windham | MCHEN | Solar Photovoltaic | PV |  | S | 1 | 0.99 | 1.2 | 1.2 |  | N |  |  | N | IPP Non-CHP | 2 | X | SUN
Solar Photovoltaic.SUN | solar PV | TRUE | 60531 | Standard Solar | 65357 | OER Monarch CSG | MD | Prince Georges | OERMN | Solar Photovoltaic | PV |  | S | 2 |  | 2 | 2 |  | N |  |  | N | IPP Non-CHP | 2 | X | SUN
Solar Photovoltaic.SUN | solar PV | TRUE | 60531 | Standard Solar | 65358 | OER Patuxent CSG | MD | Anne Arundel | PATUX | Solar Photovoltaic | PV |  | S | 2.8 |  | 2 | 2 |  | N |  |  | N | IPP Non-CHP | 2 | X | SUN
Solar Photovoltaic.SUN | solar PV | TRUE | 60531 | Standard Solar | 65359 | Shepherds Mill CSG | MD | Carroll | SHEPM | Solar Photovoltaic | PV |  | S | 2 |  | 2 | 2 |  | N |  |  | N | IPP Non-CHP | 2 | X | SUN
Other Natural Gas.NG | natural gas peaker | TRUE | 57128 | Bloom Energy | 65360 | AT&T - San Diego Trade Street | CA | San Diego | ATA02 | Other Natural Gas | FC |  | S | 1 |  | 1 | 1 | 1 | N |  |  | N | IPP Non-CHP | 2 | X | NG
Other Natural Gas.NG | natural gas peaker | TRUE | 57128 | Bloom Energy | 65361 | CalTech - Pasadena Wilson Ave | CA | Los Angeles | CLT30 | Other Natural Gas | FC |  | S | 1 |  | 1 | 1 | 1 | N |  |  | N | IPP Non-CHP | 2 | X | NG
Solar Photovoltaic.SUN | solar PV | FALSE | 64698 | Renewable Solar, Inc | 65364 | Danell Bros Inc | CA | Kings | 12585 | Solar Photovoltaic | PV |  | W | 2.6 |  | 2.6 | 2.6 | 0 | N |  |  | N | Industrial Non-CHP | 6 | X | SUN
Natural Gas Steam Turbine.NG | natural gas steam turbine | FALSE | 64697 | POET Bioprocessing- Mitchell | 65367 | POET Bioprocessing- Mitchell | SD | Davison | 1 | Natural Gas Steam Turbine | ST |  | S | 3.9 | 0.9 | 3.9 | 3.9 | 0.5 | N |  |  | Y | Industrial CHP | 7 | T | NG
Solar Photovoltaic.SUN | solar PV | TRUE | 64686 | Linden Hawk Rise Solar LLC | 65368 | Linden Hawk Rise Solar CSG | NJ | Union | LINDN | Solar Photovoltaic | PV |  | S | 4 |  | 4 | 4 |  | N |  |  | N | IPP Non-CHP | 2 | X | SUN
Solar Photovoltaic.SUN | solar PV | TRUE | 64687 | BWC Maces Pond LLC | 65370 | BWC Maces Pond LLC | ME | Knox | RCKPT | Solar Photovoltaic | PV |  | S | 3.5 |  | 3.5 | 3.5 |  | N |  |  | N | IPP Non-CHP | 2 | X | SUN
Natural Gas Fired Combustion Turbine.NG | natural gas peaker | TRUE | 63082 | ProEnergy Services | 65372 | Mark One Power Station | TX | Brazoria | CTG-1 | Natural Gas Fired Combustion Turbine | GT |  | S | 60.5 | 0.85 | 44.6 | 49.8 | 22.5 | N |  |  | N | IPP Non-CHP | 2 | X | NG
Natural Gas Fired Combustion Turbine.NG | natural gas peaker | TRUE | 63082 | ProEnergy Services | 65372 | Mark One Power Station | TX | Brazoria | CTG-2 | Natural Gas Fired Combustion Turbine | GT |  | S | 60.5 | 0.85 | 44.6 | 49.8 | 22.5 | N |  |  | N | IPP Non-CHP | 2 | X | NG
Natural Gas Fired Combustion Turbine.NG | natural gas peaker | TRUE | 63082 | ProEnergy Services | 65372 | Mark One Power Station | TX | Brazoria | CTG-3 | Natural Gas Fired Combustion Turbine | GT |  | S | 60.5 | 0.85 | 44.6 | 49.8 | 22.5 | N |  |  | N | IPP Non-CHP | 2 | X | NG
Natural Gas Fired Combustion Turbine.NG | natural gas peaker | TRUE | 63082 | ProEnergy Services | 65372 | Mark One Power Station | TX | Brazoria | CTG-4 | Natural Gas Fired Combustion Turbine | GT |  | S | 60.5 | 0.85 | 44.6 | 49.8 | 22.5 | N |  |  | N | IPP Non-CHP | 2 | X | NG
Natural Gas Fired Combustion Turbine.NG | natural gas peaker | TRUE | 63082 | ProEnergy Services | 65372 | Mark One Power Station | TX | Brazoria | CTG-5 | Natural Gas Fired Combustion Turbine | GT |  | S | 60.5 | 0.85 | 44.6 | 49.8 | 22.5 | N |  |  | N | IPP Non-CHP | 2 | X | NG
Natural Gas Fired Combustion Turbine.NG | natural gas peaker | TRUE | 63082 | ProEnergy Services | 65372 | Mark One Power Station | TX | Brazoria | CTG-6 | Natural Gas Fired Combustion Turbine | GT |  | S | 60.5 | 0.85 | 44.6 | 49.8 | 22.5 | N |  |  | N | IPP Non-CHP | 2 | X | NG
Solar Photovoltaic.SUN | solar PV | TRUE | 64703 | SR Snipesville II, LLC | 65376 | SR Snipesville II | GA | Jeff Davis | SNIP2 | Solar Photovoltaic | PV |  | S | 107 |  | 107 | 107 |  | N |  |  | N | IPP Non-CHP | 2 | X | SUN
Solar Photovoltaic.SUN | solar PV | TRUE | 64700 | OYA Robinson Road, LLC | 65378 | OYA Robinson Road | NY | Jefferson | NY002 | Solar Photovoltaic | PV |  | S | 5 |  | 5 | 5 |  | N |  |  | N | IPP Non-CHP | 2 | X | SUN
Solar Photovoltaic.SUN | solar PV | TRUE | 64699 | OYA State Route 122, LLC | 65379 | OYA State Route 122 | NY | Franklin | NY001 | Solar Photovoltaic | PV |  | S | 4.5 |  | 4.5 | 4.5 |  | N |  |  | N | IPP Non-CHP | 2 | X | SUN
Natural Gas Internal Combustion Engine.NG | natural gas peaker | TRUE | 40230 | Deseret Generation & Tran Coop | 65380 | Solomon Generating Facility | UT | Washington | 3 | Natural Gas Internal Combustion Engine | IC |  | S | 14.9 | 0.8 | 14.9 | 14.9 | 1.2 | N |  |  | N | Electric Utility | 1 | X | NG
Solar Photovoltaic.SUN | solar PV | TRUE | 64722 | Allie L.L.C. | 65381 | Allie L.L.C. | MN | Renville | PAPE | Solar Photovoltaic | PV |  | S | 1 | 1 | 1 | 1 | 1 | N |  |  | N | IPP Non-CHP | 2 | X | SUN
Batteries.MWH | battery storage | 0 | 64724 | Lincoln Solar Star, LLC | 65382 | Lincoln WWTF Hybrid | CA | Placer | ESS | Batteries | BA |  | W | 1 | 1 | 1 | 1 | 0 | N |  |  | N | IPP Non-CHP | 2 | X | MWH
Solar Photovoltaic.SUN | solar PV | TRUE | 64724 | Lincoln Solar Star, LLC | 65382 | Lincoln WWTF Hybrid | CA | Placer | PV | Solar Photovoltaic | PV |  | W | 3 |  | 2.8 | 2.3 |  | N |  |  | N | IPP Non-CHP | 2 | X | SUN
Solar Photovoltaic.SUN | solar PV | TRUE | 64725 | Bodega Avenue Solar LLC | 65383 | Bodega Avenue Solar LLC | CA | Sonoma | 003-A | Solar Photovoltaic | PV |  | S | 1 |  | 1 | 1 |  | N |  |  | N | IPP Non-CHP | 2 | X | SUN
Solar Photovoltaic.SUN | solar PV | TRUE | 64725 | Bodega Avenue Solar LLC | 65383 | Bodega Avenue Solar LLC | CA | Sonoma | 003-B | Solar Photovoltaic | PV |  | S | 1 |  | 1 | 1 |  | N |  |  | N | IPP Non-CHP | 2 | X | SUN
Solar Photovoltaic.SUN | solar PV | FALSE | 64747 | KP Rancho Cordova Medical Offices Solar, LLC | 65384 | Rancho Cordova Medical Offices | CA | Sacramento | 7101 | Solar Photovoltaic | PV |  | J | 1.1 | 1 | 1 | 0.8 |  | N |  |  | N | Commercial Non-CHP | 4 | X | SUN
Solar Photovoltaic.SUN | solar PV | TRUE | 56990 | NJR Clean Energy Ventures Corporation | 65385 | Airport Road Solar (CSG) | NY | Orange | AIRPT | Solar Photovoltaic | PV |  | W | 3.4 |  | 3.4 | 3.4 |  | N |  |  | N | IPP Non-CHP | 2 | X | SUN
Solar Photovoltaic.SUN | solar PV | TRUE | 56990 | NJR Clean Energy Ventures Corporation | 65387 | Holland Solar Farm | NJ | Hunterdon | HOLND | Solar Photovoltaic | PV |  | W | 6.7 |  | 6.7 | 6.7 |  | N |  |  | N | IPP Non-CHP | 2 | X | SUN
Solar Photovoltaic.SUN | solar PV | TRUE | 64729 | Midway Green Solar, LLC | 65389 | Midway Green Solar | SC | Union | MIDGS | Solar Photovoltaic | PV |  | S | 12.8 |  | 12.8 | 12.8 |  | N |  |  | N | IPP Non-CHP | 2 | X | SUN
Onshore Wind Turbine.WND | onshore wind | TRUE | 65411 | Duke Energy Renewables Services | 65390 | Ledyard Windpower, LLC | IA | Kossuth | LDYRD | Onshore Wind Turbine | WT |  | W | 207 |  | 200 | 200 | 3 | N |  |  | N | IPP Non-CHP | 2 | X | WND
Solar Photovoltaic.SUN | solar PV | TRUE | 64743 | PPM Solar LLC | 65391 | Beloit Solar LLC | KS | Mitchell | BS1 | Solar Photovoltaic | PV |  | S | 2 | 1 | 2 | 2 | 0 | N |  |  | N | IPP Non-CHP | 2 | X | SUN
Solar Photovoltaic.SUN | solar PV | TRUE | 12341 | MidAmerican Energy Co | 65393 | Neal Energy Center Solar | IA | Woodbury | NECS | Solar Photovoltaic | PV |  | S | 4 | 1 | 4 | 4 |  | N |  |  | N | Electric Utility | 1 | X | SUN
Conventional Hydroelectric.WAT | hydro | TRUE | 64726 | Rivers Electric, LLC | 65399 | Mill Pond Hydro | NY | Greene | U1 | Conventional Hydroelectric | HY |  | S | 0.5 | 1 | 0.5 | 0.5 | 0.5 | N |  |  | N | IPP Non-CHP | 2 | X | WAT
Conventional Hydroelectric.WAT | hydro | TRUE | 64726 | Rivers Electric, LLC | 65399 | Mill Pond Hydro | NY | Greene | U2 | Conventional Hydroelectric | HY |  | S | 0.5 | 1 | 0.5 | 0.5 | 0.5 | N | 6 | 2027 | N | IPP Non-CHP | 2 | X | WAT
Natural Gas Fired Combustion Turbine.NG | natural gas peaker | TRUE | 15470 | Duke Energy Indiana, LLC | 65400 | Purdue CHP | IN | Tippecanoe | PUCHP | Natural Gas Fired Combustion Turbine | GT |  | S | 13.3 | 0.9 | 13.5 | 17.2 | 9 | N |  |  | Y | Electric Utility | 1 | T | NG
Natural Gas Fired Combined Cycle.NG | natural gas combined cycle | FALSE | 64730 | Flint Hills Resources Pine Bend, LLC | 65405 | Flint Hills Resources Pine Bend, LLC | MN | Dakota | CTG | Natural Gas Fired Combined Cycle | CT | CHP1 | S | 60.5 | 0.85 | 39.6 | 42 | 21 | N |  |  | Y | Industrial CHP | 7 | T | NG
Natural Gas Fired Combined Cycle.NG | natural gas combined cycle | FALSE | 64730 | Flint Hills Resources Pine Bend, LLC | 65405 | Flint Hills Resources Pine Bend, LLC | MN | Dakota | STG | Natural Gas Fired Combined Cycle | CA | CHP1 | S | 12.9 | 0.85 | 10.3 | 7.9 | 3 | N |  |  | Y | Industrial CHP | 7 | T | NG
Solar Photovoltaic.SUN | solar PV | TRUE | 10171 | Kentucky Utilities Co | 65406 | LGE-KU Solar Share Facility Simpsonville | KY | Shelby | SSP | Solar Photovoltaic | PV |  | J | 2.1 |  | 1.7 | 1.7 |  | Y |  |  | N | Electric Utility | 1 | X | SUN
Batteries.MWH | battery storage | 0 | 64754 | Gilead Sciences Inc. | 65408 | Gilead Oceanside Solar Project | CA | San Diego | GOSSB | Batteries | BA |  | S | 0.7 |  | 0.7 | 0.7 | 0.3 | N |  |  | N | IPP Non-CHP | 2 | X | MWH
Solar Photovoltaic.SUN | solar PV | TRUE | 64754 | Gilead Sciences Inc. | 65408 | Gilead Oceanside Solar Project | CA | San Diego | GOSSP | Solar Photovoltaic | PV |  | S | 1.5 |  | 1.4 | 0.9 |  | N |  |  | N | IPP Non-CHP | 2 | X | SUN
Solar Photovoltaic.SUN | solar PV | TRUE | 64755 | Gilead Sciences Inc. Foster City | 65409 | Gilead Foster City Solar Project | CA | San Mateo | GFCS1 | Solar Photovoltaic | PV |  | S | 0.9 | 1 | 0.9 | 0.1 |  | N |  |  | N | IPP Non-CHP | 2 | X | SUN
Solar Photovoltaic.SUN | solar PV | TRUE | 64755 | Gilead Sciences Inc. Foster City | 65409 | Gilead Foster City Solar Project | CA | San Mateo | GFCS2 | Solar Photovoltaic | PV |  | S | 0.2 | 1 | 0.1 |  |  | N |  |  | N | IPP Non-CHP | 2 | X | SUN
Batteries.MWH | battery storage | 0 | 64755 | Gilead Sciences Inc. Foster City | 65409 | Gilead Foster City Solar Project | CA | San Mateo | GFCSB | Batteries | BA |  | S | 0.5 | 1 | 0.5 | 0.5 | 0.1 | N |  |  | N | IPP Non-CHP | 2 | X | MWH
Solar Photovoltaic.SUN | solar PV | TRUE | 61677 | Sol Systems | 65411 | Airport 009239 SCS Lexington, LLC | NE | Dawson | 20215 | Solar Photovoltaic | PV |  | S | 1 |  | 1 | 1 |  | N |  |  | N | IPP Non-CHP | 2 | X | SUN
Solar Photovoltaic.SUN | solar PV | TRUE | 61677 | Sol Systems | 65412 | Northern Cardinal Solar SCS IL 1, LLC | IL | Champaign | 20213 | Solar Photovoltaic | PV |  | S | 10 |  | 10 | 10 |  | N |  |  | N | IPP Non-CHP | 2 | X | SUN
Solar Photovoltaic.SUN | solar PV | TRUE | 61677 | Sol Systems | 65413 | SCS West Fairchild 011958 Danville, LLC | IL | Vermilion | 20217 | Solar Photovoltaic | PV |  | S | 1.6 |  | 1.6 | 1.6 |  | N |  |  | N | IPP Non-CHP | 2 | X | SUN
Solar Photovoltaic.SUN | solar PV | TRUE | 61677 | Sol Systems | 65414 | SCS Plainfield 011755 Naperville, LLC | IL | DuPage | 20212 | Solar Photovoltaic | PV |  | S | 1 |  | 1 | 1 |  | N |  |  | N | IPP Non-CHP | 2 | X | SUN
Solar Photovoltaic.SUN | solar PV | TRUE | 61677 | Sol Systems | 65415 | SCS Galena 012589 Peoria, LLC | IL | Peoria | 20218 | Solar Photovoltaic | PV |  | S | 2 |  | 2 | 2 |  | N |  |  | N | IPP Non-CHP | 2 | X | SUN
Solar Photovoltaic.SUN | solar PV | TRUE | 61677 | Sol Systems | 65416 | Monroe 009452 SCS Cozad, LLC | NE | Dawson | 20214 | Solar Photovoltaic | PV |  | S | 2 |  | 2 | 2 |  | N |  |  | N | IPP Non-CHP | 2 | X | SUN
Solar Photovoltaic.SUN | solar PV | TRUE | 61677 | Sol Systems | 65417 | SCS COUNTY 012631 Champaign, LLC | IL | Champaign | 20216 | Solar Photovoltaic | PV |  | S | 2 |  | 2 | 2 |  | N |  |  | N | IPP Non-CHP | 2 | X | SUN
Solar Photovoltaic.SUN | solar PV | TRUE | 61677 | Sol Systems | 65418 | SCS Randolph 012175 Somerset, LLC | NJ | Somerset | 20211 | Solar Photovoltaic | PV |  | S | 2.3 |  | 2.3 | 2.3 |  | N |  |  | N | IPP Non-CHP | 2 | X | SUN
Solar Photovoltaic.SUN | solar PV | TRUE | 64765 | OYA Wayside Drive LLC | 65434 | OYA Wayside Drive | NY | Jefferson | NY003 | Solar Photovoltaic | PV |  | S | 5 |  | 5 | 5 |  | N |  |  | N | IPP Non-CHP | 2 | X | SUN
Solar Photovoltaic.SUN | solar PV | TRUE | 64766 | OYA Pulaski LLC | 65435 | OYA Pulaski | NY | Oswego | NY004 | Solar Photovoltaic | PV |  | S | 3.5 |  | 3.5 | 3.5 |  | N |  |  | N | IPP Non-CHP | 2 | X | SUN
Solar Photovoltaic.SUN | solar PV | TRUE | 64767 | OYA Main Street LLC | 65436 | OYA Main Street | NY | Livingston | NY006 | Solar Photovoltaic | PV |  | S | 5 |  | 5 | 5 |  | N |  |  | N | IPP Non-CHP | 2 | X | SUN
Batteries.MWH | battery storage | 0 | 65173 | United States Solar Corporation | 65441 | USS Itasca Clean Energy Solar LLC | MN | Itasca | ITCBT | Batteries | BA |  | W | 1 |  | 1 | 1 |  | N |  |  | N | IPP Non-CHP | 2 | X | MWH
Solar Photovoltaic.SUN | solar PV | TRUE | 65173 | United States Solar Corporation | 65441 | USS Itasca Clean Energy Solar LLC | MN | Itasca | USSTC | Solar Photovoltaic | PV |  | W | 1 |  | 1 | 1 |  | N |  |  | N | IPP Non-CHP | 2 | X | SUN
Solar Photovoltaic.SUN | solar PV | TRUE | 65173 | United States Solar Corporation | 65444 | USS Verbena Solar LLC | MN | McLeod | USSVS | Solar Photovoltaic | PV |  | W | 1 |  | 1 | 1 | 1 | N |  |  | N | IPP Non-CHP | 2 | X | SUN
Solar Photovoltaic.SUN | solar PV | TRUE | 62856 | Forefront Power, LLC | 65447 | CA-Ventura Co CCD-Oxnard College Canopy | CA | Ventura | 19032 | Solar Photovoltaic | PV |  | S | 1.5 |  | 1.5 | 1.5 |  | N |  |  | N | IPP Non-CHP | 2 | X | SUN
Solar Photovoltaic.SUN | solar PV | TRUE | 61227 | Nautilus Solar Solutions | 65448 | SolarClub 10 LLC | MN | Wright | SC 10 | Solar Photovoltaic | PV |  | S | 1 |  | 1 | 1 |  | N |  |  | N | IPP Non-CHP | 2 | X | SUN
Solar Photovoltaic.SUN | solar PV | TRUE | 61227 | Nautilus Solar Solutions | 65449 | SolarClub 15 LLC | MN | Sherburne | SC 15 | Solar Photovoltaic | PV |  | S | 1 |  | 1 | 1 |  | N |  |  | N | IPP Non-CHP | 2 | X | SUN
Solar Photovoltaic.SUN | solar PV | TRUE | 62856 | Forefront Power, LLC | 65450 | NY - PANYNJ - LaGuardia - Rooftop | NY | Queens | 18002 | Solar Photovoltaic | PV |  | S | 1 |  | 1 | 1 |  | N |  |  | N | IPP Non-CHP | 2 | X | SUN
Solar Photovoltaic.SUN | solar PV | TRUE | 61227 | Nautilus Solar Solutions | 65451 | SolarClub 20 LLC | MN | Wabasha | SC 20 | Solar Photovoltaic | PV |  | S | 1 | 1 | 1 | 1 |  | N |  |  | N | IPP Non-CHP | 2 | X | SUN
Solar Photovoltaic.SUN | solar PV | TRUE | 61227 | Nautilus Solar Solutions | 65452 | SolarClub 23 LLC | MN | Houston | SC 23 | Solar Photovoltaic | PV |  | S | 1 | 1 | 1 | 1 |  | N |  |  | N | IPP Non-CHP | 2 | X | SUN
Solar Photovoltaic.SUN | solar PV | TRUE | 61227 | Nautilus Solar Solutions | 65453 | SolarClub 28 LLC | MN | Blue Earth | SC 28 | Solar Photovoltaic | PV |  | S | 1 | 1 | 1 | 1 |  | N |  |  | N | IPP Non-CHP | 2 | X | SUN
Solar Photovoltaic.SUN | solar PV | TRUE | 61227 | Nautilus Solar Solutions | 65455 | SolarClub 35 LLC | MN | Blue Earth | SC 35 | Solar Photovoltaic | PV |  | S | 1 | 1 | 1 | 1 |  | N |  |  | N | IPP Non-CHP | 2 | X | SUN
Solar Photovoltaic.SUN | solar PV | TRUE | 64768 | OYA Church Road A LLC | 65459 | OYA Church Road | NY | Onondaga | NY005 | Solar Photovoltaic | PV |  | S | 5 |  | 5 | 5 |  | N |  |  | N | IPP Non-CHP | 2 | X | SUN
Solar Photovoltaic.SUN | solar PV | TRUE | 62915 | Madison Energy Holdings LLC | 65460 | Hartland Solar | ME | Somerset | HART1 | Solar Photovoltaic | PV |  | S | 4 |  | 4 | 4 |  | N |  |  | N | IPP Non-CHP | 2 | X | SUN
Solar Photovoltaic.SUN | solar PV | TRUE | 62915 | Madison Energy Holdings LLC | 65461 | Unity Solar | ME | Waldo | UNITY | Solar Photovoltaic | PV |  | S | 5 |  | 5 | 5 |  | N |  |  | N | IPP Non-CHP | 2 | X | SUN
Solar Photovoltaic.SUN | solar PV | TRUE | 64731 | County of Kern | 65464 | Laredo Detention Facility - Solar 2, 3 | CA | Kern | LDF2 | Solar Photovoltaic | PV |  | S | 3.1 |  | 3 | 2.3 |  | N |  |  | N | Electric Utility | 1 | X | SUN
Solar Photovoltaic.SUN | solar PV | TRUE | 64731 | County of Kern | 65464 | Laredo Detention Facility - Solar 2, 3 | CA | Kern | LDF3 | Solar Photovoltaic | PV |  | S | 2.1 |  | 2.1 | 1.7 |  | N |  |  | N | Electric Utility | 1 | X | SUN
Solar Photovoltaic.SUN | solar PV | TRUE | 15477 | Public Service Elec & Gas Co | 65465 | Cinnaminson Landfill Solar | NJ | Burlington | CINN | Solar Photovoltaic | PV |  | S | 10 |  | 10 | 10 |  | N |  |  | N | Electric Utility | 1 | X | SUN
Solar Photovoltaic.SUN | solar PV | TRUE | 15477 | Public Service Elec & Gas Co | 65466 | Kinsley II Landfill Solar System | NJ | Gloucester | KINS2 | Solar Photovoltaic | PV |  | S | 2 |  | 2 | 2 |  | N |  |  | N | Electric Utility | 1 | X | SUN
Solar Photovoltaic.SUN | solar PV | TRUE | 15477 | Public Service Elec & Gas Co | 65467 | Pennsauken Brownfield Solar | NJ | Camden | PENN | Solar Photovoltaic | PV |  | S | 12 |  | 12 | 12 |  | N |  |  | N | Electric Utility | 1 | X | SUN
Solar Photovoltaic.SUN | solar PV | TRUE | 15477 | Public Service Elec & Gas Co | 65468 | Highland Park Borough Solar | NJ | Middlesex | HIGH | Solar Photovoltaic | PV |  | S | 0.5 |  | 0.5 | 0.5 |  | N |  |  | N | Electric Utility | 1 | X | SUN
Batteries.MWH | battery storage | 0 | 15477 | Public Service Elec & Gas Co | 65468 | Highland Park Borough Solar | NJ | Middlesex | HPBA | Batteries | BA |  | S | 0.6 |  | 0.6 | 0.6 | 0.5 | N |  |  | N | Electric Utility | 1 | X | MWH
Batteries.MWH | battery storage | 0 | 64785 | Sealed Air Corporation | 65469 | Sealed Air Madera Solar Project | CA | Madera | SAMBA | Batteries | BA |  | S | 0.8 |  | 0.8 | 0.8 |  | N |  |  | N | Industrial Non-CHP | 6 | X | MWH
Solar Photovoltaic.SUN | solar PV | FALSE | 64785 | Sealed Air Corporation | 65469 | Sealed Air Madera Solar Project | CA | Madera | SAMSP | Solar Photovoltaic | PV |  | S | 3 |  | 3 | 2.3 |  | N |  |  | N | Industrial Non-CHP | 6 | X | SUN
Solar Photovoltaic.SUN | solar PV | TRUE | 64779 | Cummins, Inc. | 65470 | Cummins Whitakers PV Arrays | NC | Nash | CWPVA | Solar Photovoltaic | PV |  | S | 3.3 |  | 2.9 | 2.7 | 3.3 | N |  |  | N | IPP Non-CHP | 2 | X | SUN
Batteries.MWH | battery storage | 0 | 13407 | Nevada Power Co | 65472 | Chukar Battery Energy Storage System | NV | Storey | CHUK1 | Batteries | BA |  | S | 10 |  | 10 | 10 | 1 | N |  |  | N | Electric Utility | 1 | X | MWH
Solar Photovoltaic.SUN | solar PV | TRUE | 64790 | GD Johnson Scituate I, LLC | 65473 | GD Johnson Scituate I, LLC | RI | Providence | GDJSI | Solar Photovoltaic | PV |  | S | 4.3 | 1 | 4.3 | 4.3 |  | N |  |  | N | IPP Non-CHP | 2 | X | SUN
Solar Photovoltaic.SUN | solar PV | TRUE | 64791 | GDIM 1, LLC | 65474 | GDIM 1, LLC | RI | Providence | GDIM1 | Solar Photovoltaic | PV |  | S | 9.6 | 1 | 9.6 | 9.6 |  | N |  |  | N | IPP Non-CHP | 2 | X | SUN
Solar Photovoltaic.SUN | solar PV | TRUE | 64792 | GDIM 2, LLC | 65475 | GDIM 2, LLC | RI | Providence | GDIM2 | Solar Photovoltaic | PV |  | S | 9.6 |  | 9.6 | 9.6 |  | N |  |  | N | IPP Non-CHP | 2 | X | SUN
Solar Photovoltaic.SUN | solar PV | TRUE | 64793 | GDIM 3, LLC | 65476 | GDIM 3, LLC | RI | Providence | GDIM3 | Solar Photovoltaic | PV |  | S | 9.6 | 1 | 9.6 | 9.6 |  | N |  |  | N | IPP Non-CHP | 2 | X | SUN
Solar Photovoltaic.SUN | solar PV | TRUE | 64794 | GDIM 4, LLC | 65477 | GDIM 4, LLC | RI | Providence | GDIM4 | Solar Photovoltaic | PV |  | S | 9.6 | 1 | 9.6 | 9.6 |  | N |  |  | N | IPP Non-CHP | 2 | X | SUN
Onshore Wind Turbine.WND | onshore wind | TRUE | 64795 | Green Providence WInd I, LLC | 65478 | Green Providence Wind I, LLC | RI | Providence | GPWI | Onshore Wind Turbine | WT |  | S | 1.5 | 1 | 1.5 | 1.5 | 1.5 | N |  |  | N | IPP Non-CHP | 2 | X | WND
Onshore Wind Turbine.WND | onshore wind | TRUE | 64796 | Green Providence Wind II, LLC | 65479 | Green Providence Wind II, LLC | RI | Providence | GPWII | Onshore Wind Turbine | WT |  | S | 3 | 1 | 3 | 3 | 3 | N |  |  | N | IPP Non-CHP | 2 | X | WND
Solar Photovoltaic.SUN | solar PV | TRUE | 63640 | Safari Energy, LLC | 65481 | Wilkinson DeFore | GA | Wilkinson | WD | Solar Photovoltaic | PV |  | S | 3 |  | 3 | 3 |  | N |  |  | N | IPP Non-CHP | 2 | X | SUN
Onshore Wind Turbine.WND | onshore wind | FALSE | 64806 | Western Plains Wind, LLC | 65484 | Western Plains Wind | KS | Logan | WPW1 | Onshore Wind Turbine | WT |  | S | 2.7 |  | 2.7 | 2.7 | 1.3 | N |  |  | N | Industrial Non-CHP | 6 | X | WND
Solar Photovoltaic.SUN | solar PV | TRUE | 63226 | CalCom Energy | 65485 | Graniterock Quarry | CA | San Benito | GRWQ | Solar Photovoltaic | PV |  | W | 4.4 | 1 | 4.4 | 4.1 |  | N |  |  | N | IPP Non-CHP | 2 | X | SUN
Solar Photovoltaic.SUN | solar PV | TRUE | 62719 | Green Street Power Partners | 65487 | Washington Avenue Solar, LLC | NY | Schenectady | WASH | Solar Photovoltaic | PV |  | S | 4.6 |  | 4.6 | 4.6 |  | N |  |  | N | IPP Non-CHP | 2 | X | SUN
Natural Gas Internal Combustion Engine.NG | natural gas peaker | FALSE | 64807 | Herrema Dairy, LLC | 65494 | Herrema Dairy | IN | Jasper | HER1 | Natural Gas Internal Combustion Engine | IC |  | S | 1.5 | 0.8 | 0.8 | 0.8 | 0.3 | N |  |  | N | Industrial Non-CHP | 6 | X | NG
Solar Photovoltaic.SUN | solar PV | TRUE | 64331 | DTE Sustainable Generation | 65497 | Garden 1 Solar Park | MI | Delta | GRDS1 | Solar Photovoltaic | PV |  | S | 1.1 |  | 1.1 | 1.1 |  | N |  |  | N | IPP Non-CHP | 2 | X | SUN
Solar Photovoltaic.SUN | solar PV | TRUE | 64331 | DTE Sustainable Generation | 65498 | Garden 2 Solar Park | MI | Delta | GRDS2 | Solar Photovoltaic | PV |  | S | 1.4 |  | 1.4 | 1.4 |  | N |  |  | N | IPP Non-CHP | 2 | X | SUN
Batteries.MWH | battery storage | 0 | 64809 | Doc Brown LLC | 65499 | Danville BESS 1 | VA | Danville City | 90909 | Batteries | BA |  | S | 10.5 | 1 | 10.5 | 10.5 | 10 | N |  |  | N | IPP Non-CHP | 2 | X | MWH
Solar Photovoltaic.SUN | solar PV | TRUE | 64778 | Strata Manager, LLC | 65502 | Beaker | NC | Pitt | BEAKR | Solar Photovoltaic | PV |  | W | 5 |  | 5 | 5 |  | N |  |  | N | IPP Non-CHP | 2 | X | SUN
Solar Photovoltaic.SUN | solar PV | TRUE | 64778 | Strata Manager, LLC | 65503 | Belafonte | NC | Duplin | BELAF | Solar Photovoltaic | PV |  | W | 3.4 |  | 3.4 | 3.4 |  | N |  |  | N | IPP Non-CHP | 2 | X | SUN
Solar Photovoltaic.SUN | solar PV | TRUE | 64778 | Strata Manager, LLC | 65505 | Gilead | NC | Montgomery | GILEA | Solar Photovoltaic | PV |  | W | 3.5 |  | 3.5 | 3.5 |  | N |  |  | N | IPP Non-CHP | 2 | X | SUN
Solar Photovoltaic.SUN | solar PV | TRUE | 64778 | Strata Manager, LLC | 65506 | Gladstone Farm | NC | Moore | GLADS | Solar Photovoltaic | PV |  | W | 5 |  | 5 | 5 |  | N |  |  | N | IPP Non-CHP | 2 | X | SUN
Solar Photovoltaic.SUN | solar PV | TRUE | 64811 | 42nd Road Solar LLC | 65508 | Mendota Rich Dev CSG | IL | LaSalle | MEND | Solar Photovoltaic | PV |  | S | 2 |  | 2 | 2 |  | N |  |  | N | IPP Non-CHP | 2 | X | SUN
Solar Photovoltaic.SUN | solar PV | FALSE | 17164 | Sierra Pacific Industries | 65510 | Sierra Pacific Chinese Camp | CA | Tuolumne | GEN 1 | Solar Photovoltaic | PV |  | S | 3.6 | 0.8 | 3.6 | 3.6 |  | N |  |  | N | Industrial Non-CHP | 6 | X | SUN
Natural Gas Fired Combustion Turbine.NG | natural gas peaker | FALSE | 64837 | Kansas Ethanol, LLC | 65512 | Kansas Ethanol, LLC | KS | Rice | KSET | Natural Gas Fired Combustion Turbine | GT | KSET | S | 13.5 | 0.8 | 11.9 | 13.5 | 10.5 | N |  |  | Y | Industrial CHP | 7 | T | NG
Solar Photovoltaic.SUN | solar PV | TRUE | 64839 | Dodge Renewables 1, LLC | 65515 | Dodge Renewables 1 | MN | Dodge | 11049 | Solar Photovoltaic | PV |  | S | 1 |  | 1 | 0.8 |  | N |  |  | N | IPP Non-CHP | 2 | X | SUN
Solar Photovoltaic.SUN | solar PV | TRUE | 64840 | Dodge Renewables 2, LLC | 65516 | Dodge Renewables 2 | MN | Dodge | 11083 | Solar Photovoltaic | PV |  | S | 1 |  | 0.8 | 0.8 |  | N |  |  | N | IPP Non-CHP | 2 | X | SUN
Other Waste Biomass.AB | biomass | TRUE | 64841 | ACC Renewable Resources | 65517 | Abel Road Bioenergy | CA | Colusa | BMORC | Other Waste Biomass | OT |  | S | 4 | 0.9 | 3 | 3 | 0.5 | N |  |  | N | IPP Non-CHP | 2 | X | AB
Solar Photovoltaic.SUN | solar PV | TRUE | 60970 | SunShare Management | 65520 | Vasquez V CSG | CO | Weld | VASQV | Solar Photovoltaic | PV |  | S | 4 |  | 4 | 4 |  | N |  |  | N | IPP Non-CHP | 2 | X | SUN
Solar Photovoltaic.SUN | solar PV | TRUE | 64802 | Longbow Solar, LLC | 65521 | Longbow Solar, LLC | TX | Brazoria | LBSOL | Solar Photovoltaic | PV |  | J | 78.1 | 1 | 78.1 | 78.1 |  | N |  |  | N | IPP Non-CHP | 2 | X | SUN
Solar Photovoltaic.SUN | solar PV | TRUE | 62856 | Forefront Power, LLC | 65528 | CA - Fresno County - Juvenile Hall | CA | Fresno | 17031 | Solar Photovoltaic | PV |  | S | 2.8 |  | 2.8 | 2.8 |  | N |  |  | N | IPP Non-CHP | 2 | X | SUN
Batteries.MWH | battery storage | 0 | 20856 | Wisconsin Power & Light Co | 65530 | Portage Industrial Battery | WI | Columbia | BESS1 | Batteries | BA |  | S | 5 |  | 5 | 5 | 0.1 | N |  |  | N | Electric Utility | 1 | X | MWH
Solar Photovoltaic.SUN | solar PV | TRUE | 64848 | Maine DG Solar Baldwin, LLC | 65532 | Baldwin | ME | Cumberland | BALD | Solar Photovoltaic | PV |  | S | 5 |  | 5 | 5 |  | N |  |  | N | IPP Non-CHP | 2 | X | SUN
Solar Photovoltaic.SUN | solar PV | TRUE | 64849 | Maine DG Solar Augusta, LLC | 65533 | Augusta | ME | Kennebec | AUGU | Solar Photovoltaic | PV |  | S | 2.5 |  | 2.5 | 2.5 |  | N |  |  | N | IPP Non-CHP | 2 | X | SUN
Solar Photovoltaic.SUN | solar PV | TRUE | 64850 | Maine DG Solar Monmouth, LLC | 65534 | Monmouth | ME | Kennebec | MON | Solar Photovoltaic | PV |  | S | 5 |  | 5 | 5 |  | N |  |  | N | IPP Non-CHP | 2 | X | SUN
Petroleum Liquids.DFO | petroleum | TRUE | 64812 | Power Depot Group A, LLC | 65535 | Bakke | TX | Andrews | BAK1 | Petroleum Liquids | IC |  | S | 0.6 | 0.8 | 0.5 | 0.6 | 0.1 | N |  |  | N | IPP Non-CHP | 2 | X | DFO
Petroleum Liquids.DFO | petroleum | TRUE | 64812 | Power Depot Group A, LLC | 65535 | Bakke | TX | Andrews | BAK10 | Petroleum Liquids | IC |  | S | 0.6 | 0.8 | 0.5 | 0.6 | 0.1 | N |  |  | N | IPP Non-CHP | 2 | X | DFO
Petroleum Liquids.DFO | petroleum | TRUE | 64812 | Power Depot Group A, LLC | 65535 | Bakke | TX | Andrews | BAK11 | Petroleum Liquids | IC |  | S | 0.6 | 0.8 | 0.5 | 0.6 | 0.1 | N |  |  | N | IPP Non-CHP | 2 | X | DFO
Petroleum Liquids.DFO | petroleum | TRUE | 64812 | Power Depot Group A, LLC | 65535 | Bakke | TX | Andrews | BAK12 | Petroleum Liquids | IC |  | S | 0.6 | 0.8 | 0.5 | 0.6 | 0.1 | N |  |  | N | IPP Non-CHP | 2 | X | DFO
Petroleum Liquids.DFO | petroleum | TRUE | 64812 | Power Depot Group A, LLC | 65535 | Bakke | TX | Andrews | BAK13 | Petroleum Liquids | IC |  | S | 0.6 | 0.8 | 0.5 | 0.6 | 0.1 | N |  |  | N | IPP Non-CHP | 2 | X | DFO
Petroleum Liquids.DFO | petroleum | TRUE | 64812 | Power Depot Group A, LLC | 65535 | Bakke | TX | Andrews | BAK14 | Petroleum Liquids | IC |  | S | 0.6 | 0.8 | 0.5 | 0.6 | 0.1 | N |  |  | N | IPP Non-CHP | 2 | X | DFO
Petroleum Liquids.DFO | petroleum | TRUE | 64812 | Power Depot Group A, LLC | 65535 | Bakke | TX | Andrews | BAK15 | Petroleum Liquids | IC |  | S | 0.6 | 0.8 | 0.5 | 0.6 | 0.1 | N |  |  | N | IPP Non-CHP | 2 | X | DFO
Petroleum Liquids.DFO | petroleum | TRUE | 64812 | Power Depot Group A, LLC | 65535 | Bakke | TX | Andrews | BAK2 | Petroleum Liquids | IC |  | S | 0.6 | 0.8 | 0.5 | 0.6 | 0.1 | N |  |  | N | IPP Non-CHP | 2 | X | DFO
Petroleum Liquids.DFO | petroleum | TRUE | 64812 | Power Depot Group A, LLC | 65535 | Bakke | TX | Andrews | BAK3 | Petroleum Liquids | IC |  | S | 0.6 | 0.8 | 0.5 | 0.6 | 0.1 | N |  |  | N | IPP Non-CHP | 2 | X | DFO
Petroleum Liquids.DFO | petroleum | TRUE | 64812 | Power Depot Group A, LLC | 65535 | Bakke | TX | Andrews | BAK4 | Petroleum Liquids | IC |  | S | 0.6 | 0.8 | 0.5 | 0.6 | 0.1 | N |  |  | N | IPP Non-CHP | 2 | X | DFO
Petroleum Liquids.DFO | petroleum | TRUE | 64812 | Power Depot Group A, LLC | 65535 | Bakke | TX | Andrews | BAK5 | Petroleum Liquids | IC |  | S | 0.6 | 0.8 | 0.5 | 0.6 | 0.1 | N |  |  | N | IPP Non-CHP | 2 | X | DFO
Petroleum Liquids.DFO | petroleum | TRUE | 64812 | Power Depot Group A, LLC | 65535 | Bakke | TX | Andrews | BAK6 | Petroleum Liquids | IC |  | S | 0.6 | 0.8 | 0.5 | 0.6 | 0.1 | N |  |  | N | IPP Non-CHP | 2 | X | DFO
Petroleum Liquids.DFO | petroleum | TRUE | 64812 | Power Depot Group A, LLC | 65535 | Bakke | TX | Andrews | BAK7 | Petroleum Liquids | IC |  | S | 0.6 | 0.8 | 0.5 | 0.6 | 0.1 | N |  |  | N | IPP Non-CHP | 2 | X | DFO
Petroleum Liquids.DFO | petroleum | TRUE | 64812 | Power Depot Group A, LLC | 65535 | Bakke | TX | Andrews | BAK8 | Petroleum Liquids | IC |  | S | 0.6 | 0.8 | 0.5 | 0.6 | 0.1 | N |  |  | N | IPP Non-CHP | 2 | X | DFO
Petroleum Liquids.DFO | petroleum | TRUE | 64812 | Power Depot Group A, LLC | 65535 | Bakke | TX | Andrews | BAK9 | Petroleum Liquids | IC |  | S | 0.6 | 0.8 | 0.5 | 0.6 | 0.1 | N |  |  | N | IPP Non-CHP | 2 | X | DFO
Petroleum Liquids.DFO | petroleum | TRUE | 64812 | Power Depot Group A, LLC | 65536 | Citrus City | TX | Hidalgo | CC1 | Petroleum Liquids | IC |  | S | 0.6 | 0.8 | 0.5 | 0.6 | 0.1 | N |  |  | N | IPP Non-CHP | 2 | X | DFO
Petroleum Liquids.DFO | petroleum | TRUE | 64812 | Power Depot Group A, LLC | 65536 | Citrus City | TX | Hidalgo | CC10 | Petroleum Liquids | IC |  | S | 0.6 | 0.8 | 0.5 | 0.6 | 0.1 | N |  |  | N | IPP Non-CHP | 2 | X | DFO
Petroleum Liquids.DFO | petroleum | TRUE | 64812 | Power Depot Group A, LLC | 65536 | Citrus City | TX | Hidalgo | CC11 | Petroleum Liquids | IC |  | S | 0.6 | 0.8 | 0.5 | 0.6 | 0.1 | N |  |  | N | IPP Non-CHP | 2 | X | DFO
Petroleum Liquids.DFO | petroleum | TRUE | 64812 | Power Depot Group A, LLC | 65536 | Citrus City | TX | Hidalgo | CC12 | Petroleum Liquids | IC |  | S | 0.6 | 0.8 | 0.5 | 0.6 | 0.1 | N |  |  | N | IPP Non-CHP | 2 | X | DFO
Petroleum Liquids.DFO | petroleum | TRUE | 64812 | Power Depot Group A, LLC | 65536 | Citrus City | TX | Hidalgo | CC13 | Petroleum Liquids | IC |  | S | 0.6 | 0.8 | 0.5 | 0.6 | 0.1 | N |  |  | N | IPP Non-CHP | 2 | X | DFO
Petroleum Liquids.DFO | petroleum | TRUE | 64812 | Power Depot Group A, LLC | 65536 | Citrus City | TX | Hidalgo | CC14 | Petroleum Liquids | IC |  | S | 0.6 | 0.8 | 0.5 | 0.6 | 0.1 | N |  |  | N | IPP Non-CHP | 2 | X | DFO
Petroleum Liquids.DFO | petroleum | TRUE | 64812 | Power Depot Group A, LLC | 65536 | Citrus City | TX | Hidalgo | CC15 | Petroleum Liquids | IC |  | S | 0.6 | 0.8 | 0.5 | 0.6 | 0.1 | N |  |  | N | IPP Non-CHP | 2 | X | DFO
Petroleum Liquids.DFO | petroleum | TRUE | 64812 | Power Depot Group A, LLC | 65536 | Citrus City | TX | Hidalgo | CC2 | Petroleum Liquids | IC |  | S | 0.6 | 0.8 | 0.5 | 0.6 | 0.1 | N |  |  | N | IPP Non-CHP | 2 | X | DFO
Petroleum Liquids.DFO | petroleum | TRUE | 64812 | Power Depot Group A, LLC | 65536 | Citrus City | TX | Hidalgo | CC3 | Petroleum Liquids | IC |  | S | 0.6 | 0.8 | 0.5 | 0.6 | 0.1 | N |  |  | N | IPP Non-CHP | 2 | X | DFO
Petroleum Liquids.DFO | petroleum | TRUE | 64812 | Power Depot Group A, LLC | 65536 | Citrus City | TX | Hidalgo | CC4 | Petroleum Liquids | IC |  | S | 0.6 | 0.8 | 0.5 | 0.6 | 0.1 | N |  |  | N | IPP Non-CHP | 2 | X | DFO
Petroleum Liquids.DFO | petroleum | TRUE | 64812 | Power Depot Group A, LLC | 65536 | Citrus City | TX | Hidalgo | CC5 | Petroleum Liquids | IC |  | S | 0.6 | 0.8 | 0.5 | 0.6 | 0.1 | N |  |  | N | IPP Non-CHP | 2 | X | DFO
Petroleum Liquids.DFO | petroleum | TRUE | 64812 | Power Depot Group A, LLC | 65536 | Citrus City | TX | Hidalgo | CC6 | Petroleum Liquids | IC |  | S | 0.6 | 0.8 | 0.5 | 0.6 | 0.1 | N |  |  | N | IPP Non-CHP | 2 | X | DFO
Petroleum Liquids.DFO | petroleum | TRUE | 64812 | Power Depot Group A, LLC | 65536 | Citrus City | TX | Hidalgo | CC7 | Petroleum Liquids | IC |  | S | 0.6 | 0.8 | 0.5 | 0.6 | 0.1 | N |  |  | N | IPP Non-CHP | 2 | X | DFO
Petroleum Liquids.DFO | petroleum | TRUE | 64812 | Power Depot Group A, LLC | 65536 | Citrus City | TX | Hidalgo | CC8 | Petroleum Liquids | IC |  | S | 0.6 | 0.8 | 0.5 | 0.6 | 0.1 | N |  |  | N | IPP Non-CHP | 2 | X | DFO
Petroleum Liquids.DFO | petroleum | TRUE | 64812 | Power Depot Group A, LLC | 65536 | Citrus City | TX | Hidalgo | CC9 | Petroleum Liquids | IC |  | S | 0.6 | 0.8 | 0.5 | 0.6 | 0.1 | N |  |  | N | IPP Non-CHP | 2 | X | DFO
Petroleum Liquids.DFO | petroleum | TRUE | 64812 | Power Depot Group A, LLC | 65537 | Clara | TX | Harris | CLA1 | Petroleum Liquids | IC |  | S | 0.6 | 0.8 | 0.5 | 0.6 | 0.1 | N |  |  | N | IPP Non-CHP | 2 | X | DFO
Petroleum Liquids.DFO | petroleum | TRUE | 64812 | Power Depot Group A, LLC | 65537 | Clara | TX | Harris | CLA10 | Petroleum Liquids | IC |  | S | 0.6 | 0.8 | 0.5 | 0.6 | 0.1 | N |  |  | N | IPP Non-CHP | 2 | X | DFO
Petroleum Liquids.DFO | petroleum | TRUE | 64812 | Power Depot Group A, LLC | 65537 | Clara | TX | Harris | CLA11 | Petroleum Liquids | IC |  | S | 0.6 | 0.8 | 0.5 | 0.6 | 0.1 | N |  |  | N | IPP Non-CHP | 2 | X | DFO
Petroleum Liquids.DFO | petroleum | TRUE | 64812 | Power Depot Group A, LLC | 65537 | Clara | TX | Harris | CLA12 | Petroleum Liquids | IC |  | S | 0.6 | 0.8 | 0.5 | 0.6 | 0.1 | N |  |  | N | IPP Non-CHP | 2 | X | DFO
Petroleum Liquids.DFO | petroleum | TRUE | 64812 | Power Depot Group A, LLC | 65537 | Clara | TX | Harris | CLA13 | Petroleum Liquids | IC |  | S | 0.6 | 0.8 | 0.5 | 0.6 | 0.1 | N |  |  | N | IPP Non-CHP | 2 | X | DFO
Petroleum Liquids.DFO | petroleum | TRUE | 64812 | Power Depot Group A, LLC | 65537 | Clara | TX | Harris | CLA14 | Petroleum Liquids | IC |  | S | 0.6 | 0.8 | 0.5 | 0.6 | 0.1 | N |  |  | N | IPP Non-CHP | 2 | X | DFO
Petroleum Liquids.DFO | petroleum | TRUE | 64812 | Power Depot Group A, LLC | 65537 | Clara | TX | Harris | CLA15 | Petroleum Liquids | IC |  | S | 0.6 | 0.8 | 0.5 | 0.6 | 0.1 | N |  |  | N | IPP Non-CHP | 2 | X | DFO
Petroleum Liquids.DFO | petroleum | TRUE | 64812 | Power Depot Group A, LLC | 65537 | Clara | TX | Harris | CLA2 | Petroleum Liquids | IC |  | S | 0.6 | 0.8 | 0.5 | 0.6 | 0.1 | N |  |  | N | IPP Non-CHP | 2 | X | DFO
Petroleum Liquids.DFO | petroleum | TRUE | 64812 | Power Depot Group A, LLC | 65537 | Clara | TX | Harris | CLA3 | Petroleum Liquids | IC |  | S | 0.6 | 0.8 | 0.5 | 0.6 | 0.1 | N |  |  | N | IPP Non-CHP | 2 | X | DFO
Petroleum Liquids.DFO | petroleum | TRUE | 64812 | Power Depot Group A, LLC | 65537 | Clara | TX | Harris | CLA4 | Petroleum Liquids | IC |  | S | 0.6 | 0.8 | 0.5 | 0.6 | 0.1 | N |  |  | N | IPP Non-CHP | 2 | X | DFO
Petroleum Liquids.DFO | petroleum | TRUE | 64812 | Power Depot Group A, LLC | 65537 | Clara | TX | Harris | CLA5 | Petroleum Liquids | IC |  | S | 0.6 | 0.8 | 0.5 | 0.6 | 0.1 | N |  |  | N | IPP Non-CHP | 2 | X | DFO
Petroleum Liquids.DFO | petroleum | TRUE | 64812 | Power Depot Group A, LLC | 65537 | Clara | TX | Harris | CLA6 | Petroleum Liquids | IC |  | S | 0.6 | 0.8 | 0.5 | 0.6 | 0.1 | N |  |  | N | IPP Non-CHP | 2 | X | DFO
Petroleum Liquids.DFO | petroleum | TRUE | 64812 | Power Depot Group A, LLC | 65537 | Clara | TX | Harris | CLA7 | Petroleum Liquids | IC |  | S | 0.6 | 0.8 | 0.5 | 0.6 | 0.1 | N |  |  | N | IPP Non-CHP | 2 | X | DFO
Petroleum Liquids.DFO | petroleum | TRUE | 64812 | Power Depot Group A, LLC | 65537 | Clara | TX | Harris | CLA8 | Petroleum Liquids | IC |  | S | 0.6 | 0.8 | 0.5 | 0.6 | 0.1 | N |  |  | N | IPP Non-CHP | 2 | X | DFO
Petroleum Liquids.DFO | petroleum | TRUE | 64812 | Power Depot Group A, LLC | 65537 | Clara | TX | Harris | CLA9 | Petroleum Liquids | IC |  | S | 0.6 | 0.8 | 0.5 | 0.6 | 0.1 | N |  |  | N | IPP Non-CHP | 2 | X | DFO
Petroleum Liquids.DFO | petroleum | TRUE | 64812 | Power Depot Group A, LLC | 65538 | Cutten | TX | Harris | CUT1 | Petroleum Liquids | IC |  | S | 0.6 | 0.8 | 0.5 | 0.6 | 0.1 | N |  |  | N | IPP Non-CHP | 2 | X | DFO
Petroleum Liquids.DFO | petroleum | TRUE | 64812 | Power Depot Group A, LLC | 65538 | Cutten | TX | Harris | CUT10 | Petroleum Liquids | IC |  | S | 0.6 | 0.8 | 0.5 | 0.6 | 0.1 | N |  |  | N | IPP Non-CHP | 2 | X | DFO
Petroleum Liquids.DFO | petroleum | TRUE | 64812 | Power Depot Group A, LLC | 65538 | Cutten | TX | Harris | CUT11 | Petroleum Liquids | IC |  | S | 0.6 | 0.8 | 0.5 | 0.6 | 0.1 | N |  |  | N | IPP Non-CHP | 2 | X | DFO
Petroleum Liquids.DFO | petroleum | TRUE | 64812 | Power Depot Group A, LLC | 65538 | Cutten | TX | Harris | CUT12 | Petroleum Liquids | IC |  | S | 0.6 | 0.8 | 0.5 | 0.6 | 0.1 | N |  |  | N | IPP Non-CHP | 2 | X | DFO
Petroleum Liquids.DFO | petroleum | TRUE | 64812 | Power Depot Group A, LLC | 65538 | Cutten | TX | Harris | CUT13 | Petroleum Liquids | IC |  | S | 0.6 | 0.8 | 0.5 | 0.6 | 0.1 | N |  |  | N | IPP Non-CHP | 2 | X | DFO
Petroleum Liquids.DFO | petroleum | TRUE | 64812 | Power Depot Group A, LLC | 65538 | Cutten | TX | Harris | CUT14 | Petroleum Liquids | IC |  | S | 0.6 | 0.8 | 0.5 | 0.6 | 0.1 | N |  |  | N | IPP Non-CHP | 2 | X | DFO
Petroleum Liquids.DFO | petroleum | TRUE | 64812 | Power Depot Group A, LLC | 65538 | Cutten | TX | Harris | CUT15 | Petroleum Liquids | IC |  | S | 0.6 | 0.8 | 0.5 | 0.6 | 0.1 | N |  |  | N | IPP Non-CHP | 2 | X | DFO
Petroleum Liquids.DFO | petroleum | TRUE | 64812 | Power Depot Group A, LLC | 65538 | Cutten | TX | Harris | CUT2 | Petroleum Liquids | IC |  | S | 0.6 | 0.8 | 0.5 | 0.6 | 0.1 | N |  |  | N | IPP Non-CHP | 2 | X | DFO
Petroleum Liquids.DFO | petroleum | TRUE | 64812 | Power Depot Group A, LLC | 65538 | Cutten | TX | Harris | CUT3 | Petroleum Liquids | IC |  | S | 0.6 | 0.8 | 0.5 | 0.6 | 0.1 | N |  |  | N | IPP Non-CHP | 2 | X | DFO
Petroleum Liquids.DFO | petroleum | TRUE | 64812 | Power Depot Group A, LLC | 65538 | Cutten | TX | Harris | CUT4 | Petroleum Liquids | IC |  | S | 0.6 | 0.8 | 0.5 | 0.6 | 0.1 | N |  |  | N | IPP Non-CHP | 2 | X | DFO
Petroleum Liquids.DFO | petroleum | TRUE | 64812 | Power Depot Group A, LLC | 65538 | Cutten | TX | Harris | CUT5 | Petroleum Liquids | IC |  | S | 0.6 | 0.8 | 0.5 | 0.6 | 0.1 | N |  |  | N | IPP Non-CHP | 2 | X | DFO
Petroleum Liquids.DFO | petroleum | TRUE | 64812 | Power Depot Group A, LLC | 65538 | Cutten | TX | Harris | CUT6 | Petroleum Liquids | IC |  | S | 0.6 | 0.8 | 0.5 | 0.6 | 0.1 | N |  |  | N | IPP Non-CHP | 2 | X | DFO
Petroleum Liquids.DFO | petroleum | TRUE | 64812 | Power Depot Group A, LLC | 65538 | Cutten | TX | Harris | CUT7 | Petroleum Liquids | IC |  | S | 0.6 | 0.8 | 0.5 | 0.6 | 0.1 | N |  |  | N | IPP Non-CHP | 2 | X | DFO
Petroleum Liquids.DFO | petroleum | TRUE | 64812 | Power Depot Group A, LLC | 65538 | Cutten | TX | Harris | CUT8 | Petroleum Liquids | IC |  | S | 0.6 | 0.8 | 0.5 | 0.6 | 0.1 | N |  |  | N | IPP Non-CHP | 2 | X | DFO
Petroleum Liquids.DFO | petroleum | TRUE | 64812 | Power Depot Group A, LLC | 65538 | Cutten | TX | Harris | CUT9 | Petroleum Liquids | IC |  | S | 0.6 | 0.8 | 0.5 | 0.6 | 0.1 | N |  |  | N | IPP Non-CHP | 2 | X | DFO
Petroleum Liquids.DFO | petroleum | TRUE | 64812 | Power Depot Group A, LLC | 65539 | E. Porte Ct. | TX | Cameron | EPC1 | Petroleum Liquids | IC |  | S | 0.6 | 0.8 | 0.5 | 0.6 | 0.1 | N |  |  | N | IPP Non-CHP | 2 | X | DFO
Petroleum Liquids.DFO | petroleum | TRUE | 64812 | Power Depot Group A, LLC | 65539 | E. Porte Ct. | TX | Cameron | EPC10 | Petroleum Liquids | IC |  | S | 0.6 | 0.8 | 0.5 | 0.6 | 0.1 | N |  |  | N | IPP Non-CHP | 2 | X | DFO
Petroleum Liquids.DFO | petroleum | TRUE | 64812 | Power Depot Group A, LLC | 65539 | E. Porte Ct. | TX | Cameron | EPC11 | Petroleum Liquids | IC |  | S | 0.6 | 0.8 | 0.5 | 0.6 | 0.1 | N |  |  | N | IPP Non-CHP | 2 | X | DFO
Petroleum Liquids.DFO | petroleum | TRUE | 64812 | Power Depot Group A, LLC | 65539 | E. Porte Ct. | TX | Cameron | EPC12 | Petroleum Liquids | IC |  | S | 0.6 | 0.8 | 0.5 | 0.6 | 0.1 | N |  |  | N | IPP Non-CHP | 2 | X | DFO
Petroleum Liquids.DFO | petroleum | TRUE | 64812 | Power Depot Group A, LLC | 65539 | E. Porte Ct. | TX | Cameron | EPC13 | Petroleum Liquids | IC |  | S | 0.6 | 0.8 | 0.5 | 0.6 | 0.1 | N |  |  | N | IPP Non-CHP | 2 | X | DFO
Petroleum Liquids.DFO | petroleum | TRUE | 64812 | Power Depot Group A, LLC | 65539 | E. Porte Ct. | TX | Cameron | EPC14 | Petroleum Liquids | IC |  | S | 0.6 | 0.8 | 0.5 | 0.6 | 0.1 | N |  |  | N | IPP Non-CHP | 2 | X | DFO
Petroleum Liquids.DFO | petroleum | TRUE | 64812 | Power Depot Group A, LLC | 65539 | E. Porte Ct. | TX | Cameron | EPC15 | Petroleum Liquids | IC |  | S | 0.6 | 0.8 | 0.5 | 0.6 | 0.1 | N |  |  | N | IPP Non-CHP | 2 | X | DFO
Petroleum Liquids.DFO | petroleum | TRUE | 64812 | Power Depot Group A, LLC | 65539 | E. Porte Ct. | TX | Cameron | EPC2 | Petroleum Liquids | IC |  | S | 0.6 | 0.8 | 0.5 | 0.6 | 0.1 | N |  |  | N | IPP Non-CHP | 2 | X | DFO
Petroleum Liquids.DFO | petroleum | TRUE | 64812 | Power Depot Group A, LLC | 65539 | E. Porte Ct. | TX | Cameron | EPC3 | Petroleum Liquids | IC |  | S | 0.6 | 0.8 | 0.5 | 0.6 | 0.1 | N |  |  | N | IPP Non-CHP | 2 | X | DFO
Petroleum Liquids.DFO | petroleum | TRUE | 64812 | Power Depot Group A, LLC | 65539 | E. Porte Ct. | TX | Cameron | EPC4 | Petroleum Liquids | IC |  | S | 0.6 | 0.8 | 0.5 | 0.6 | 0.1 | N |  |  | N | IPP Non-CHP | 2 | X | DFO
Petroleum Liquids.DFO | petroleum | TRUE | 64812 | Power Depot Group A, LLC | 65539 | E. Porte Ct. | TX | Cameron | EPC5 | Petroleum Liquids | IC |  | S | 0.6 | 0.8 | 0.5 | 0.6 | 0.1 | N |  |  | N | IPP Non-CHP | 2 | X | DFO
Petroleum Liquids.DFO | petroleum | TRUE | 64812 | Power Depot Group A, LLC | 65539 | E. Porte Ct. | TX | Cameron | EPC6 | Petroleum Liquids | IC |  | S | 0.6 | 0.8 | 0.5 | 0.6 | 0.1 | N |  |  | N | IPP Non-CHP | 2 | X | DFO
Petroleum Liquids.DFO | petroleum | TRUE | 64812 | Power Depot Group A, LLC | 65539 | E. Porte Ct. | TX | Cameron | EPC7 | Petroleum Liquids | IC |  | S | 0.6 | 0.8 | 0.5 | 0.6 | 0.1 | N |  |  | N | IPP Non-CHP | 2 | X | DFO
Petroleum Liquids.DFO | petroleum | TRUE | 64812 | Power Depot Group A, LLC | 65539 | E. Porte Ct. | TX | Cameron | EPC8 | Petroleum Liquids | IC |  | S | 0.6 | 0.8 | 0.5 | 0.6 | 0.1 | N |  |  | N | IPP Non-CHP | 2 | X | DFO
Petroleum Liquids.DFO | petroleum | TRUE | 64812 | Power Depot Group A, LLC | 65539 | E. Porte Ct. | TX | Cameron | EPC9 | Petroleum Liquids | IC |  | S | 0.6 | 0.8 | 0.5 | 0.6 | 0.1 | N |  |  | N | IPP Non-CHP | 2 | X | DFO
Petroleum Liquids.DFO | petroleum | TRUE | 64812 | Power Depot Group A, LLC | 65540 | Frankel | TX | Andrews | FRA1 | Petroleum Liquids | IC |  | S | 0.6 | 0.8 | 0.5 | 0.6 | 0.1 | N |  |  | N | IPP Non-CHP | 2 | X | DFO
Petroleum Liquids.DFO | petroleum | TRUE | 64812 | Power Depot Group A, LLC | 65540 | Frankel | TX | Andrews | FRA10 | Petroleum Liquids | IC |  | S | 0.6 | 0.8 | 0.5 | 0.6 | 0.1 | N |  |  | N | IPP Non-CHP | 2 | X | DFO
Petroleum Liquids.DFO | petroleum | TRUE | 64812 | Power Depot Group A, LLC | 65540 | Frankel | TX | Andrews | FRA11 | Petroleum Liquids | IC |  | S | 0.6 | 0.8 | 0.5 | 0.6 | 0.1 | N |  |  | N | IPP Non-CHP | 2 | X | DFO
Petroleum Liquids.DFO | petroleum | TRUE | 64812 | Power Depot Group A, LLC | 65540 | Frankel | TX | Andrews | FRA12 | Petroleum Liquids | IC |  | S | 0.6 | 0.8 | 0.5 | 0.6 | 0.1 | N |  |  | N | IPP Non-CHP | 2 | X | DFO
Petroleum Liquids.DFO | petroleum | TRUE | 64812 | Power Depot Group A, LLC | 65540 | Frankel | TX | Andrews | FRA13 | Petroleum Liquids | IC |  | S | 0.6 | 0.8 | 0.5 | 0.6 | 0.1 | N |  |  | N | IPP Non-CHP | 2 | X | DFO
Petroleum Liquids.DFO | petroleum | TRUE | 64812 | Power Depot Group A, LLC | 65540 | Frankel | TX | Andrews | FRA14 | Petroleum Liquids | IC |  | S | 0.6 | 0.8 | 0.5 | 0.6 | 0.1 | N |  |  | N | IPP Non-CHP | 2 | X | DFO
Petroleum Liquids.DFO | petroleum | TRUE | 64812 | Power Depot Group A, LLC | 65540 | Frankel | TX | Andrews | FRA15 | Petroleum Liquids | IC |  | S | 0.6 | 0.8 | 0.5 | 0.6 | 0.1 | N |  |  | N | IPP Non-CHP | 2 | X | DFO
Petroleum Liquids.DFO | petroleum | TRUE | 64812 | Power Depot Group A, LLC | 65540 | Frankel | TX | Andrews | FRA2 | Petroleum Liquids | IC |  | S | 0.6 | 0.8 | 0.5 | 0.6 | 0.1 | N |  |  | N | IPP Non-CHP | 2 | X | DFO
Petroleum Liquids.DFO | petroleum | TRUE | 64812 | Power Depot Group A, LLC | 65540 | Frankel | TX | Andrews | FRA3 | Petroleum Liquids | IC |  | S | 0.6 | 0.8 | 0.5 | 0.6 | 0.1 | N |  |  | N | IPP Non-CHP | 2 | X | DFO
Petroleum Liquids.DFO | petroleum | TRUE | 64812 | Power Depot Group A, LLC | 65540 | Frankel | TX | Andrews | FRA4 | Petroleum Liquids | IC |  | S | 0.6 | 0.8 | 0.5 | 0.6 | 0.1 | N |  |  | N | IPP Non-CHP | 2 | X | DFO
Petroleum Liquids.DFO | petroleum | TRUE | 64812 | Power Depot Group A, LLC | 65540 | Frankel | TX | Andrews | FRA5 | Petroleum Liquids | IC |  | S | 0.6 | 0.8 | 0.5 | 0.6 | 0.1 | N |  |  | N | IPP Non-CHP | 2 | X | DFO
Petroleum Liquids.DFO | petroleum | TRUE | 64812 | Power Depot Group A, LLC | 65540 | Frankel | TX | Andrews | FRA6 | Petroleum Liquids | IC |  | S | 0.6 | 0.8 | 0.5 | 0.6 | 0.1 | N |  |  | N | IPP Non-CHP | 2 | X | DFO
Petroleum Liquids.DFO | petroleum | TRUE | 64812 | Power Depot Group A, LLC | 65540 | Frankel | TX | Andrews | FRA7 | Petroleum Liquids | IC |  | S | 0.6 | 0.8 | 0.5 | 0.6 | 0.1 | N |  |  | N | IPP Non-CHP | 2 | X | DFO
Petroleum Liquids.DFO | petroleum | TRUE | 64812 | Power Depot Group A, LLC | 65540 | Frankel | TX | Andrews | FRA8 | Petroleum Liquids | IC |  | S | 0.6 | 0.8 | 0.5 | 0.6 | 0.1 | N |  |  | N | IPP Non-CHP | 2 | X | DFO
Petroleum Liquids.DFO | petroleum | TRUE | 64812 | Power Depot Group A, LLC | 65540 | Frankel | TX | Andrews | FRA9 | Petroleum Liquids | IC |  | S | 0.6 | 0.8 | 0.5 | 0.6 | 0.1 | N |  |  | N | IPP Non-CHP | 2 | X | DFO
Petroleum Liquids.DFO | petroleum | TRUE | 64812 | Power Depot Group A, LLC | 65541 | GCWA | TX | Galveston | IPS1 | Petroleum Liquids | IC |  | S | 0.6 | 0.8 | 0.6 | 0.6 | 0.1 | N |  |  | N | IPP Non-CHP | 2 | X | DFO
Petroleum Liquids.DFO | petroleum | TRUE | 64812 | Power Depot Group A, LLC | 65541 | GCWA | TX | Galveston | IPS2 | Petroleum Liquids | IC |  | S | 0.6 | 0.8 | 0.6 | 0.6 | 0.1 | N |  |  | N | IPP Non-CHP | 2 | X | DFO
Petroleum Liquids.DFO | petroleum | TRUE | 64812 | Power Depot Group A, LLC | 65541 | GCWA | TX | Galveston | IPS3 | Petroleum Liquids | IC |  | S | 0.6 | 0.8 | 0.6 | 0.6 | 0.1 | N |  |  | N | IPP Non-CHP | 2 | X | DFO
Petroleum Liquids.DFO | petroleum | TRUE | 64812 | Power Depot Group A, LLC | 65541 | GCWA | TX | Galveston | IPS4 | Petroleum Liquids | IC |  | S | 0.6 | 0.8 | 0.6 | 0.6 | 0.1 | N |  |  | N | IPP Non-CHP | 2 | X | DFO
Petroleum Liquids.DFO | petroleum | TRUE | 64812 | Power Depot Group A, LLC | 65541 | GCWA | TX | Galveston | IPS5 | Petroleum Liquids | IC |  | S | 0.6 | 0.8 | 0.6 | 0.6 | 0.1 | N |  |  | N | IPP Non-CHP | 2 | X | DFO
Petroleum Liquids.DFO | petroleum | TRUE | 64812 | Power Depot Group A, LLC | 65541 | GCWA | TX | Galveston | IPS6 | Petroleum Liquids | IC |  | S | 0.6 | 0.8 | 0.6 | 0.6 | 0.1 | N |  |  | N | IPP Non-CHP | 2 | X | DFO
Petroleum Liquids.DFO | petroleum | TRUE | 64812 | Power Depot Group A, LLC | 65541 | GCWA | TX | Galveston | IPS7 | Petroleum Liquids | IC |  | S | 0.6 | 0.8 | 0.6 | 0.6 | 0.1 | N |  |  | N | IPP Non-CHP | 2 | X | DFO
Petroleum Liquids.DFO | petroleum | TRUE | 64812 | Power Depot Group A, LLC | 65541 | GCWA | TX | Galveston | IPS8 | Petroleum Liquids | IC |  | S | 0.6 | 0.8 | 0.6 | 0.6 | 0.1 | N |  |  | N | IPP Non-CHP | 2 | X | DFO
Petroleum Liquids.DFO | petroleum | TRUE | 64812 | Power Depot Group A, LLC | 65541 | GCWA | TX | Galveston | MUN1 | Petroleum Liquids | IC |  | S | 0.6 | 0.8 | 0.6 | 0.6 | 0.1 | N |  |  | N | IPP Non-CHP | 2 | X | DFO
Petroleum Liquids.DFO | petroleum | TRUE | 64812 | Power Depot Group A, LLC | 65541 | GCWA | TX | Galveston | MUN2 | Petroleum Liquids | IC |  | S | 0.6 | 0.8 | 0.6 | 0.6 | 0.1 | N |  |  | N | IPP Non-CHP | 2 | X | DFO
Petroleum Liquids.DFO | petroleum | TRUE | 64812 | Power Depot Group A, LLC | 65541 | GCWA | TX | Galveston | MUN3 | Petroleum Liquids | IC |  | S | 0.6 | 0.8 | 0.6 | 0.6 | 0.1 | N |  |  | N | IPP Non-CHP | 2 | X | DFO
Petroleum Liquids.DFO | petroleum | TRUE | 64812 | Power Depot Group A, LLC | 65541 | GCWA | TX | Galveston | MUN4 | Petroleum Liquids | IC |  | S | 0.6 | 0.8 | 0.6 | 0.6 | 0.1 | N |  |  | N | IPP Non-CHP | 2 | X | DFO
Petroleum Liquids.DFO | petroleum | TRUE | 64812 | Power Depot Group A, LLC | 65542 | Goldsmith | TX | Ector | GS1 | Petroleum Liquids | IC |  | S | 0.6 | 0.8 | 0.5 | 0.6 | 0.1 | N |  |  | N | IPP Non-CHP | 2 | X | DFO
Petroleum Liquids.DFO | petroleum | TRUE | 64812 | Power Depot Group A, LLC | 65542 | Goldsmith | TX | Ector | GS10 | Petroleum Liquids | IC |  | S | 0.6 | 0.8 | 0.5 | 0.6 | 0.1 | N |  |  | N | IPP Non-CHP | 2 | X | DFO
Petroleum Liquids.DFO | petroleum | TRUE | 64812 | Power Depot Group A, LLC | 65542 | Goldsmith | TX | Ector | GS11 | Petroleum Liquids | IC |  | S | 0.6 | 0.8 | 0.5 | 0.6 | 0.1 | N |  |  | N | IPP Non-CHP | 2 | X | DFO
Petroleum Liquids.DFO | petroleum | TRUE | 64812 | Power Depot Group A, LLC | 65542 | Goldsmith | TX | Ector | GS12 | Petroleum Liquids | IC |  | S | 0.6 | 0.8 | 0.5 | 0.6 | 0.1 | N |  |  | N | IPP Non-CHP | 2 | X | DFO
Petroleum Liquids.DFO | petroleum | TRUE | 64812 | Power Depot Group A, LLC | 65542 | Goldsmith | TX | Ector | GS13 | Petroleum Liquids | IC |  | S | 0.6 | 0.8 | 0.5 | 0.6 | 0.1 | N |  |  | N | IPP Non-CHP | 2 | X | DFO
Petroleum Liquids.DFO | petroleum | TRUE | 64812 | Power Depot Group A, LLC | 65542 | Goldsmith | TX | Ector | GS14 | Petroleum Liquids | IC |  | S | 0.6 | 0.8 | 0.5 | 0.6 | 0.1 | N |  |  | N | IPP Non-CHP | 2 | X | DFO
Petroleum Liquids.DFO | petroleum | TRUE | 64812 | Power Depot Group A, LLC | 65542 | Goldsmith | TX | Ector | GS15 | Petroleum Liquids | IC |  | S | 0.6 | 0.8 | 0.5 | 0.6 | 0.1 | N |  |  | N | IPP Non-CHP | 2 | X | DFO
Petroleum Liquids.DFO | petroleum | TRUE | 64812 | Power Depot Group A, LLC | 65542 | Goldsmith | TX | Ector | GS2 | Petroleum Liquids | IC |  | S | 0.6 | 0.8 | 0.5 | 0.6 | 0.1 | N |  |  | N | IPP Non-CHP | 2 | X | DFO
Petroleum Liquids.DFO | petroleum | TRUE | 64812 | Power Depot Group A, LLC | 65542 | Goldsmith | TX | Ector | GS3 | Petroleum Liquids | IC |  | S | 0.6 | 0.8 | 0.5 | 0.6 | 0.1 | N |  |  | N | IPP Non-CHP | 2 | X | DFO
Petroleum Liquids.DFO | petroleum | TRUE | 64812 | Power Depot Group A, LLC | 65542 | Goldsmith | TX | Ector | GS4 | Petroleum Liquids | IC |  | S | 0.6 | 0.8 | 0.5 | 0.6 | 0.1 | N |  |  | N | IPP Non-CHP | 2 | X | DFO
Petroleum Liquids.DFO | petroleum | TRUE | 64812 | Power Depot Group A, LLC | 65542 | Goldsmith | TX | Ector | GS5 | Petroleum Liquids | IC |  | S | 0.6 | 0.8 | 0.5 | 0.6 | 0.1 | N |  |  | N | IPP Non-CHP | 2 | X | DFO
Petroleum Liquids.DFO | petroleum | TRUE | 64812 | Power Depot Group A, LLC | 65542 | Goldsmith | TX | Ector | GS6 | Petroleum Liquids | IC |  | S | 0.6 | 0.8 | 0.5 | 0.6 | 0.1 | N |  |  | N | IPP Non-CHP | 2 | X | DFO
Petroleum Liquids.DFO | petroleum | TRUE | 64812 | Power Depot Group A, LLC | 65542 | Goldsmith | TX | Ector | GS7 | Petroleum Liquids | IC |  | S | 0.6 | 0.8 | 0.5 | 0.6 | 0.1 | N |  |  | N | IPP Non-CHP | 2 | X | DFO
Petroleum Liquids.DFO | petroleum | TRUE | 64812 | Power Depot Group A, LLC | 65542 | Goldsmith | TX | Ector | GS8 | Petroleum Liquids | IC |  | S | 0.6 | 0.8 | 0.5 | 0.6 | 0.1 | N |  |  | N | IPP Non-CHP | 2 | X | DFO
Petroleum Liquids.DFO | petroleum | TRUE | 64812 | Power Depot Group A, LLC | 65542 | Goldsmith | TX | Ector | GS9 | Petroleum Liquids | IC |  | S | 0.6 | 0.8 | 0.5 | 0.6 | 0.1 | N |  |  | N | IPP Non-CHP | 2 | X | DFO
Petroleum Liquids.DFO | petroleum | TRUE | 64812 | Power Depot Group A, LLC | 65543 | Mckeever | TX | Fort Bend | MK1 | Petroleum Liquids | IC |  | S | 0.6 | 0.8 | 0.5 | 0.6 | 0.1 | N |  |  | N | IPP Non-CHP | 2 | X | DFO
Petroleum Liquids.DFO | petroleum | TRUE | 64812 | Power Depot Group A, LLC | 65543 | Mckeever | TX | Fort Bend | MK10 | Petroleum Liquids | IC |  | S | 0.6 | 0.8 | 0.5 | 0.6 | 0.1 | N |  |  | N | IPP Non-CHP | 2 | X | DFO
Petroleum Liquids.DFO | petroleum | TRUE | 64812 | Power Depot Group A, LLC | 65543 | Mckeever | TX | Fort Bend | MK11 | Petroleum Liquids | IC |  | S | 0.6 | 0.8 | 0.5 | 0.6 | 0.1 | N |  |  | N | IPP Non-CHP | 2 | X | DFO
Petroleum Liquids.DFO | petroleum | TRUE | 64812 | Power Depot Group A, LLC | 65543 | Mckeever | TX | Fort Bend | MK12 | Petroleum Liquids | IC |  | S | 0.6 | 0.8 | 0.5 | 0.6 | 0.1 | N |  |  | N | IPP Non-CHP | 2 | X | DFO
Petroleum Liquids.DFO | petroleum | TRUE | 64812 | Power Depot Group A, LLC | 65543 | Mckeever | TX | Fort Bend | MK13 | Petroleum Liquids | IC |  | S | 0.6 | 0.8 | 0.5 | 0.6 | 0.1 | N |  |  | N | IPP Non-CHP | 2 | X | DFO
Petroleum Liquids.DFO | petroleum | TRUE | 64812 | Power Depot Group A, LLC | 65543 | Mckeever | TX | Fort Bend | MK14 | Petroleum Liquids | IC |  | S | 0.6 | 0.8 | 0.5 | 0.6 | 0.1 | N |  |  | N | IPP Non-CHP | 2 | X | DFO
Petroleum Liquids.DFO | petroleum | TRUE | 64812 | Power Depot Group A, LLC | 65543 | Mckeever | TX | Fort Bend | MK15 | Petroleum Liquids | IC |  | S | 0.6 | 0.8 | 0.5 | 0.6 | 0.1 | N |  |  | N | IPP Non-CHP | 2 | X | DFO
Petroleum Liquids.DFO | petroleum | TRUE | 64812 | Power Depot Group A, LLC | 65543 | Mckeever | TX | Fort Bend | MK2 | Petroleum Liquids | IC |  | S | 0.6 | 0.8 | 0.5 | 0.6 | 0.1 | N |  |  | N | IPP Non-CHP | 2 | X | DFO
Petroleum Liquids.DFO | petroleum | TRUE | 64812 | Power Depot Group A, LLC | 65543 | Mckeever | TX | Fort Bend | MK3 | Petroleum Liquids | IC |  | S | 0.6 | 0.8 | 0.5 | 0.6 | 0.1 | N |  |  | N | IPP Non-CHP | 2 | X | DFO
Petroleum Liquids.DFO | petroleum | TRUE | 64812 | Power Depot Group A, LLC | 65543 | Mckeever | TX | Fort Bend | MK4 | Petroleum Liquids | IC |  | S | 0.6 | 0.8 | 0.5 | 0.6 | 0.1 | N |  |  | N | IPP Non-CHP | 2 | X | DFO
Petroleum Liquids.DFO | petroleum | TRUE | 64812 | Power Depot Group A, LLC | 65543 | Mckeever | TX | Fort Bend | MK5 | Petroleum Liquids | IC |  | S | 0.6 | 0.8 | 0.5 | 0.6 | 0.1 | N |  |  | N | IPP Non-CHP | 2 | X | DFO
Petroleum Liquids.DFO | petroleum | TRUE | 64812 | Power Depot Group A, LLC | 65543 | Mckeever | TX | Fort Bend | MK6 | Petroleum Liquids | IC |  | S | 0.6 | 0.8 | 0.5 | 0.6 | 0.1 | N |  |  | N | IPP Non-CHP | 2 | X | DFO
Petroleum Liquids.DFO | petroleum | TRUE | 64812 | Power Depot Group A, LLC | 65543 | Mckeever | TX | Fort Bend | MK7 | Petroleum Liquids | IC |  | S | 0.6 | 0.8 | 0.5 | 0.6 | 0.1 | N |  |  | N | IPP Non-CHP | 2 | X | DFO
Petroleum Liquids.DFO | petroleum | TRUE | 64812 | Power Depot Group A, LLC | 65543 | Mckeever | TX | Fort Bend | MK8 | Petroleum Liquids | IC |  | S | 0.6 | 0.8 | 0.5 | 0.6 | 0.1 | N |  |  | N | IPP Non-CHP | 2 | X | DFO
Petroleum Liquids.DFO | petroleum | TRUE | 64812 | Power Depot Group A, LLC | 65543 | Mckeever | TX | Fort Bend | MK9 | Petroleum Liquids | IC |  | S | 0.6 | 0.8 | 0.5 | 0.6 | 0.1 | N |  |  | N | IPP Non-CHP | 2 | X | DFO
Petroleum Liquids.DFO | petroleum | TRUE | 64812 | Power Depot Group A, LLC | 65544 | N. Mary Francis | TX | Ector | NMF1 | Petroleum Liquids | IC |  | S | 0.6 | 0.8 | 0.5 | 0.6 | 0.1 | N |  |  | N | IPP Non-CHP | 2 | X | DFO
Petroleum Liquids.DFO | petroleum | TRUE | 64812 | Power Depot Group A, LLC | 65544 | N. Mary Francis | TX | Ector | NMF10 | Petroleum Liquids | IC |  | S | 0.6 | 0.8 | 0.5 | 0.6 | 0.1 | N |  |  | N | IPP Non-CHP | 2 | X | DFO
Petroleum Liquids.DFO | petroleum | TRUE | 64812 | Power Depot Group A, LLC | 65544 | N. Mary Francis | TX | Ector | NMF11 | Petroleum Liquids | IC |  | S | 0.6 | 0.8 | 0.5 | 0.6 | 0.1 | N |  |  | N | IPP Non-CHP | 2 | X | DFO
Petroleum Liquids.DFO | petroleum | TRUE | 64812 | Power Depot Group A, LLC | 65544 | N. Mary Francis | TX | Ector | NMF12 | Petroleum Liquids | IC |  | S | 0.6 | 0.8 | 0.5 | 0.6 | 0.1 | N |  |  | N | IPP Non-CHP | 2 | X | DFO
Petroleum Liquids.DFO | petroleum | TRUE | 64812 | Power Depot Group A, LLC | 65544 | N. Mary Francis | TX | Ector | NMF13 | Petroleum Liquids | IC |  | S | 0.6 | 0.8 | 0.5 | 0.6 | 0.1 | N |  |  | N | IPP Non-CHP | 2 | X | DFO
Petroleum Liquids.DFO | petroleum | TRUE | 64812 | Power Depot Group A, LLC | 65544 | N. Mary Francis | TX | Ector | NMF14 | Petroleum Liquids | IC |  | S | 0.6 | 0.8 | 0.5 | 0.6 | 0.1 | N |  |  | N | IPP Non-CHP | 2 | X | DFO
Petroleum Liquids.DFO | petroleum | TRUE | 64812 | Power Depot Group A, LLC | 65544 | N. Mary Francis | TX | Ector | NMF15 | Petroleum Liquids | IC |  | S | 0.6 | 0.8 | 0.5 | 0.6 | 0.1 | N |  |  | N | IPP Non-CHP | 2 | X | DFO
Petroleum Liquids.DFO | petroleum | TRUE | 64812 | Power Depot Group A, LLC | 65544 | N. Mary Francis | TX | Ector | NMF2 | Petroleum Liquids | IC |  | S | 0.6 | 0.8 | 0.5 | 0.6 | 0.1 | N |  |  | N | IPP Non-CHP | 2 | X | DFO
Petroleum Liquids.DFO | petroleum | TRUE | 64812 | Power Depot Group A, LLC | 65544 | N. Mary Francis | TX | Ector | NMF3 | Petroleum Liquids | IC |  | S | 0.6 | 0.8 | 0.5 | 0.6 | 0.1 | N |  |  | N | IPP Non-CHP | 2 | X | DFO
Petroleum Liquids.DFO | petroleum | TRUE | 64812 | Power Depot Group A, LLC | 65544 | N. Mary Francis | TX | Ector | NMF4 | Petroleum Liquids | IC |  | S | 0.6 | 0.8 | 0.5 | 0.6 | 0.1 | N |  |  | N | IPP Non-CHP | 2 | X | DFO
Petroleum Liquids.DFO | petroleum | TRUE | 64812 | Power Depot Group A, LLC | 65544 | N. Mary Francis | TX | Ector | NMF5 | Petroleum Liquids | IC |  | S | 0.6 | 0.8 | 0.5 | 0.6 | 0.1 | N |  |  | N | IPP Non-CHP | 2 | X | DFO
Petroleum Liquids.DFO | petroleum | TRUE | 64812 | Power Depot Group A, LLC | 65544 | N. Mary Francis | TX | Ector | NMF6 | Petroleum Liquids | IC |  | S | 0.6 | 0.8 | 0.5 | 0.6 | 0.1 | N |  |  | N | IPP Non-CHP | 2 | X | DFO
Petroleum Liquids.DFO | petroleum | TRUE | 64812 | Power Depot Group A, LLC | 65544 | N. Mary Francis | TX | Ector | NMF7 | Petroleum Liquids | IC |  | S | 0.6 | 0.8 | 0.5 | 0.6 | 0.1 | N |  |  | N | IPP Non-CHP | 2 | X | DFO
Petroleum Liquids.DFO | petroleum | TRUE | 64812 | Power Depot Group A, LLC | 65544 | N. Mary Francis | TX | Ector | NMF8 | Petroleum Liquids | IC |  | S | 0.6 | 0.8 | 0.5 | 0.6 | 0.1 | N |  |  | N | IPP Non-CHP | 2 | X | DFO
Petroleum Liquids.DFO | petroleum | TRUE | 64812 | Power Depot Group A, LLC | 65544 | N. Mary Francis | TX | Ector | NMF9 | Petroleum Liquids | IC |  | S | 0.6 | 0.8 | 0.5 | 0.6 | 0.1 | N |  |  | N | IPP Non-CHP | 2 | X | DFO
Solar Photovoltaic.SUN | solar PV | TRUE | 64778 | Strata Manager, LLC | 65547 | Wedge | NC | Wayne | WEDGE | Solar Photovoltaic | PV |  | W | 5 |  | 5 | 5 |  | N |  |  | N | IPP Non-CHP | 2 | X | SUN
Solar Photovoltaic.SUN | solar PV | TRUE | 64778 | Strata Manager, LLC | 65548 | Truman (NC) | NC | Johnston | TRUMN | Solar Photovoltaic | PV |  | W | 5 |  | 5 | 5 |  | N |  |  | N | IPP Non-CHP | 2 | X | SUN
Solar Photovoltaic.SUN | solar PV | TRUE | 64778 | Strata Manager, LLC | 65549 | Trent River Farm | NC | Jones | TRENT | Solar Photovoltaic | PV |  | W | 5 |  | 5 | 5 |  | N |  |  | N | IPP Non-CHP | 2 | X | SUN
Solar Photovoltaic.SUN | solar PV | TRUE | 64778 | Strata Manager, LLC | 65550 | Tinker (NC) | NC | Chatham | TINKR | Solar Photovoltaic | PV |  | W | 4.8 |  | 4.8 | 4.8 |  | N |  |  | N | IPP Non-CHP | 2 | X | SUN
Solar Photovoltaic.SUN | solar PV | TRUE | 64778 | Strata Manager, LLC | 65551 | Sneads Grove | NC | Scotland | SNEAD | Solar Photovoltaic | PV |  | W | 5 |  | 5 | 5 |  | N |  |  | N | IPP Non-CHP | 2 | X | SUN
Solar Photovoltaic.SUN | solar PV | TRUE | 64778 | Strata Manager, LLC | 65552 | Henry Farm | NC | Randolph | HENRY | Solar Photovoltaic | PV |  | W | 5 |  | 5 | 5 |  | N |  |  | N | IPP Non-CHP | 2 | X | SUN
Solar Photovoltaic.SUN | solar PV | TRUE | 64778 | Strata Manager, LLC | 65553 | Kalish Farm Solar | NC | Montgomery | KALIS | Solar Photovoltaic | PV |  | W | 5 |  | 5 | 5 |  | N |  |  | N | IPP Non-CHP | 2 | X | SUN
Solar Photovoltaic.SUN | solar PV | TRUE | 64778 | Strata Manager, LLC | 65554 | Kendall Farm | NC | Randolph | KENDL | Solar Photovoltaic | PV |  | W | 5 |  | 5 | 5 |  | N |  |  | N | IPP Non-CHP | 2 | X | SUN
Solar Photovoltaic.SUN | solar PV | TRUE | 64778 | Strata Manager, LLC | 65555 | Peake Road | NC | Granville | PEAKE | Solar Photovoltaic | PV |  | W | 5 |  | 5 | 5 |  | N |  |  | N | IPP Non-CHP | 2 | X | SUN
Solar Photovoltaic.SUN | solar PV | TRUE | 64778 | Strata Manager, LLC | 65556 | Seagrove | NC | Randolph | SEAGR | Solar Photovoltaic | PV |  | W | 4.5 |  | 4.5 | 4.5 |  | N |  |  | N | IPP Non-CHP | 2 | X | SUN
Solar Photovoltaic.SUN | solar PV | TRUE | 64778 | Strata Manager, LLC | 65559 | Nolan | MA | Berkshire | NOLAN | Solar Photovoltaic | PV |  | W | 1 |  | 1 | 1 |  | N |  |  | N | IPP Non-CHP | 2 | X | SUN
Solar Photovoltaic.SUN | solar PV | TRUE | 64778 | Strata Manager, LLC | 65560 | Truck Stop | MA | Berkshire | TRUCK | Solar Photovoltaic | PV |  | W | 2 |  | 2 | 2 |  | N |  |  | N | IPP Non-CHP | 2 | X | SUN
Solar Photovoltaic.SUN | solar PV | TRUE | 60025 | Greenbacker Renewable Energy Corporation | 65563 | Robin NJ | NJ | Mercer | 136 | Solar Photovoltaic | PV |  | S | 2.2 |  | 2.2 | 2.2 |  | N |  |  | N | IPP Non-CHP | 2 | X | SUN
Solar Photovoltaic.SUN | solar PV | TRUE | 64395 | Bay4 Energy Services, LLC | 65564 | Calibrant Bakersfield LLC | CA | Kern | BAKER | Solar Photovoltaic | PV |  | W | 1.3 |  | 1.3 | 1.3 |  | N |  |  | N | IPP Non-CHP | 2 | X | SUN
Solar Photovoltaic.SUN | solar PV | TRUE | 64778 | Strata Manager, LLC | 65566 | Bradford Solar | MA | Essex | BRADF | Solar Photovoltaic | PV |  | W | 5 |  | 5 | 5 |  | N |  |  | N | IPP Non-CHP | 2 | X | SUN
Solar Photovoltaic.SUN | solar PV | TRUE | 64778 | Strata Manager, LLC | 65567 | Smith Solar Farm | NC | Scotland | SMITH | Solar Photovoltaic | PV |  | W | 5 |  | 5 | 5 |  | N |  |  | N | IPP Non-CHP | 2 | X | SUN
Solar Photovoltaic.SUN | solar PV | TRUE | 64846 | Google, Inc. | 65568 | Google Moffett Park Solar Project | CA | Santa Clara | GMSP1 | Solar Photovoltaic | PV |  | S | 1 | 1 | 1 | 1 |  | N |  |  | N | IPP Non-CHP | 2 | X | SUN
Solar Photovoltaic.SUN | solar PV | TRUE | 64846 | Google, Inc. | 65568 | Google Moffett Park Solar Project | CA | Santa Clara | GMSP2 | Solar Photovoltaic | PV |  | S | 0.7 | 1 | 0.7 | 0.5 |  | N |  |  | N | IPP Non-CHP | 2 | X | SUN
Batteries.MWH | battery storage | 0 | 64846 | Google, Inc. | 65568 | Google Moffett Park Solar Project | CA | Santa Clara | GMSPB | Batteries | BA |  | S | 0.6 |  | 0.6 | 0.6 | 0.6 | N |  |  | N | IPP Non-CHP | 2 | X | MWH
Batteries.MWH | battery storage | 0 | 64845 | Gilead Sciences, Inc. - La Verne | 65569 | Gilead Sciences La Verne Rooftop Solar | CA | Los Angeles | GSRBA | Batteries | BA |  | S | 1.1 |  | 1.1 | 1.1 |  | N |  |  | N | IPP Non-CHP | 2 | X | MWH
Solar Photovoltaic.SUN | solar PV | TRUE | 64845 | Gilead Sciences, Inc. - La Verne | 65569 | Gilead Sciences La Verne Rooftop Solar | CA | Los Angeles | GSRSP | Solar Photovoltaic | PV |  | S | 1.7 |  | 1.6 | 1.4 |  | N |  |  | N | IPP Non-CHP | 2 | X | SUN
Batteries.MWH | battery storage | 0 | 64878 | West Valley-Mission Community College District | 65570 | West Valley Mission CCD Solar Project | CA | Santa Clara | WVMBA | Batteries | BA |  | S | 0.9 |  | 0.9 | 0.9 | 0.9 | N |  |  | N | IPP Non-CHP | 2 | X | MWH
Solar Photovoltaic.SUN | solar PV | TRUE | 64878 | West Valley-Mission Community College District | 65570 | West Valley Mission CCD Solar Project | CA | Santa Clara | WVMSP | Solar Photovoltaic | PV |  | S | 2.7 |  | 2.5 | 0.9 | 2.7 | N |  |  | N | IPP Non-CHP | 2 | X | SUN
Solar Photovoltaic.SUN | solar PV | TRUE | 64808 | Verizon Communications | 65571 | Verizon Hidden Ridge Solar Project | TX | Dallas | VH600 | Solar Photovoltaic | PV |  | S | 1 |  | 0.9 | 0.6 | 1 | N |  |  | N | IPP Non-CHP | 2 | X | SUN
Solar Photovoltaic.SUN | solar PV | TRUE | 64808 | Verizon Communications | 65571 | Verizon Hidden Ridge Solar Project | TX | Dallas | VH700 | Solar Photovoltaic | PV |  | S | 1.1 |  | 1 | 0.7 | 1.1 | N |  |  | N | IPP Non-CHP | 2 | X | SUN
Solar Photovoltaic.SUN | solar PV | TRUE | 64808 | Verizon Communications | 65571 | Verizon Hidden Ridge Solar Project | TX | Dallas | VH750 | Solar Photovoltaic | PV |  | S | 0.8 |  | 0.8 | 0.6 | 0.8 | N |  |  | N | IPP Non-CHP | 2 | X | SUN
Petroleum Liquids.DFO | petroleum | TRUE | 64812 | Power Depot Group A, LLC | 65573 | Ridge Rd | TX | Hidalgo | RR1 | Petroleum Liquids | IC |  | S | 0.6 | 0.8 | 0.5 | 0.6 | 0.1 | N |  |  | N | IPP Non-CHP | 2 | X | DFO
Petroleum Liquids.DFO | petroleum | TRUE | 64812 | Power Depot Group A, LLC | 65573 | Ridge Rd | TX | Hidalgo | RR10 | Petroleum Liquids | IC |  | S | 0.6 | 0.8 | 0.5 | 0.6 | 0.1 | N |  |  | N | IPP Non-CHP | 2 | X | DFO
Petroleum Liquids.DFO | petroleum | TRUE | 64812 | Power Depot Group A, LLC | 65573 | Ridge Rd | TX | Hidalgo | RR11 | Petroleum Liquids | IC |  | S | 0.6 | 0.8 | 0.5 | 0.6 | 0.1 | N |  |  | N | IPP Non-CHP | 2 | X | DFO
Petroleum Liquids.DFO | petroleum | TRUE | 64812 | Power Depot Group A, LLC | 65573 | Ridge Rd | TX | Hidalgo | RR12 | Petroleum Liquids | IC |  | S | 0.6 | 0.8 | 0.5 | 0.6 | 0.1 | N |  |  | N | IPP Non-CHP | 2 | X | DFO
Petroleum Liquids.DFO | petroleum | TRUE | 64812 | Power Depot Group A, LLC | 65573 | Ridge Rd | TX | Hidalgo | RR13 | Petroleum Liquids | IC |  | S | 0.6 | 0.8 | 0.5 | 0.6 | 0.1 | N |  |  | N | IPP Non-CHP | 2 | X | DFO
Petroleum Liquids.DFO | petroleum | TRUE | 64812 | Power Depot Group A, LLC | 65573 | Ridge Rd | TX | Hidalgo | RR14 | Petroleum Liquids | IC |  | S | 0.6 | 0.8 | 0.5 | 0.6 | 0.1 | N |  |  | N | IPP Non-CHP | 2 | X | DFO
Petroleum Liquids.DFO | petroleum | TRUE | 64812 | Power Depot Group A, LLC | 65573 | Ridge Rd | TX | Hidalgo | RR15 | Petroleum Liquids | IC |  | S | 0.6 | 0.8 | 0.5 | 0.6 | 0.1 | N |  |  | N | IPP Non-CHP | 2 | X | DFO
Petroleum Liquids.DFO | petroleum | TRUE | 64812 | Power Depot Group A, LLC | 65573 | Ridge Rd | TX | Hidalgo | RR2 | Petroleum Liquids | IC |  | S | 0.6 | 0.8 | 0.5 | 0.6 | 0.1 | N |  |  | N | IPP Non-CHP | 2 | X | DFO
Petroleum Liquids.DFO | petroleum | TRUE | 64812 | Power Depot Group A, LLC | 65573 | Ridge Rd | TX | Hidalgo | RR3 | Petroleum Liquids | IC |  | S | 0.6 | 0.8 | 0.5 | 0.6 | 0.1 | N |  |  | N | IPP Non-CHP | 2 | X | DFO
Petroleum Liquids.DFO | petroleum | TRUE | 64812 | Power Depot Group A, LLC | 65573 | Ridge Rd | TX | Hidalgo | RR4 | Petroleum Liquids | IC |  | S | 0.6 | 0.8 | 0.5 | 0.6 | 0.1 | N |  |  | N | IPP Non-CHP | 2 | X | DFO
Petroleum Liquids.DFO | petroleum | TRUE | 64812 | Power Depot Group A, LLC | 65573 | Ridge Rd | TX | Hidalgo | RR5 | Petroleum Liquids | IC |  | S | 0.6 | 0.8 | 0.5 | 0.6 | 0.1 | N |  |  | N | IPP Non-CHP | 2 | X | DFO
Petroleum Liquids.DFO | petroleum | TRUE | 64812 | Power Depot Group A, LLC | 65573 | Ridge Rd | TX | Hidalgo | RR6 | Petroleum Liquids | IC |  | S | 0.6 | 0.8 | 0.5 | 0.6 | 0.1 | N |  |  | N | IPP Non-CHP | 2 | X | DFO
Petroleum Liquids.DFO | petroleum | TRUE | 64812 | Power Depot Group A, LLC | 65573 | Ridge Rd | TX | Hidalgo | RR7 | Petroleum Liquids | IC |  | S | 0.6 | 0.8 | 0.5 | 0.6 | 0.1 | N |  |  | N | IPP Non-CHP | 2 | X | DFO
Petroleum Liquids.DFO | petroleum | TRUE | 64812 | Power Depot Group A, LLC | 65573 | Ridge Rd | TX | Hidalgo | RR8 | Petroleum Liquids | IC |  | S | 0.6 | 0.8 | 0.5 | 0.6 | 0.1 | N |  |  | N | IPP Non-CHP | 2 | X | DFO
Petroleum Liquids.DFO | petroleum | TRUE | 64812 | Power Depot Group A, LLC | 65573 | Ridge Rd | TX | Hidalgo | RR9 | Petroleum Liquids | IC |  | S | 0.6 | 0.8 | 0.5 | 0.6 | 0.1 | N |  |  | N | IPP Non-CHP | 2 | X | DFO
Petroleum Liquids.DFO | petroleum | TRUE | 64812 | Power Depot Group A, LLC | 65574 | Santa Rosa | TX | Cameron | SR1 | Petroleum Liquids | IC |  | S | 0.6 | 0.8 | 0.5 | 0.6 | 0.1 | N |  |  | N | IPP Non-CHP | 2 | X | DFO
Petroleum Liquids.DFO | petroleum | TRUE | 64812 | Power Depot Group A, LLC | 65574 | Santa Rosa | TX | Cameron | SR10 | Petroleum Liquids | IC |  | S | 0.6 | 0.8 | 0.5 | 0.6 | 0.1 | N |  |  | N | IPP Non-CHP | 2 | X | DFO
Petroleum Liquids.DFO | petroleum | TRUE | 64812 | Power Depot Group A, LLC | 65574 | Santa Rosa | TX | Cameron | SR11 | Petroleum Liquids | IC |  | S | 0.6 | 0.8 | 0.5 | 0.6 | 0.1 | N |  |  | N | IPP Non-CHP | 2 | X | DFO
Petroleum Liquids.DFO | petroleum | TRUE | 64812 | Power Depot Group A, LLC | 65574 | Santa Rosa | TX | Cameron | SR12 | Petroleum Liquids | IC |  | S | 0.6 | 0.8 | 0.5 | 0.6 | 0.1 | N |  |  | N | IPP Non-CHP | 2 | X | DFO
Petroleum Liquids.DFO | petroleum | TRUE | 64812 | Power Depot Group A, LLC | 65574 | Santa Rosa | TX | Cameron | SR13 | Petroleum Liquids | IC |  | S | 0.6 | 0.8 | 0.5 | 0.6 | 0.1 | N |  |  | N | IPP Non-CHP | 2 | X | DFO
Petroleum Liquids.DFO | petroleum | TRUE | 64812 | Power Depot Group A, LLC | 65574 | Santa Rosa | TX | Cameron | SR14 | Petroleum Liquids | IC |  | S | 0.6 | 0.8 | 0.5 | 0.6 | 0.1 | N |  |  | N | IPP Non-CHP | 2 | X | DFO
Petroleum Liquids.DFO | petroleum | TRUE | 64812 | Power Depot Group A, LLC | 65574 | Santa Rosa | TX | Cameron | SR15 | Petroleum Liquids | IC |  | S | 0.6 | 0.8 | 0.5 | 0.6 | 0.1 | N |  |  | N | IPP Non-CHP | 2 | X | DFO
Petroleum Liquids.DFO | petroleum | TRUE | 64812 | Power Depot Group A, LLC | 65574 | Santa Rosa | TX | Cameron | SR2 | Petroleum Liquids | IC |  | S | 0.6 | 0.8 | 0.5 | 0.6 | 0.1 | N |  |  | N | IPP Non-CHP | 2 | X | DFO
Petroleum Liquids.DFO | petroleum | TRUE | 64812 | Power Depot Group A, LLC | 65574 | Santa Rosa | TX | Cameron | SR3 | Petroleum Liquids | IC |  | S | 0.6 | 0.8 | 0.5 | 0.6 | 0.1 | N |  |  | N | IPP Non-CHP | 2 | X | DFO
Petroleum Liquids.DFO | petroleum | TRUE | 64812 | Power Depot Group A, LLC | 65574 | Santa Rosa | TX | Cameron | SR4 | Petroleum Liquids | IC |  | S | 0.6 | 0.8 | 0.5 | 0.6 | 0.1 | N |  |  | N | IPP Non-CHP | 2 | X | DFO
Petroleum Liquids.DFO | petroleum | TRUE | 64812 | Power Depot Group A, LLC | 65574 | Santa Rosa | TX | Cameron | SR5 | Petroleum Liquids | IC |  | S | 0.6 | 0.8 | 0.5 | 0.6 | 0.1 | N |  |  | N | IPP Non-CHP | 2 | X | DFO
Petroleum Liquids.DFO | petroleum | TRUE | 64812 | Power Depot Group A, LLC | 65574 | Santa Rosa | TX | Cameron | SR6 | Petroleum Liquids | IC |  | S | 0.6 | 0.8 | 0.5 | 0.6 | 0.1 | N |  |  | N | IPP Non-CHP | 2 | X | DFO
Petroleum Liquids.DFO | petroleum | TRUE | 64812 | Power Depot Group A, LLC | 65574 | Santa Rosa | TX | Cameron | SR7 | Petroleum Liquids | IC |  | S | 0.6 | 0.8 | 0.5 | 0.6 | 0.1 | N |  |  | N | IPP Non-CHP | 2 | X | DFO
Petroleum Liquids.DFO | petroleum | TRUE | 64812 | Power Depot Group A, LLC | 65574 | Santa Rosa | TX | Cameron | SR8 | Petroleum Liquids | IC |  | S | 0.6 | 0.8 | 0.5 | 0.6 | 0.1 | N |  |  | N | IPP Non-CHP | 2 | X | DFO
Petroleum Liquids.DFO | petroleum | TRUE | 64812 | Power Depot Group A, LLC | 65574 | Santa Rosa | TX | Cameron | SR9 | Petroleum Liquids | IC |  | S | 0.6 | 0.8 | 0.5 | 0.6 | 0.1 | N |  |  | N | IPP Non-CHP | 2 | X | DFO
Petroleum Liquids.DFO | petroleum | TRUE | 64812 | Power Depot Group A, LLC | 65575 | Southwick | TX | Harris | SW1 | Petroleum Liquids | IC |  | S | 0.6 | 0.8 | 0.5 | 0.6 | 0.1 | N |  |  | N | IPP Non-CHP | 2 | X | DFO
Petroleum Liquids.DFO | petroleum | TRUE | 64812 | Power Depot Group A, LLC | 65575 | Southwick | TX | Harris | SW10 | Petroleum Liquids | IC |  | S | 0.6 | 0.8 | 0.5 | 0.6 | 0.1 | N |  |  | N | IPP Non-CHP | 2 | X | DFO
Petroleum Liquids.DFO | petroleum | TRUE | 64812 | Power Depot Group A, LLC | 65575 | Southwick | TX | Harris | SW11 | Petroleum Liquids | IC |  | S | 0.6 | 0.8 | 0.5 | 0.6 | 0.1 | N |  |  | N | IPP Non-CHP | 2 | X | DFO
Petroleum Liquids.DFO | petroleum | TRUE | 64812 | Power Depot Group A, LLC | 65575 | Southwick | TX | Harris | SW12 | Petroleum Liquids | IC |  | S | 0.6 | 0.8 | 0.5 | 0.6 | 0.1 | N |  |  | N | IPP Non-CHP | 2 | X | DFO
Petroleum Liquids.DFO | petroleum | TRUE | 64812 | Power Depot Group A, LLC | 65575 | Southwick | TX | Harris | SW13 | Petroleum Liquids | IC |  | S | 0.6 | 0.8 | 0.5 | 0.6 | 0.1 | N |  |  | N | IPP Non-CHP | 2 | X | DFO
Petroleum Liquids.DFO | petroleum | TRUE | 64812 | Power Depot Group A, LLC | 65575 | Southwick | TX | Harris | SW14 | Petroleum Liquids | IC |  | S | 0.6 | 0.8 | 0.5 | 0.6 | 0.1 | N |  |  | N | IPP Non-CHP | 2 | X | DFO
Petroleum Liquids.DFO | petroleum | TRUE | 64812 | Power Depot Group A, LLC | 65575 | Southwick | TX | Harris | SW15 | Petroleum Liquids | IC |  | S | 0.6 | 0.8 | 0.5 | 0.6 | 0.1 | N |  |  | N | IPP Non-CHP | 2 | X | DFO
Petroleum Liquids.DFO | petroleum | TRUE | 64812 | Power Depot Group A, LLC | 65575 | Southwick | TX | Harris | SW2 | Petroleum Liquids | IC |  | S | 0.6 | 0.8 | 0.5 | 0.6 | 0.1 | N |  |  | N | IPP Non-CHP | 2 | X | DFO
Petroleum Liquids.DFO | petroleum | TRUE | 64812 | Power Depot Group A, LLC | 65575 | Southwick | TX | Harris | SW3 | Petroleum Liquids | IC |  | S | 0.6 | 0.8 | 0.5 | 0.6 | 0.1 | N |  |  | N | IPP Non-CHP | 2 | X | DFO
Petroleum Liquids.DFO | petroleum | TRUE | 64812 | Power Depot Group A, LLC | 65575 | Southwick | TX | Harris | SW4 | Petroleum Liquids | IC |  | S | 0.6 | 0.8 | 0.5 | 0.6 | 0.1 | N |  |  | N | IPP Non-CHP | 2 | X | DFO
Petroleum Liquids.DFO | petroleum | TRUE | 64812 | Power Depot Group A, LLC | 65575 | Southwick | TX | Harris | SW5 | Petroleum Liquids | IC |  | S | 0.6 | 0.8 | 0.5 | 0.6 | 0.1 | N |  |  | N | IPP Non-CHP | 2 | X | DFO
Petroleum Liquids.DFO | petroleum | TRUE | 64812 | Power Depot Group A, LLC | 65575 | Southwick | TX | Harris | SW6 | Petroleum Liquids | IC |  | S | 0.6 | 0.8 | 0.5 | 0.6 | 0.1 | N |  |  | N | IPP Non-CHP | 2 | X | DFO
Petroleum Liquids.DFO | petroleum | TRUE | 64812 | Power Depot Group A, LLC | 65575 | Southwick | TX | Harris | SW7 | Petroleum Liquids | IC |  | S | 0.6 | 0.8 | 0.5 | 0.6 | 0.1 | N |  |  | N | IPP Non-CHP | 2 | X | DFO
Petroleum Liquids.DFO | petroleum | TRUE | 64812 | Power Depot Group A, LLC | 65575 | Southwick | TX | Harris | SW8 | Petroleum Liquids | IC |  | S | 0.6 | 0.8 | 0.5 | 0.6 | 0.1 | N |  |  | N | IPP Non-CHP | 2 | X | DFO
Petroleum Liquids.DFO | petroleum | TRUE | 64812 | Power Depot Group A, LLC | 65575 | Southwick | TX | Harris | SW9 | Petroleum Liquids | IC |  | S | 0.6 | 0.8 | 0.5 | 0.6 | 0.1 | N |  |  | N | IPP Non-CHP | 2 | X | DFO
Petroleum Liquids.DFO | petroleum | TRUE | 64812 | Power Depot Group A, LLC | 65576 | Stonegate | TX | Fort Bend | STG1 | Petroleum Liquids | IC |  | S | 0.6 | 0.8 | 0.5 | 0.6 | 0.1 | N |  |  | N | IPP Non-CHP | 2 | X | DFO
Petroleum Liquids.DFO | petroleum | TRUE | 64812 | Power Depot Group A, LLC | 65576 | Stonegate | TX | Fort Bend | STG10 | Petroleum Liquids | IC |  | S | 0.6 | 0.8 | 0.5 | 0.6 | 0.1 | N |  |  | N | IPP Non-CHP | 2 | X | DFO
Petroleum Liquids.DFO | petroleum | TRUE | 64812 | Power Depot Group A, LLC | 65576 | Stonegate | TX | Fort Bend | STG11 | Petroleum Liquids | IC |  | S | 0.6 | 0.8 | 0.5 | 0.6 | 0.1 | N |  |  | N | IPP Non-CHP | 2 | X | DFO
Petroleum Liquids.DFO | petroleum | TRUE | 64812 | Power Depot Group A, LLC | 65576 | Stonegate | TX | Fort Bend | STG12 | Petroleum Liquids | IC |  | S | 0.6 | 0.8 | 0.5 | 0.6 | 0.1 | N |  |  | N | IPP Non-CHP | 2 | X | DFO
Petroleum Liquids.DFO | petroleum | TRUE | 64812 | Power Depot Group A, LLC | 65576 | Stonegate | TX | Fort Bend | STG13 | Petroleum Liquids | IC |  | S | 0.6 | 0.8 | 0.5 | 0.6 | 0.1 | N |  |  | N | IPP Non-CHP | 2 | X | DFO
Petroleum Liquids.DFO | petroleum | TRUE | 64812 | Power Depot Group A, LLC | 65576 | Stonegate | TX | Fort Bend | STG14 | Petroleum Liquids | IC |  | S | 0.6 | 0.8 | 0.5 | 0.6 | 0.1 | N |  |  | N | IPP Non-CHP | 2 | X | DFO
Petroleum Liquids.DFO | petroleum | TRUE | 64812 | Power Depot Group A, LLC | 65576 | Stonegate | TX | Fort Bend | STG15 | Petroleum Liquids | IC |  | S | 0.6 | 0.8 | 0.5 | 0.6 | 0.1 | N |  |  | N | IPP Non-CHP | 2 | X | DFO
Petroleum Liquids.DFO | petroleum | TRUE | 64812 | Power Depot Group A, LLC | 65576 | Stonegate | TX | Fort Bend | STG2 | Petroleum Liquids | IC |  | S | 0.6 | 0.8 | 0.5 | 0.6 | 0.1 | N |  |  | N | IPP Non-CHP | 2 | X | DFO
Petroleum Liquids.DFO | petroleum | TRUE | 64812 | Power Depot Group A, LLC | 65576 | Stonegate | TX | Fort Bend | STG3 | Petroleum Liquids | IC |  | S | 0.6 | 0.8 | 0.5 | 0.6 | 0.1 | N |  |  | N | IPP Non-CHP | 2 | X | DFO
Petroleum Liquids.DFO | petroleum | TRUE | 64812 | Power Depot Group A, LLC | 65576 | Stonegate | TX | Fort Bend | STG4 | Petroleum Liquids | IC |  | S | 0.6 | 0.8 | 0.5 | 0.6 | 0.1 | N |  |  | N | IPP Non-CHP | 2 | X | DFO
Petroleum Liquids.DFO | petroleum | TRUE | 64812 | Power Depot Group A, LLC | 65576 | Stonegate | TX | Fort Bend | STG5 | Petroleum Liquids | IC |  | S | 0.6 | 0.8 | 0.5 | 0.6 | 0.1 | N |  |  | N | IPP Non-CHP | 2 | X | DFO
Petroleum Liquids.DFO | petroleum | TRUE | 64812 | Power Depot Group A, LLC | 65576 | Stonegate | TX | Fort Bend | STG6 | Petroleum Liquids | IC |  | S | 0.6 | 0.8 | 0.5 | 0.6 | 0.1 | N |  |  | N | IPP Non-CHP | 2 | X | DFO
Petroleum Liquids.DFO | petroleum | TRUE | 64812 | Power Depot Group A, LLC | 65576 | Stonegate | TX | Fort Bend | STG7 | Petroleum Liquids | IC |  | S | 0.6 | 0.8 | 0.5 | 0.6 | 0.1 | N |  |  | N | IPP Non-CHP | 2 | X | DFO
Petroleum Liquids.DFO | petroleum | TRUE | 64812 | Power Depot Group A, LLC | 65576 | Stonegate | TX | Fort Bend | STG8 | Petroleum Liquids | IC |  | S | 0.6 | 0.8 | 0.5 | 0.6 | 0.1 | N |  |  | N | IPP Non-CHP | 2 | X | DFO
Petroleum Liquids.DFO | petroleum | TRUE | 64812 | Power Depot Group A, LLC | 65576 | Stonegate | TX | Fort Bend | STG9 | Petroleum Liquids | IC |  | S | 0.6 | 0.8 | 0.5 | 0.6 | 0.1 | N |  |  | N | IPP Non-CHP | 2 | X | DFO
Onshore Wind Turbine.WND | onshore wind | TRUE | 64896 | Clearwater Energy Resources LLC | 65577 | Clearwater Wind I | MT | Rosebud | CW1 | Onshore Wind Turbine | WT |  | S | 365.5 | 0.9 | 365.5 | 365.5 | 0 | N |  |  | N | IPP Non-CHP | 2 | X | WND
Petroleum Liquids.DFO | petroleum | TRUE | 64812 | Power Depot Group A, LLC | 65578 | Tumbleweed | TX | Andrews | TWD1 | Petroleum Liquids | IC |  | S | 0.6 | 0.8 | 0.5 | 0.6 | 0.1 | N |  |  | N | IPP Non-CHP | 2 | X | DFO
Petroleum Liquids.DFO | petroleum | TRUE | 64812 | Power Depot Group A, LLC | 65578 | Tumbleweed | TX | Andrews | TWD10 | Petroleum Liquids | IC |  | S | 0.6 | 0.8 | 0.5 | 0.6 | 0.1 | N |  |  | N | IPP Non-CHP | 2 | X | DFO
Petroleum Liquids.DFO | petroleum | TRUE | 64812 | Power Depot Group A, LLC | 65578 | Tumbleweed | TX | Andrews | TWD11 | Petroleum Liquids | IC |  | S | 0.6 | 0.8 | 0.5 | 0.6 | 0.1 | N |  |  | N | IPP Non-CHP | 2 | X | DFO
Petroleum Liquids.DFO | petroleum | TRUE | 64812 | Power Depot Group A, LLC | 65578 | Tumbleweed | TX | Andrews | TWD12 | Petroleum Liquids | IC |  | S | 0.6 | 0.8 | 0.5 | 0.6 | 0.1 | N |  |  | N | IPP Non-CHP | 2 | X | DFO
Petroleum Liquids.DFO | petroleum | TRUE | 64812 | Power Depot Group A, LLC | 65578 | Tumbleweed | TX | Andrews | TWD13 | Petroleum Liquids | IC |  | S | 0.6 | 0.8 | 0.5 | 0.6 | 0.1 | N |  |  | N | IPP Non-CHP | 2 | X | DFO
Petroleum Liquids.DFO | petroleum | TRUE | 64812 | Power Depot Group A, LLC | 65578 | Tumbleweed | TX | Andrews | TWD14 | Petroleum Liquids | IC |  | S | 0.6 | 0.8 | 0.5 | 0.6 | 0.1 | N |  |  | N | IPP Non-CHP | 2 | X | DFO
Petroleum Liquids.DFO | petroleum | TRUE | 64812 | Power Depot Group A, LLC | 65578 | Tumbleweed | TX | Andrews | TWD15 | Petroleum Liquids | IC |  | S | 0.6 | 0.8 | 0.5 | 0.6 | 0.1 | N |  |  | N | IPP Non-CHP | 2 | X | DFO
Petroleum Liquids.DFO | petroleum | TRUE | 64812 | Power Depot Group A, LLC | 65578 | Tumbleweed | TX | Andrews | TWD2 | Petroleum Liquids | IC |  | S | 0.6 | 0.8 | 0.5 | 0.6 | 0.1 | N |  |  | N | IPP Non-CHP | 2 | X | DFO
Petroleum Liquids.DFO | petroleum | TRUE | 64812 | Power Depot Group A, LLC | 65578 | Tumbleweed | TX | Andrews | TWD3 | Petroleum Liquids | IC |  | S | 0.6 | 0.8 | 0.5 | 0.6 | 0.1 | N |  |  | N | IPP Non-CHP | 2 | X | DFO
Petroleum Liquids.DFO | petroleum | TRUE | 64812 | Power Depot Group A, LLC | 65578 | Tumbleweed | TX | Andrews | TWD4 | Petroleum Liquids | IC |  | S | 0.6 | 0.8 | 0.5 | 0.6 | 0.1 | N |  |  | N | IPP Non-CHP | 2 | X | DFO
Petroleum Liquids.DFO | petroleum | TRUE | 64812 | Power Depot Group A, LLC | 65578 | Tumbleweed | TX | Andrews | TWD5 | Petroleum Liquids | IC |  | S | 0.6 | 0.8 | 0.5 | 0.6 | 0.1 | N |  |  | N | IPP Non-CHP | 2 | X | DFO
Petroleum Liquids.DFO | petroleum | TRUE | 64812 | Power Depot Group A, LLC | 65578 | Tumbleweed | TX | Andrews | TWD6 | Petroleum Liquids | IC |  | S | 0.6 | 0.8 | 0.5 | 0.6 | 0.1 | N |  |  | N | IPP Non-CHP | 2 | X | DFO
Petroleum Liquids.DFO | petroleum | TRUE | 64812 | Power Depot Group A, LLC | 65578 | Tumbleweed | TX | Andrews | TWD7 | Petroleum Liquids | IC |  | S | 0.6 | 0.8 | 0.5 | 0.6 | 0.1 | N |  |  | N | IPP Non-CHP | 2 | X | DFO
Petroleum Liquids.DFO | petroleum | TRUE | 64812 | Power Depot Group A, LLC | 65578 | Tumbleweed | TX | Andrews | TWD8 | Petroleum Liquids | IC |  | S | 0.6 | 0.8 | 0.5 | 0.6 | 0.1 | N |  |  | N | IPP Non-CHP | 2 | X | DFO
Petroleum Liquids.DFO | petroleum | TRUE | 64812 | Power Depot Group A, LLC | 65578 | Tumbleweed | TX | Andrews | TWD9 | Petroleum Liquids | IC |  | S | 0.6 | 0.8 | 0.5 | 0.6 | 0.1 | N |  |  | N | IPP Non-CHP | 2 | X | DFO
Petroleum Liquids.DFO | petroleum | TRUE | 64812 | Power Depot Group A, LLC | 65579 | Vaquero | TX | Cameron | VQ1 | Petroleum Liquids | IC |  | S | 0.6 | 0.8 | 0.5 | 0.6 | 0.1 | N |  |  | N | IPP Non-CHP | 2 | X | DFO
Petroleum Liquids.DFO | petroleum | TRUE | 64812 | Power Depot Group A, LLC | 65579 | Vaquero | TX | Cameron | VQ10 | Petroleum Liquids | IC |  | S | 0.6 | 0.8 | 0.5 | 0.6 | 0.1 | N |  |  | N | IPP Non-CHP | 2 | X | DFO
Petroleum Liquids.DFO | petroleum | TRUE | 64812 | Power Depot Group A, LLC | 65579 | Vaquero | TX | Cameron | VQ11 | Petroleum Liquids | IC |  | S | 0.6 | 0.8 | 0.5 | 0.6 | 0.1 | N |  |  | N | IPP Non-CHP | 2 | X | DFO
Petroleum Liquids.DFO | petroleum | TRUE | 64812 | Power Depot Group A, LLC | 65579 | Vaquero | TX | Cameron | VQ12 | Petroleum Liquids | IC |  | S | 0.6 | 0.8 | 0.5 | 0.6 | 0.1 | N |  |  | N | IPP Non-CHP | 2 | X | DFO
Petroleum Liquids.DFO | petroleum | TRUE | 64812 | Power Depot Group A, LLC | 65579 | Vaquero | TX | Cameron | VQ13 | Petroleum Liquids | IC |  | S | 0.6 | 0.8 | 0.5 | 0.6 | 0.1 | N |  |  | N | IPP Non-CHP | 2 | X | DFO
Petroleum Liquids.DFO | petroleum | TRUE | 64812 | Power Depot Group A, LLC | 65579 | Vaquero | TX | Cameron | VQ14 | Petroleum Liquids | IC |  | S | 0.6 | 0.8 | 0.5 | 0.6 | 0.1 | N |  |  | N | IPP Non-CHP | 2 | X | DFO
Petroleum Liquids.DFO | petroleum | TRUE | 64812 | Power Depot Group A, LLC | 65579 | Vaquero | TX | Cameron | VQ15 | Petroleum Liquids | IC |  | S | 0.6 | 0.8 | 0.5 | 0.6 | 0.1 | N |  |  | N | IPP Non-CHP | 2 | X | DFO
Petroleum Liquids.DFO | petroleum | TRUE | 64812 | Power Depot Group A, LLC | 65579 | Vaquero | TX | Cameron | VQ2 | Petroleum Liquids | IC |  | S | 0.6 | 0.8 | 0.5 | 0.6 | 0.1 | N |  |  | N | IPP Non-CHP | 2 | X | DFO
Petroleum Liquids.DFO | petroleum | TRUE | 64812 | Power Depot Group A, LLC | 65579 | Vaquero | TX | Cameron | VQ3 | Petroleum Liquids | IC |  | S | 0.6 | 0.8 | 0.5 | 0.6 | 0.1 | N |  |  | N | IPP Non-CHP | 2 | X | DFO
Petroleum Liquids.DFO | petroleum | TRUE | 64812 | Power Depot Group A, LLC | 65579 | Vaquero | TX | Cameron | VQ4 | Petroleum Liquids | IC |  | S | 0.6 | 0.8 | 0.5 | 0.6 | 0.1 | N |  |  | N | IPP Non-CHP | 2 | X | DFO
Petroleum Liquids.DFO | petroleum | TRUE | 64812 | Power Depot Group A, LLC | 65579 | Vaquero | TX | Cameron | VQ5 | Petroleum Liquids | IC |  | S | 0.6 | 0.8 | 0.5 | 0.6 | 0.1 | N |  |  | N | IPP Non-CHP | 2 | X | DFO
Petroleum Liquids.DFO | petroleum | TRUE | 64812 | Power Depot Group A, LLC | 65579 | Vaquero | TX | Cameron | VQ6 | Petroleum Liquids | IC |  | S | 0.6 | 0.8 | 0.5 | 0.6 | 0.1 | N |  |  | N | IPP Non-CHP | 2 | X | DFO
Petroleum Liquids.DFO | petroleum | TRUE | 64812 | Power Depot Group A, LLC | 65579 | Vaquero | TX | Cameron | VQ7 | Petroleum Liquids | IC |  | S | 0.6 | 0.8 | 0.5 | 0.6 | 0.1 | N |  |  | N | IPP Non-CHP | 2 | X | DFO
Petroleum Liquids.DFO | petroleum | TRUE | 64812 | Power Depot Group A, LLC | 65579 | Vaquero | TX | Cameron | VQ8 | Petroleum Liquids | IC |  | S | 0.6 | 0.8 | 0.5 | 0.6 | 0.1 | N |  |  | N | IPP Non-CHP | 2 | X | DFO
Petroleum Liquids.DFO | petroleum | TRUE | 64812 | Power Depot Group A, LLC | 65579 | Vaquero | TX | Cameron | VQ9 | Petroleum Liquids | IC |  | S | 0.6 | 0.8 | 0.5 | 0.6 | 0.1 | N |  |  | N | IPP Non-CHP | 2 | X | DFO
Petroleum Liquids.DFO | petroleum | TRUE | 64812 | Power Depot Group A, LLC | 65580 | Villa Cavasos | TX | Cameron | VC1 | Petroleum Liquids | IC |  | S | 0.6 | 0.8 | 0.5 | 0.6 | 0.1 | N |  |  | N | IPP Non-CHP | 2 | X | DFO
Petroleum Liquids.DFO | petroleum | TRUE | 64812 | Power Depot Group A, LLC | 65580 | Villa Cavasos | TX | Cameron | VC10 | Petroleum Liquids | IC |  | S | 0.6 | 0.8 | 0.5 | 0.6 | 0.1 | N |  |  | N | IPP Non-CHP | 2 | X | DFO
Petroleum Liquids.DFO | petroleum | TRUE | 64812 | Power Depot Group A, LLC | 65580 | Villa Cavasos | TX | Cameron | VC11 | Petroleum Liquids | IC |  | S | 0.6 | 0.8 | 0.5 | 0.6 | 0.1 | N |  |  | N | IPP Non-CHP | 2 | X | DFO
Petroleum Liquids.DFO | petroleum | TRUE | 64812 | Power Depot Group A, LLC | 65580 | Villa Cavasos | TX | Cameron | VC12 | Petroleum Liquids | IC |  | S | 0.6 | 0.8 | 0.5 | 0.6 | 0.1 | N |  |  | N | IPP Non-CHP | 2 | X | DFO
Petroleum Liquids.DFO | petroleum | TRUE | 64812 | Power Depot Group A, LLC | 65580 | Villa Cavasos | TX | Cameron | VC13 | Petroleum Liquids | IC |  | S | 0.6 | 0.8 | 0.5 | 0.6 | 0.1 | N |  |  | N | IPP Non-CHP | 2 | X | DFO
Petroleum Liquids.DFO | petroleum | TRUE | 64812 | Power Depot Group A, LLC | 65580 | Villa Cavasos | TX | Cameron | VC14 | Petroleum Liquids | IC |  | S | 0.6 | 0.8 | 0.5 | 0.6 | 0.1 | N |  |  | N | IPP Non-CHP | 2 | X | DFO
Petroleum Liquids.DFO | petroleum | TRUE | 64812 | Power Depot Group A, LLC | 65580 | Villa Cavasos | TX | Cameron | VC15 | Petroleum Liquids | IC |  | S | 0.6 | 0.8 | 0.5 | 0.6 | 0.1 | N |  |  | N | IPP Non-CHP | 2 | X | DFO
Petroleum Liquids.DFO | petroleum | TRUE | 64812 | Power Depot Group A, LLC | 65580 | Villa Cavasos | TX | Cameron | VC2 | Petroleum Liquids | IC |  | S | 0.6 | 0.8 | 0.5 | 0.6 | 0.1 | N |  |  | N | IPP Non-CHP | 2 | X | DFO
Petroleum Liquids.DFO | petroleum | TRUE | 64812 | Power Depot Group A, LLC | 65580 | Villa Cavasos | TX | Cameron | VC3 | Petroleum Liquids | IC |  | S | 0.6 | 0.8 | 0.5 | 0.6 | 0.1 | N |  |  | N | IPP Non-CHP | 2 | X | DFO
Petroleum Liquids.DFO | petroleum | TRUE | 64812 | Power Depot Group A, LLC | 65580 | Villa Cavasos | TX | Cameron | VC4 | Petroleum Liquids | IC |  | S | 0.6 | 0.8 | 0.5 | 0.6 | 0.1 | N |  |  | N | IPP Non-CHP | 2 | X | DFO
Petroleum Liquids.DFO | petroleum | TRUE | 64812 | Power Depot Group A, LLC | 65580 | Villa Cavasos | TX | Cameron | VC5 | Petroleum Liquids | IC |  | S | 0.6 | 0.8 | 0.5 | 0.6 | 0.1 | N |  |  | N | IPP Non-CHP | 2 | X | DFO
Petroleum Liquids.DFO | petroleum | TRUE | 64812 | Power Depot Group A, LLC | 65580 | Villa Cavasos | TX | Cameron | VC6 | Petroleum Liquids | IC |  | S | 0.6 | 0.8 | 0.5 | 0.6 | 0.1 | N |  |  | N | IPP Non-CHP | 2 | X | DFO
Petroleum Liquids.DFO | petroleum | TRUE | 64812 | Power Depot Group A, LLC | 65580 | Villa Cavasos | TX | Cameron | VC7 | Petroleum Liquids | IC |  | S | 0.6 | 0.8 | 0.5 | 0.6 | 0.1 | N |  |  | N | IPP Non-CHP | 2 | X | DFO
Petroleum Liquids.DFO | petroleum | TRUE | 64812 | Power Depot Group A, LLC | 65580 | Villa Cavasos | TX | Cameron | VC8 | Petroleum Liquids | IC |  | S | 0.6 | 0.8 | 0.5 | 0.6 | 0.1 | N |  |  | N | IPP Non-CHP | 2 | X | DFO
Petroleum Liquids.DFO | petroleum | TRUE | 64812 | Power Depot Group A, LLC | 65580 | Villa Cavasos | TX | Cameron | VC9 | Petroleum Liquids | IC |  | S | 0.6 | 0.8 | 0.5 | 0.6 | 0.1 | N |  |  | N | IPP Non-CHP | 2 | X | DFO
Petroleum Liquids.DFO | petroleum | TRUE | 64812 | Power Depot Group A, LLC | 65581 | Westover | TX | Ector | WSI1 | Petroleum Liquids | IC |  | S | 0.6 | 0.8 | 0.5 | 0.6 | 0.1 | N |  |  | N | IPP Non-CHP | 2 | X | DFO
Petroleum Liquids.DFO | petroleum | TRUE | 64812 | Power Depot Group A, LLC | 65581 | Westover | TX | Ector | WSI10 | Petroleum Liquids | IC |  | S | 0.6 | 0.8 | 0.5 | 0.6 | 0.1 | N |  |  | N | IPP Non-CHP | 2 | X | DFO
Petroleum Liquids.DFO | petroleum | TRUE | 64812 | Power Depot Group A, LLC | 65581 | Westover | TX | Ector | WSI11 | Petroleum Liquids | IC |  | S | 0.6 | 0.8 | 0.5 | 0.6 | 0.1 | N |  |  | N | IPP Non-CHP | 2 | X | DFO
Petroleum Liquids.DFO | petroleum | TRUE | 64812 | Power Depot Group A, LLC | 65581 | Westover | TX | Ector | WSI12 | Petroleum Liquids | IC |  | S | 0.6 | 0.8 | 0.5 | 0.6 | 0.1 | N |  |  | N | IPP Non-CHP | 2 | X | DFO
Petroleum Liquids.DFO | petroleum | TRUE | 64812 | Power Depot Group A, LLC | 65581 | Westover | TX | Ector | WSI13 | Petroleum Liquids | IC |  | S | 0.6 | 0.8 | 0.5 | 0.6 | 0.1 | N |  |  | N | IPP Non-CHP | 2 | X | DFO
Petroleum Liquids.DFO | petroleum | TRUE | 64812 | Power Depot Group A, LLC | 65581 | Westover | TX | Ector | WSI14 | Petroleum Liquids | IC |  | S | 0.6 | 0.8 | 0.5 | 0.6 | 0.1 | N |  |  | N | IPP Non-CHP | 2 | X | DFO
Petroleum Liquids.DFO | petroleum | TRUE | 64812 | Power Depot Group A, LLC | 65581 | Westover | TX | Ector | WSI15 | Petroleum Liquids | IC |  | S | 0.6 | 0.8 | 0.5 | 0.6 | 0.1 | N |  |  | N | IPP Non-CHP | 2 | X | DFO
Petroleum Liquids.DFO | petroleum | TRUE | 64812 | Power Depot Group A, LLC | 65581 | Westover | TX | Ector | WSI2 | Petroleum Liquids | IC |  | S | 0.6 | 0.8 | 0.5 | 0.6 | 0.1 | N |  |  | N | IPP Non-CHP | 2 | X | DFO
Petroleum Liquids.DFO | petroleum | TRUE | 64812 | Power Depot Group A, LLC | 65581 | Westover | TX | Ector | WSI3 | Petroleum Liquids | IC |  | S | 0.6 | 0.8 | 0.5 | 0.6 | 0.1 | N |  |  | N | IPP Non-CHP | 2 | X | DFO
Petroleum Liquids.DFO | petroleum | TRUE | 64812 | Power Depot Group A, LLC | 65581 | Westover | TX | Ector | WSI4 | Petroleum Liquids | IC |  | S | 0.6 | 0.8 | 0.5 | 0.6 | 0.1 | N |  |  | N | IPP Non-CHP | 2 | X | DFO
Petroleum Liquids.DFO | petroleum | TRUE | 64812 | Power Depot Group A, LLC | 65581 | Westover | TX | Ector | WSI5 | Petroleum Liquids | IC |  | S | 0.6 | 0.8 | 0.5 | 0.6 | 0.1 | N |  |  | N | IPP Non-CHP | 2 | X | DFO
Petroleum Liquids.DFO | petroleum | TRUE | 64812 | Power Depot Group A, LLC | 65581 | Westover | TX | Ector | WSI6 | Petroleum Liquids | IC |  | S | 0.6 | 0.8 | 0.5 | 0.6 | 0.1 | N |  |  | N | IPP Non-CHP | 2 | X | DFO
Petroleum Liquids.DFO | petroleum | TRUE | 64812 | Power Depot Group A, LLC | 65581 | Westover | TX | Ector | WSI7 | Petroleum Liquids | IC |  | S | 0.6 | 0.8 | 0.5 | 0.6 | 0.1 | N |  |  | N | IPP Non-CHP | 2 | X | DFO
Petroleum Liquids.DFO | petroleum | TRUE | 64812 | Power Depot Group A, LLC | 65581 | Westover | TX | Ector | WSI8 | Petroleum Liquids | IC |  | S | 0.6 | 0.8 | 0.5 | 0.6 | 0.1 | N |  |  | N | IPP Non-CHP | 2 | X | DFO
Petroleum Liquids.DFO | petroleum | TRUE | 64812 | Power Depot Group A, LLC | 65581 | Westover | TX | Ector | WSI9 | Petroleum Liquids | IC |  | S | 0.6 | 0.8 | 0.5 | 0.6 | 0.1 | N |  |  | N | IPP Non-CHP | 2 | X | DFO
Solar Photovoltaic.SUN | solar PV | TRUE | 64891 | Richlands Solar, LLC | 65583 | Richlands Solar, LLC | NC | Onslow | RICH1 | Solar Photovoltaic | PV |  | W | 1.9 |  | 1.9 | 1.9 |  | N |  |  | N | IPP Non-CHP | 2 | X | SUN
Solar Photovoltaic.SUN | solar PV | TRUE | 64890 | Cruise Solar, LLC | 65584 | Cruise Solar, LLC | NC | Onslow | CRUI1 | Solar Photovoltaic | PV |  | W | 1.9 |  | 1.9 | 1.9 |  | N |  |  | N | IPP Non-CHP | 2 | X | SUN
Solar Photovoltaic.SUN | solar PV | TRUE | 64883 | Whatley Renewables, LLC | 65585 | Whatley Renewables | MA | Franklin | 2684 | Solar Photovoltaic | PV |  | S | 1 |  | 1 | 0.8 |  | N |  |  | N | IPP Non-CHP | 2 | X | SUN
Solar Photovoltaic.SUN | solar PV | TRUE | 64884 | Wachusett Solar, LLC | 65586 | Wachusett Solar | MA | Worcester | 2910 | Solar Photovoltaic | PV |  | S | 2 |  | 2 | 1.8 |  | N |  |  | N | IPP Non-CHP | 2 | X | SUN
Solar Photovoltaic.SUN | solar PV | TRUE | 64888 | RT32 Westerlo Solar 1, LLC | 65587 | RT32 Westerlo Solar 1 | NY | Albany | 7105 | Solar Photovoltaic | PV |  | S | 5 |  | 5 | 4.8 |  | N |  |  | N | IPP Non-CHP | 2 | X | SUN
Solar Photovoltaic.SUN | solar PV | TRUE | 64083 | DG Central 1, LLC | 65595 | Hormel CSG Solar | MN | Chippewa | HORCS | Solar Photovoltaic | PV |  | S | 1 |  | 1 | 1 | 0.2 | N |  |  | N | IPP Non-CHP | 2 | X | SUN
Solar Photovoltaic.SUN | solar PV | TRUE | 62067 | EnterSolar | 65597 | CEC, LLC Westtown B | NY | Orange | CLWB | Solar Photovoltaic | PV |  | W | 2 |  | 2 | 2 |  | N |  |  | N | IPP Non-CHP | 2 | X | SUN
Solar Photovoltaic.SUN | solar PV | TRUE | 60970 | SunShare Management | 65609 | Gilcrest Sun CSG | CO | Weld | GLCRS | Solar Photovoltaic | PV |  | S | 1.8 |  | 1.8 | 1.8 |  | N |  |  | N | IPP Non-CHP | 2 | X | SUN
Solar Photovoltaic.SUN | solar PV | TRUE | 64901 | TPE MD MO32 LLC | 65610 | MO32 (CSG) | MD | Montgomery | MO32 | Solar Photovoltaic | PV |  | S | 2 |  | 2 | 2 |  | N |  |  | N | IPP Non-CHP | 2 | X | SUN
Solar Photovoltaic.SUN | solar PV | TRUE | 64902 | TPE MD MO33 LLC | 65611 | MO33 CSG | MD | Montgomery | MO33 | Solar Photovoltaic | PV |  | S | 2 |  | 2 | 2 |  | N |  |  | N | IPP Non-CHP | 2 | X | SUN
Solar Photovoltaic.SUN | solar PV | TRUE | 64903 | Snowden River Parkway, LLC | 65612 | Snowden River CSG | MD | Howard | SNOWD | Solar Photovoltaic | PV |  | S | 1.9 |  | 1.9 | 1.9 |  | N |  |  | N | IPP Non-CHP | 2 | X | SUN
Solar Photovoltaic.SUN | solar PV | TRUE | 64904 | AES Clean Energy | 65613 | JB-Tobin 2 | NY | Dutchess | JBTB2 | Solar Photovoltaic | PV |  | S | 1.6 |  | 1.6 | 1.6 |  | N |  |  | N | IPP Non-CHP | 2 | X | SUN
Batteries.MWH | battery storage | 0 | 64905 | Solar Star Coastal Pirate, LLC | 65614 | Orange Coast College PH2 Solar Project | CA | Orange | OCCBA | Batteries | BA |  | S | 2.1 |  | 2.1 | 2.1 |  | N |  |  | N | IPP Non-CHP | 2 | X | MWH
Solar Photovoltaic.SUN | solar PV | TRUE | 64905 | Solar Star Coastal Pirate, LLC | 65614 | Orange Coast College PH2 Solar Project | CA | Orange | OCCSP | Solar Photovoltaic | PV |  | S | 3.1 |  | 3 | 2.7 |  | N |  |  | N | IPP Non-CHP | 2 | X | SUN
Solar Photovoltaic.SUN | solar PV | TRUE | 64872 | Distributed Solar Development, LLC | 65617 | BBARWA | CA | San Bernardino | P3998 | Solar Photovoltaic | PV |  | S | 1.3 |  | 1.3 | 1.3 |  | N |  |  | N | IPP Non-CHP | 2 | X | SUN
Solar Photovoltaic.SUN | solar PV | TRUE | 60025 | Greenbacker Renewable Energy Corporation | 65618 | Gunnison Solar | UT | Sanpete | 524 | Solar Photovoltaic | PV |  | S | 1.5 |  | 1.5 | 1.5 |  | N |  |  | N | IPP Non-CHP | 2 | X | SUN
Solar Photovoltaic.SUN | solar PV | TRUE | 60025 | Greenbacker Renewable Energy Corporation | 65619 | ER Sand Hill | VT | Rutland | 289 | Solar Photovoltaic | PV |  | S | 2.2 |  | 2.2 | 2.2 |  | N |  |  | N | IPP Non-CHP | 2 | X | SUN
Solar Photovoltaic.SUN | solar PV | TRUE | 63466 | Conductive Power | 65620 | 100 Lower | NY | Orange | 100LR | Solar Photovoltaic | PV |  | S | 2 | 1 | 2 | 2 |  | N |  |  | N | IPP Non-CHP | 2 | X | SUN
Solar Photovoltaic.SUN | solar PV | TRUE | 63466 | Conductive Power | 65621 | 456 Lower | NY | Orange | 456LR | Solar Photovoltaic | PV |  | S | 1.4 | 1 | 1.4 | 1.4 |  | N |  |  | N | IPP Non-CHP | 2 | X | SUN
Solar Photovoltaic.SUN | solar PV | TRUE | 63466 | Conductive Power | 65622 | Absegami | NJ | Atlantic | ABSGI | Solar Photovoltaic | PV |  | S | 2.1 | 1 | 2.1 | 2.1 |  | N |  |  | N | IPP Non-CHP | 2 | X | SUN
Solar Photovoltaic.SUN | solar PV | TRUE | 63466 | Conductive Power | 65623 | Cedar Creek | NJ | Atlantic | CDRCK | Solar Photovoltaic | PV |  | S | 1.6 | 1 | 1.6 | 1.6 |  | N |  |  | N | IPP Non-CHP | 2 | X | SUN
Solar Photovoltaic.SUN | solar PV | TRUE | 64918 | EF NY CDG 011, LLC | 65624 | Union Springs 40 | NY | Cayuga | US40 | Solar Photovoltaic | PV |  | S | 5 |  | 5 | 5 |  | N |  |  | N | IPP Non-CHP | 2 | X | SUN
Solar Photovoltaic.SUN | solar PV | TRUE | 64919 | EF NY CDG 003, LLC | 65625 | Union Springs 963 | NY | Cayuga | US963 | Solar Photovoltaic | PV |  | S | 5 |  | 5 | 5 |  | N |  |  | N | IPP Non-CHP | 2 | X | SUN
Solar Photovoltaic.SUN | solar PV | TRUE | 64920 | EF NY CDG 001, LLC | 65626 | North Eagle Village Solar | NY | Onondaga | NEV | Solar Photovoltaic | PV |  | S | 5 |  | 5 | 5 |  | N |  |  | N | IPP Non-CHP | 2 | X | SUN
Solar Photovoltaic.SUN | solar PV | TRUE | 64921 | EF NY CDG 002, LLC | 65627 | Green Lakes Solar | NY | Onondaga | GL | Solar Photovoltaic | PV |  | S | 5 |  | 5 | 5 |  | N |  |  | N | IPP Non-CHP | 2 | X | SUN
Solar Photovoltaic.SUN | solar PV | TRUE | 64922 | EF NY CDG 007, LLC | 65628 | Judd Road Solar | NY | Oneida | JR | Solar Photovoltaic | PV |  | S | 5 |  | 5 | 5 |  | N |  |  | N | IPP Non-CHP | 2 | X | SUN
Solar Photovoltaic.SUN | solar PV | TRUE | 65411 | Duke Energy Renewables Services | 65631 | Pisgah Ridge Solar, LLC | TX | Navarro | PSGAH | Solar Photovoltaic | PV |  | W | 250 | 0.95 | 250 | 250 |  | N |  |  | N | IPP Non-CHP | 2 | X | SUN
Solar Photovoltaic.SUN | solar PV | TRUE | 64900 | MN CSG 2019-38 DE LLC | 65632 | MN CSG 2019-38 DE LLC | MN | Le Sueur | REGEN | Solar Photovoltaic | PV |  | S | 1 | 1 | 1 | 1 | 1 | N |  |  | N | IPP Non-CHP | 2 | X | SUN
Solar Photovoltaic.SUN | solar PV | TRUE | 64880 | Dartmouth Farms Solar, LLC | 65636 | Dartmouth Farms Solar | MA | Bristol | 2132 | Solar Photovoltaic | PV |  | S | 2 |  | 2 | 1.8 |  | N |  |  | N | IPP Non-CHP | 2 | X | SUN
Solar Photovoltaic.SUN | solar PV | TRUE | 64880 | Dartmouth Farms Solar, LLC | 65636 | Dartmouth Farms Solar | MA | Bristol | 5138 | Solar Photovoltaic | PV |  | S | 2.3 |  | 2.3 | 2.1 |  | N |  |  | N | IPP Non-CHP | 2 | X | SUN
Solar Photovoltaic.SUN | solar PV | TRUE | 64881 | Foster Solar, LLC | 65637 | Foster Solar | RI | Providence | 2481 | Solar Photovoltaic | PV |  | S | 1.2 |  | 1.2 | 1 |  | N |  |  | N | IPP Non-CHP | 2 | X | SUN
Solar Photovoltaic.SUN | solar PV | TRUE | 64910 | SR Greenville I, LLC | 65638 | SR Greenville I | TN | Greene | SRGN1 | Solar Photovoltaic | PV |  | S | 4.8 |  | 4.8 | 4.8 |  | N |  |  | N | IPP Non-CHP | 2 | X | SUN
Solar Photovoltaic.SUN | solar PV | TRUE | 64911 | SR Greenville II, LLC | 65639 | SR Greenville II | TN | Greene | SRGN2 | Solar Photovoltaic | PV |  | S | 4.8 |  | 4.8 | 4.8 |  | N |  |  | N | IPP Non-CHP | 2 | X | SUN
Solar Photovoltaic.SUN | solar PV | TRUE | 64912 | SR Bolivar, LLC | 65640 | SR Bolivar | TN | Hardeman | SRBOL | Solar Photovoltaic | PV |  | S | 3.3 |  | 3.3 | 3.3 |  | N |  |  | N | IPP Non-CHP | 2 | X | SUN
Solar Photovoltaic.SUN | solar PV | TRUE | 64913 | SR Paris, LLC | 65641 | SR Paris | TN | Henry | SRPAR | Solar Photovoltaic | PV |  | S | 6.8 |  | 6.8 | 6.8 |  | N |  |  | N | IPP Non-CHP | 2 | X | SUN
Solar Photovoltaic.SUN | solar PV | TRUE | 64914 | SR Jackson II, LLC | 65642 | SR Jackson II | TN | Madison | SRJA2 | Solar Photovoltaic | PV |  | S | 1 |  | 1 | 1 |  | N |  |  | N | IPP Non-CHP | 2 | X | SUN
Solar Photovoltaic.SUN | solar PV | TRUE | 63466 | Conductive Power | 65643 | Castleton | NY | Rensselaer | CASTN | Solar Photovoltaic | PV |  | S | 5 | 1 | 5 | 5 |  | N |  |  | N | IPP Non-CHP | 2 | X | SUN
Solar Photovoltaic.SUN | solar PV | TRUE | 64926 | Croton Solar LLC | 65647 | Croton Solar | NY | Westchester | CROT | Solar Photovoltaic | PV |  | S | 3 |  | 3 | 3 |  | N |  |  | N | IPP Non-CHP | 2 | X | SUN
Solar Photovoltaic.SUN | solar PV | TRUE | 64889 | Brockelman Road Solar 2, LLC | 65650 | Brockelman Road Solar 2 | MA | Worcester | 15446 | Solar Photovoltaic | PV |  | S | 1 |  | 1 | 0.8 |  | N |  |  | N | IPP Non-CHP | 2 | X | SUN
Batteries.MWH | battery storage | 0 | 64889 | Brockelman Road Solar 2, LLC | 65650 | Brockelman Road Solar 2 | MA | Worcester | 15447 | Batteries | BA |  | S | 2 |  | 2 | 1.8 |  | N |  |  | N | IPP Non-CHP | 2 | X | MWH
Solar Photovoltaic.SUN | solar PV | FALSE | 63432 | SkyHigh 2 Solar | 65652 | Niagara Bottling - Rialto | CA | San Bernardino | NBRIA | Solar Photovoltaic | PV |  | S | 4.2 | 1 | 4.2 | 4.2 |  | N |  |  | N | Industrial Non-CHP | 6 | X | SUN
Solar Photovoltaic.SUN | solar PV | TRUE | 63432 | SkyHigh 2 Solar | 65653 | TES Rowtier | MA | Worcester | NBRIA | Solar Photovoltaic | PV |  | S | 3 | 1 | 3 | 3 |  | N |  |  | N | IPP Non-CHP | 2 | X | SUN
Solar Photovoltaic.SUN | solar PV | TRUE | 64933 | Solar Star River SLB, LLC | 65658 | DRPA Lindenwold Station Solar Project | NJ | Camden | DLSSP | Solar Photovoltaic | PV |  | J | 6 |  | 6 | 4.8 |  | N |  |  | N | IPP Non-CHP | 2 | X | SUN
Solar Photovoltaic.SUN | solar PV | TRUE | 64930 | ENGIE 2020 ProjectCo-WI1 LLC | 65659 | ENGIE 2020 ProjectCo-WI1 LLC | WI | Fond Du Lac | PV1 | Solar Photovoltaic | PV |  | W | 1 |  | 1 | 1 |  | N |  |  | N | IPP Non-CHP | 2 | X | SUN
Solar Photovoltaic.SUN | solar PV | TRUE | 64917 | Rayos del Sol Solar Project, LLC | 65661 | Nebula Solar | TX | Cameron | NEB1 | Solar Photovoltaic | PV |  | S | 135 | 0.95 | 135 | 135 |  | N |  |  | N | IPP Non-CHP | 2 | X | SUN
Solar Photovoltaic.SUN | solar PV | TRUE | 64917 | Rayos del Sol Solar Project, LLC | 65662 | Vancourt Solar Interconnections | TX | Cameron | VAN1 | Solar Photovoltaic | PV |  | S | 45 | 0.9 | 45 | 45 |  | N |  |  | N | IPP Non-CHP | 2 | X | SUN
Solar Photovoltaic.SUN | solar PV | TRUE | 64426 | DG Connecticut III, LLC | 65667 | East Windsor Solar One | CT | Hartford | EWS1 | Solar Photovoltaic | PV |  | S | 5 |  | 5 | 5 |  | N |  |  | N | IPP Non-CHP | 2 | X | SUN
Solar Photovoltaic.SUN | solar PV | TRUE | 64426 | DG Connecticut III, LLC | 65668 | Southington Solar One | CT | Hartford | EWS1 | Solar Photovoltaic | PV |  | S | 4.7 |  | 4.7 | 4.7 |  | N |  |  | N | IPP Non-CHP | 2 | X | SUN
Batteries.MWH | battery storage | 0 | 64938 | Faunce Corner Road Dartmouth Solar 1, LLC | 65669 | Faunce Corner Community Solar | MA | Bristol | FCBA | Batteries | BA |  | S | 1 |  | 1 | 1 |  | N |  |  | N | IPP Non-CHP | 2 | X | MWH
Solar Photovoltaic.SUN | solar PV | TRUE | 64938 | Faunce Corner Road Dartmouth Solar 1, LLC | 65669 | Faunce Corner Community Solar | MA | Bristol | FCPV | Solar Photovoltaic | PV |  | S | 1 |  | 1 | 1 |  | N |  |  | N | IPP Non-CHP | 2 | X | SUN
Batteries.MWH | battery storage | 0 | 64939 | Ventura Drive Dartmouth Solar 1, LLC | 65670 | Ventura | MA | Bristol | VTRBA | Batteries | BA |  | S | 1 |  | 1 | 1 |  | N |  |  | N | IPP Non-CHP | 2 | X | MWH
Solar Photovoltaic.SUN | solar PV | TRUE | 64939 | Ventura Drive Dartmouth Solar 1, LLC | 65670 | Ventura | MA | Bristol | VTRPV | Solar Photovoltaic | PV |  | S | 1 |  | 1 | 1 |  | N |  |  | N | IPP Non-CHP | 2 | X | SUN
Solar Photovoltaic.SUN | solar PV | TRUE | 64940 | Cattail Solar, LLC | 65671 | Cattail (CSG) | IL | Whiteside | CATTL | Solar Photovoltaic | PV |  | S | 2 |  | 2 | 2 |  | N |  |  | N | IPP Non-CHP | 2 | X | SUN
Solar Photovoltaic.SUN | solar PV | TRUE | 64366 | Terra-Gen Operating Co-Hybrid | 65674 | Edwards Sanborn E1B | CA | Kern | PV | Solar Photovoltaic | PV |  | W | 154.4 |  | 154.4 | 154.4 |  | N |  |  | N | IPP Non-CHP | 2 | X | SUN
Solar Photovoltaic.SUN | solar PV | TRUE | 64366 | Terra-Gen Operating Co-Hybrid | 65675 | Edwards Sanborn E4 | CA | Kern | PV | Solar Photovoltaic | PV |  | W | 148.9 |  | 148.9 | 148.9 |  | N |  |  | N | IPP Non-CHP | 2 | X | SUN
Solar Photovoltaic.SUN | solar PV | TRUE | 64366 | Terra-Gen Operating Co-Hybrid | 65676 | Edwards Sanborn E5 | CA | Kern | PV | Solar Photovoltaic | PV |  | W | 68 |  | 68 | 68 |  | N |  |  | N | IPP Non-CHP | 2 | X | SUN
Solar Photovoltaic.SUN | solar PV | TRUE | 64366 | Terra-Gen Operating Co-Hybrid | 65677 | Edwards Sanborn S4 | CA | Kern | PV | Solar Photovoltaic | PV |  | W | 41.2 |  | 41.2 | 41.2 |  | N |  |  | N | IPP Non-CHP | 2 | X | SUN
Solar Photovoltaic.SUN | solar PV | TRUE | 64950 | LI Solar Generation, LLC | 65679 | Calverton Solar Energy Center | NY | Suffolk | 11933 | Solar Photovoltaic | PV |  | J | 22.9 |  | 22.9 | 22.9 |  | N |  |  | N | IPP Non-CHP | 2 | X | SUN
Solar Photovoltaic.SUN | solar PV | TRUE | 20856 | Wisconsin Power & Light Co | 65680 | City of Sheboygan Solar | WI | Sheboygan | PV1 | Solar Photovoltaic | PV |  | S | 0.9 | 0.9 | 1 | 1 |  | N |  |  | N | Electric Utility | 1 | X | SUN
Solar Photovoltaic.SUN | solar PV | TRUE | 20856 | Wisconsin Power & Light Co | 65681 | Kohler Solar | WI | Sheboygan | PV1 | Solar Photovoltaic | PV |  | S | 2.3 |  | 2.3 | 2.3 |  | N |  |  | N | Electric Utility | 1 | X | SUN
Solar Photovoltaic.SUN | solar PV | TRUE | 18454 | Tampa Electric Co | 65684 | Laurel Oaks Solar | FL | Hillsborough | 1 | Solar Photovoltaic | PV |  | S | 61.2 |  | 61.2 | 61.2 |  | N |  |  | N | Electric Utility | 1 | X | SUN
Solar Photovoltaic.SUN | solar PV | TRUE | 61980 | TRITEC Americas | 65685 | VS RXI 8520 Balboa | CA | Los Angeles | VSPRC | Solar Photovoltaic | PV |  | S | 1 |  | 1 | 1 |  | N |  |  | N | IPP Non-CHP | 2 | X | SUN
Solar Photovoltaic.SUN | solar PV | TRUE | 18454 | Tampa Electric Co | 65687 | Riverside Solar | FL | Hillsborough | 1 | Solar Photovoltaic | PV |  | S | 55.2 |  | 55.2 | 55.2 |  | N |  |  | N | Electric Utility | 1 | X | SUN
Solar Photovoltaic.SUN | solar PV | TRUE | 64819 | Kearsarge Ludlow LLC | 65688 | Kearsarge Ludlow LLC | MA | Hampden | LUD | Solar Photovoltaic | PV |  | S | 3.7 |  | 3.7 | 3.7 |  | N |  |  | N | IPP Non-CHP | 2 | X | SUN
Solar Photovoltaic.SUN | solar PV | TRUE | 64818 | Kearsarge Acushnet LLC | 65690 | Kearsarge Acushnet | MA | Bristol | ACUSH | Solar Photovoltaic | PV |  | S | 1.9 |  | 1.9 | 1.9 |  | N |  |  | N | IPP Non-CHP | 2 | X | SUN
Solar Photovoltaic.SUN | solar PV | TRUE | 62915 | Madison Energy Holdings LLC | 65691 | KSU Trumbull | OH | Trumbull | TRUMB | Solar Photovoltaic | PV |  | S | 1 |  | 1 | 1 |  | N |  |  | N | IPP Non-CHP | 2 | X | SUN
Batteries.MWH | battery storage | 0 | 63289 | Key Capture Energy | 65694 | TX11 Republic Road Storage | TX | Robertson | TX11 | Batteries | BA |  | S | 50 |  | 50 | 50 |  | N |  |  | N | IPP Non-CHP | 2 | X | MWH
Batteries.MWH | battery storage | 0 | 63289 | Key Capture Energy | 65695 | TX12 Silicon Hill Storage | TX | Travis | TX12 | Batteries | BA |  | S | 100 |  | 100 | 100 |  | N |  |  | N | IPP Non-CHP | 2 | X | MWH
Batteries.MWH | battery storage | 0 | 63289 | Key Capture Energy | 65696 | TX13 Endurance Park Storage | TX | Scurry | TX13 | Batteries | BA |  | S | 50 |  | 50 | 50 |  | N |  |  | N | IPP Non-CHP | 2 | X | MWH
Batteries.MWH | battery storage | 0 | 63289 | Key Capture Energy | 65701 | TX23 Roughneck Storage | TX | Brazoria | TX23 | Batteries | BA |  | S | 50 |  | 50 | 50 |  | N |  |  | N | IPP Non-CHP | 2 | X | MWH
Solar Photovoltaic.SUN | solar PV | TRUE | 63689 | Wonderful Renewable Energy, LLC. | 65706 | POM Juice Solar | CA | Fresno | PJS | Solar Photovoltaic | PV |  | W | 1.5 | 0.99 | 1.5 | 1.3 |  | N |  |  | N | IPP Non-CHP | 2 | X | SUN
Solar Photovoltaic.SUN | solar PV | FALSE | 63689 | Wonderful Renewable Energy, LLC. | 65707 | POM Beverage Solar | CA | Fresno | PBS | Solar Photovoltaic | PV |  | W | 1.8 | 0.99 | 1.7 | 1.6 |  | N |  |  | N | Industrial Non-CHP | 6 | X | SUN
Onshore Wind Turbine.WND | onshore wind | TRUE | 13781 | Northern States Power Co - Minnesota | 65713 | Rock Aetna Power Partners | MN | Murray | 32005 | Onshore Wind Turbine | WT |  | S | 20 |  | 20 | 20 | 2.3 | N |  |  | N | IPP Non-CHP | 2 | X | WND
Solar Photovoltaic.SUN | solar PV | TRUE | 64980 | Long Plain Solar, LLC | 65716 | Long Plain Solar | MA | Franklin | 3779 | Solar Photovoltaic | PV |  | S | 2 |  | 2 | 1.8 |  | N |  |  | N | IPP Non-CHP | 2 | X | SUN
Solar Photovoltaic.SUN | solar PV | TRUE | 64981 | Settlers Solar, LLC | 65717 | Settlers Solar | MA | Worcester | 4452 | Solar Photovoltaic | PV |  | S | 5 |  | 5 | 4.8 |  | N |  |  | N | IPP Non-CHP | 2 | X | SUN
Solar Photovoltaic.SUN | solar PV | TRUE | 64982 | Griffin Road Solar 2, LLC | 65719 | Griffin Road Solar 2 | MA | Worcester | 4809 | Solar Photovoltaic | PV |  | S | 1.4 |  | 1.4 | 1.2 |  | N |  |  | N | IPP Non-CHP | 2 | X | SUN
Solar Photovoltaic.SUN | solar PV | TRUE | 64984 | Woodland Avenue Solar 1, LLC | 65720 | Woodland Avenue Solar 1 | MA | Bristol | 5571 | Solar Photovoltaic | PV |  | S | 5 |  | 5 | 4.8 |  | N |  |  | N | IPP Non-CHP | 2 | X | SUN
Solar Photovoltaic.SUN | solar PV | TRUE | 64985 | RT405 Westerlo Solar 2, LLC | 65721 | RT405 Westerlo Solar 2 | NY | Albany | 7104 | Solar Photovoltaic | PV |  | S | 5 |  | 5 | 4.8 |  | N |  |  | N | IPP Non-CHP | 2 | X | SUN
Solar Photovoltaic.SUN | solar PV | TRUE | 64882 | Webster Solar, LLC | 65722 | Webster Solar | MA | Worcester | 2538 | Solar Photovoltaic | PV |  | S | 1 |  | 1 | 0.8 |  | N |  |  | N | IPP Non-CHP | 2 | X | SUN
Solar Photovoltaic.SUN | solar PV | TRUE | 64986 | LR Wheatfield Solar 1, LLC | 65723 | LR Wheatfield Solar 1 | NY | Niagara | 15557 | Solar Photovoltaic | PV |  | S | 5 |  | 5 | 4.8 |  | N |  |  | N | IPP Non-CHP | 2 | X | SUN
Solar Photovoltaic.SUN | solar PV | TRUE | 64987 | Pendleton Solar 1, LLC | 65724 | Pendleton Solar 1 | NY | Niagara | 15889 | Solar Photovoltaic | PV |  | S | 5 |  | 5 | 4.8 |  | N |  |  | N | IPP Non-CHP | 2 | X | SUN
Onshore Wind Turbine.WND | onshore wind | TRUE | 64979 | Kossuth County Wind, LLC | 65725 | Kossuth County Wind | IA | Kossuth | KCW | Onshore Wind Turbine | WT |  | S | 70 |  | 70 | 70 | 0 | N |  |  | N | IPP Non-CHP | 2 | X | WND
Solar Photovoltaic.SUN | solar PV | TRUE | 19436 | Union Electric Co - (MO) | 65726 | Montgomery County Community Solar Center | MO | Montgomery | MCCSC | Solar Photovoltaic | PV |  | S | 5.7 | 1 | 5.7 | 5.7 |  | N |  |  | N | Electric Utility | 1 | X | SUN
Solar Photovoltaic.SUN | solar PV | TRUE | 62627 | Alchemy Renewable Energy | 65727 | Statesboro Solar LLC | GA | Bulloch | GAST | Solar Photovoltaic | PV |  | S | 3 | 1 | 3 | 3 |  | N |  |  | N | IPP Non-CHP | 2 | X | SUN
Solar Photovoltaic.SUN | solar PV | TRUE | 62627 | Alchemy Renewable Energy | 65728 | BE Solar LLC | GA | Decatur | GABE | Solar Photovoltaic | PV |  | S | 3 | 1 | 3 | 3 |  | N |  |  | N | IPP Non-CHP | 2 | X | SUN
Solar Photovoltaic.SUN | solar PV | TRUE | 62627 | Alchemy Renewable Energy | 65730 | Rockmart | GA | Polk | GARO | Solar Photovoltaic | PV |  | S | 2.6 | 1 | 2.6 | 2.6 |  | N |  |  | N | IPP Non-CHP | 2 | X | SUN
Solar Photovoltaic.SUN | solar PV | TRUE | 64990 | Rockford CS 1, LLC | 65731 | Rockford CS 1 | IL | Winnebago | 29197 | Solar Photovoltaic | PV |  | S | 2 |  | 2 | 1.8 |  | N |  |  | N | IPP Non-CHP | 2 | X | SUN
Solar Photovoltaic.SUN | solar PV | TRUE | 64988 | Rockford CS 2, LLC | 65732 | Rockford CS 2 | IL | Winnebago | 29198 | Solar Photovoltaic | PV |  | S | 2 |  | 2 | 1.8 |  | N |  |  | N | IPP Non-CHP | 2 | X | SUN
Onshore Wind Turbine.WND | onshore wind | TRUE | 57421 | Chopin Wind, LLC | 65737 | Schumann Wind Farm | OR | Umatilla | SCH | Onshore Wind Turbine | WT |  | S | 8 | 0.9 | 8 | 8 | 0 | N |  |  | N | IPP Non-CHP | 2 | X | WND
Solar Photovoltaic.SUN | solar PV | TRUE | 64948 | Canal Energy S23, LLC | 65740 | Canal Energy S23, LLC | CA | Kings | 21536 | Solar Photovoltaic | PV |  | W | 4.1 |  | 4.1 | 4.1 |  | N |  |  | N | IPP Non-CHP | 2 | X | SUN
Solar Photovoltaic.SUN | solar PV | TRUE | 65002 | Carnes Creek Solar, LLC | 65745 | Carnes Creek Solar (CSG) | OR | Marion | CAC22 | Solar Photovoltaic | PV |  | S | 2.5 |  | 2.5 | 2.5 |  | N |  |  | N | IPP Non-CHP | 2 | X | SUN
Solar Photovoltaic.SUN | solar PV | TRUE | 65003 | Cosper Creek Solar, LLC | 65746 | Cosper Creek Solar (CSG) | OR | Polk | CC22 | Solar Photovoltaic | PV |  | S | 2.5 |  | 2.5 | 2.5 |  | N |  |  | N | IPP Non-CHP | 2 | X | SUN
Solar Photovoltaic.SUN | solar PV | TRUE | 65004 | Fruitland Creek Solar, LLC | 65747 | Fruitland Creek Solar (CSG) | OR | Marion | FC22 | Solar Photovoltaic | PV |  | S | 1.8 |  | 1.8 | 1.8 |  | N |  |  | N | IPP Non-CHP | 2 | X | SUN
Solar Photovoltaic.SUN | solar PV | TRUE | 65005 | Kaiser Creek Solar, LLC | 65748 | Kaiser Creek Solar (CSG) | OR | Clackamas | KC22 | Solar Photovoltaic | PV |  | S | 2 |  | 2 | 2 |  | N |  |  | N | IPP Non-CHP | 2 | X | SUN
Solar Photovoltaic.SUN | solar PV | TRUE | 65007 | Sandy River Solar, LLC | 65750 | Sandy River Solar (CSG) | OR | Clackamas | SR22 | Solar Photovoltaic | PV |  | S | 1.9 |  | 1.9 | 1.9 |  | N |  |  | N | IPP Non-CHP | 2 | X | SUN
Solar Photovoltaic.SUN | solar PV | TRUE | 65008 | Sesqui-C Solar, LLC | 65751 | Sesqui-C Solar (CSG) | OR | Yamhill | SC22 | Solar Photovoltaic | PV |  | S | 2.5 |  | 2.5 | 2.5 |  | N |  |  | N | IPP Non-CHP | 2 | X | SUN
Solar Photovoltaic.SUN | solar PV | TRUE | 63466 | Conductive Power | 65752 | East Fishkill CSG | NY | Dutchess | EFK | Solar Photovoltaic | PV |  | S | 2 | 1 | 2 | 2 |  | N |  |  | N | IPP Non-CHP | 2 | X | SUN
Solar Photovoltaic.SUN | solar PV | TRUE | 63466 | Conductive Power | 65753 | ELP Greenport CSG | NY | Columbia | GRPRT | Solar Photovoltaic | PV |  | S | 5 | 1 | 5 | 5 |  | N |  |  | N | IPP Non-CHP | 2 | X | SUN
Solar Photovoltaic.SUN | solar PV | TRUE | 63466 | Conductive Power | 65754 | ELP Kinderhook CSG | NY | Columbia | KDRHK | Solar Photovoltaic | PV |  | S | 5 | 1 | 5 | 5 |  | N |  |  | N | IPP Non-CHP | 2 | X | SUN
Solar Photovoltaic.SUN | solar PV | TRUE | 63466 | Conductive Power | 65755 | ELP Myer CSG | NY | Ulster | MYER | Solar Photovoltaic | PV |  | S | 1.9 | 1 | 1.9 | 1.9 |  | N |  |  | N | IPP Non-CHP | 2 | X | SUN
Solar Photovoltaic.SUN | solar PV | TRUE | 63466 | Conductive Power | 65756 | Rockdale | MD | Washington | RKDAL | Solar Photovoltaic | PV |  | S | 2 | 1 | 2 | 2 |  | N |  |  | N | IPP Non-CHP | 2 | X | SUN
Solar Photovoltaic.SUN | solar PV | TRUE | 63466 | Conductive Power | 65757 | ELP Saugerties CSG | NY | Ulster | SGRTS | Solar Photovoltaic | PV |  | S | 1.9 | 1 | 1.9 | 1.9 |  | N |  |  | N | IPP Non-CHP | 2 | X | SUN
Solar Photovoltaic.SUN | solar PV | TRUE | 65010 | SolAmerica Energy, LLC | 65759 | Putnam Erikson 2 | GA | Putnam | PE2 | Solar Photovoltaic | PV |  | S | 2.9 |  | 2.9 | 2.9 |  | N |  |  | N | IPP Non-CHP | 2 | X | SUN
Onshore Wind Turbine.WND | onshore wind | TRUE | 65012 | Buffalo Ridge Wind, LLC | 65761 | Buffalo Ridge Wind | MN | Lincoln | 3161 | Onshore Wind Turbine | WT |  | S | 106 | 1 | 101.8 | 101.9 |  | N |  |  | N | IPP Non-CHP | 2 | X | WND
Onshore Wind Turbine.WND | onshore wind | TRUE | 65013 | Young Wind, LLC | 65763 | Young Wind | TX | Young | WYOUN | Onshore Wind Turbine | WT |  | S | 500 |  | 500 | 500 | 0 | N |  |  | N | IPP Non-CHP | 2 | X | WND
Onshore Wind Turbine.WND | onshore wind | TRUE | 65015 | Walleye Wind, LLC | 65764 | Walleye Wind | MN | Rock | WWLLC | Onshore Wind Turbine | WT |  | S | 110 |  | 110 | 110 | 0 | N |  |  | N | IPP Non-CHP | 2 | X | WND
Solar Photovoltaic.SUN | solar PV | FALSE | 64698 | Renewable Solar, Inc | 65766 | Dover Dairy | CA | Kings | 13856 | Solar Photovoltaic | PV |  | W | 1.1 |  | 1.1 | 1.1 | 0 | N |  |  | N | Industrial Non-CHP | 6 | X | SUN
Petroleum Liquids.DFO | petroleum | TRUE | 219 | Alaska Power and Telephone Co | 65767 | Gustavus | AK | Skagway Hoonah Angoon | 1 | Petroleum Liquids | IC |  | S | 0.4 | 0.8 | 0.4 | 0.4 | 0.1 | N |  |  | N | Electric Utility | 1 | X | DFO
Petroleum Liquids.DFO | petroleum | TRUE | 219 | Alaska Power and Telephone Co | 65767 | Gustavus | AK | Skagway Hoonah Angoon | 2 | Petroleum Liquids | IC |  | S | 0.4 | 0.8 | 0.4 | 0.4 | 0.1 | N |  |  | N | Electric Utility | 1 | X | DFO
Petroleum Liquids.DFO | petroleum | TRUE | 219 | Alaska Power and Telephone Co | 65767 | Gustavus | AK | Skagway Hoonah Angoon | 3 | Petroleum Liquids | IC |  | S | 0.1 | 0.8 | 0.1 | 0.1 | 0 | N |  |  | N | Electric Utility | 1 | X | DFO
Petroleum Liquids.DFO | petroleum | TRUE | 219 | Alaska Power and Telephone Co | 65767 | Gustavus | AK | Skagway Hoonah Angoon | 4 | Petroleum Liquids | IC |  | S | 0.5 | 0.8 | 0.5 | 0.5 | 0.2 | N |  |  | N | Electric Utility | 1 | X | DFO
Natural Gas Internal Combustion Engine.NG | natural gas peaker | TRUE | 17127 | Town of Shrewsbury - (MA) | 65768 | Centech Gas Generator | MA | Worcester | G1 | Natural Gas Internal Combustion Engine | IC |  | S | 2.5 | 1 | 2.5 | 2.5 | 1.2 | N |  |  | N | Electric Utility | 1 | X | NG
Solar Photovoltaic.SUN | solar PV | TRUE | 65023 | Ventura Solar LLC | 65770 | Ventura Solar | CA | Ventura | SOLAR | Solar Photovoltaic | PV |  | S | 2.9 |  | 2.9 | 2.9 |  | N |  |  | N | IPP Non-CHP | 2 | X | SUN
Solar Photovoltaic.SUN | solar PV | TRUE | 18454 | Tampa Electric Co | 65771 | Big Bend Agrivoltaics | FL | Hillsborough | 1 | Solar Photovoltaic | PV |  | S | 1 |  | 1 | 1 |  | N |  |  | N | Electric Utility | 1 | X | SUN
Solar Photovoltaic.SUN | solar PV | TRUE | 18454 | Tampa Electric Co | 65772 | Big Bend Floating Solar I | FL | Hillsborough | 1 | Solar Photovoltaic | PV |  | S | 1 |  | 1 | 1 |  | N |  |  | N | Electric Utility | 1 | X | SUN
Geothermal.GEO | geothermal | TRUE | 64626 | Star Peak Geothermal LLC. | 65773 | Star Peak Geothermal Plant | NV | Pershing | 3500 | Geothermal | BT |  | S | 3.5 | 0.9 | 3.5 | 3.5 | 0.5 | N |  |  | N | IPP Non-CHP | 2 | X | GEO
Geothermal.GEO | geothermal | TRUE | 64626 | Star Peak Geothermal LLC. | 65773 | Star Peak Geothermal Plant | NV | Pershing | 5100A | Geothermal | BT |  | S | 5.1 | 0.9 | 5.1 | 5.1 | 0.5 | N |  |  | N | IPP Non-CHP | 2 | X | GEO
Geothermal.GEO | geothermal | TRUE | 64626 | Star Peak Geothermal LLC. | 65773 | Star Peak Geothermal Plant | NV | Pershing | 5100B | Geothermal | BT |  | S | 5.1 | 0.9 | 5.1 | 5.1 | 0.5 | N |  |  | N | IPP Non-CHP | 2 | X | GEO
Geothermal.GEO | geothermal | TRUE | 64626 | Star Peak Geothermal LLC. | 65773 | Star Peak Geothermal Plant | NV | Pershing | 5200 | Geothermal | BT |  | S | 5.2 | 0.9 | 5.2 | 5.2 | 0.5 | N |  |  | N | IPP Non-CHP | 2 | X | GEO
Geothermal.GEO | geothermal | TRUE | 64626 | Star Peak Geothermal LLC. | 65773 | Star Peak Geothermal Plant | NV | Pershing | STEAM | Geothermal | BT |  | S | 3 | 0.9 | 3 | 3 | 0.3 | N |  |  | N | IPP Non-CHP | 2 | X | GEO
Solar Photovoltaic.SUN | solar PV | TRUE | 65024 | Alden Road Harvard Solar 1, LLC | 65774 | Alden Road Harvard Solar 1 | IL | McHenry | 18031 | Solar Photovoltaic | PV |  | S | 2 |  | 2 | 1.8 |  | N |  |  | N | IPP Non-CHP | 2 | X | SUN
Solar Photovoltaic.SUN | solar PV | TRUE | 65030 | Cream Street Solar, LLC | 65775 | Cream Street Solar | NY | Dutchess | 5324 | Solar Photovoltaic | PV |  | S | 2 |  | 2 | 1.8 |  | N |  |  | N | IPP Non-CHP | 2 | X | SUN
Solar Photovoltaic.SUN | solar PV | TRUE | 65028 | Little Falls Solar | 65776 | Little Falls Solar | NY | Herkimer | 5939 | Solar Photovoltaic | PV |  | S | 2 |  | 2 | 1.8 |  | N |  |  | N | IPP Non-CHP | 2 | X | SUN
Solar Photovoltaic.SUN | solar PV | TRUE | 65029 | Little Falls Solar 1, LLC | 65777 | Little Falls Solar 1 | NY | Herkimer | 5779 | Solar Photovoltaic | PV |  | S | 2 |  | 2 | 1.8 |  | N |  |  | N | IPP Non-CHP | 2 | X | SUN
Solar Photovoltaic.SUN | solar PV | TRUE | 65411 | Duke Energy Renewables Services | 65778 | Jackpot Solar, LLC | ID | Twin Falls | JKPT | Solar Photovoltaic | PV |  | W | 120 |  | 120 | 120 |  | N |  |  | N | Electric Utility | 1 | X | SUN
Solar Photovoltaic.SUN | solar PV | TRUE | 65040 | Hickson Solar, LLC | 65779 | Hickson Solar, LLC | SC | Lee | HICK | Solar Photovoltaic | PV |  | S | 2.8 |  | 2 | 2 |  | N |  |  | N | IPP Non-CHP | 2 | X | SUN
Solar Photovoltaic.SUN | solar PV | TRUE | 65041 | Ogburn Solar, LLC | 65780 | Ogburn Solar, LLC | SC | Chesterfield | OGBRN | Solar Photovoltaic | PV |  | S | 2 |  | 2 | 2 |  | N |  |  | N | IPP Non-CHP | 2 | X | SUN
Solar Photovoltaic.SUN | solar PV | TRUE | 65039 | Bishopville Solar II, LLC | 65781 | Bishopville Solar II, LLC | SC | Lee | BSHP2 | Solar Photovoltaic | PV |  | S | 10 |  | 10 | 10 |  | N |  |  | N | IPP Non-CHP | 2 | X | SUN
Solar Photovoltaic.SUN | solar PV | FALSE | 63689 | Wonderful Renewable Energy, LLC. | 65783 | Wonderful Nursery | CA | Kern | WN01 | Solar Photovoltaic | PV |  | W | 2.3 |  | 2.3 | 2.3 |  | N |  |  | N | Industrial Non-CHP | 6 | X | SUN
Solar Photovoltaic.SUN | solar PV | TRUE | 64426 | DG Connecticut III, LLC | 65784 | Burlington Solar 1 | CT | Hartford | BS1 | Solar Photovoltaic | PV |  | S | 3.5 |  | 3.5 | 3.5 |  | N |  |  | N | IPP Non-CHP | 2 | X | SUN
Solar Photovoltaic.SUN | solar PV | TRUE | 65032 | 1639 RT 29 Solar 1, LLC | 65785 | 1639 RT 29 Solar 1 | NY | Fulton | 19822 | Solar Photovoltaic | PV |  | S | 4 |  | 4 | 3.8 |  | N |  |  | N | IPP Non-CHP | 2 | X | SUN
Solar Photovoltaic.SUN | solar PV | TRUE | 65033 | 1639 RT 29 Solar 2, LLC | 65786 | 1639 RT 29 Solar 2 | NY | Fulton | 19823 | Solar Photovoltaic | PV |  | S | 2.5 |  | 2.5 | 2.3 |  | N |  |  | N | IPP Non-CHP | 2 | X | SUN
Solar Photovoltaic.SUN | solar PV | TRUE | 62915 | Madison Energy Holdings LLC | 65791 | Blue Hen Solar | DE | Kent | BHEN1 | Solar Photovoltaic | PV |  | S | 1.5 |  | 1.5 | 1.5 |  | N |  |  | N | IPP Non-CHP | 2 | X | SUN
Solar Photovoltaic.SUN | solar PV | TRUE | 61980 | TRITEC Americas | 65794 | 20701 Plummer PV, LLC | CA | Los Angeles | VSPRC | Solar Photovoltaic | PV |  | S | 1.5 |  | 1.5 | 1.5 |  | N |  |  | N | IPP Non-CHP | 2 | X | SUN
Solar Photovoltaic.SUN | solar PV | TRUE | 60584 | Onyx Asset Services Group | 65804 | Corvias - Fort Riley II | KS | Riley | 13191 | Solar Photovoltaic | PV |  | S | 1.3 |  | 1.3 | 1.3 |  | N |  |  | N | IPP Non-CHP | 2 | X | SUN
Batteries.MWH | battery storage | 0 | 65076 | HEN Infrastructure, L.L.C. | 65809 | Caterina | TX | Dimmit | CATER | Batteries | BA |  | J | 9.9 |  | 9.9 | 9.9 | 9.9 | N |  |  | N | IPP Non-CHP | 2 | X | MWH
Batteries.MWH | battery storage | 0 | 65076 | HEN Infrastructure, L.L.C. | 65810 | Cedarville (TX) | TX | Reeves | CDRVL | Batteries | BA |  | J | 9.9 |  | 9.9 | 9.9 | 9.9 | N |  |  | N | IPP Non-CHP | 2 | X | MWH
Batteries.MWH | battery storage | 0 | 65076 | HEN Infrastructure, L.L.C. | 65811 | Coyote Springs (TX) | TX | Reeves | CYTSP | Batteries | BA |  | J | 9.9 |  | 9.9 | 9.9 | 9.9 | N |  |  | N | IPP Non-CHP | 2 | X | MWH
Batteries.MWH | battery storage | 0 | 65076 | HEN Infrastructure, L.L.C. | 65813 | Faulkner | TX | Reeves | FAULK | Batteries | BA |  | J | 9.9 |  | 9.9 | 9.9 | 9.9 | N |  |  | N | IPP Non-CHP | 2 | X | MWH
Batteries.MWH | battery storage | 0 | 65056 | NY - Mines Press | 65815 | NY - Mines Press | NY | Westchester | MPBS | Batteries | BA |  | S | 1 | 0.99 | 1 | 1 |  | N |  |  | N | IPP Non-CHP | 2 | X | MWH
Solar Photovoltaic.SUN | solar PV | TRUE | 65056 | NY - Mines Press | 65815 | NY - Mines Press | NY | Westchester | MPRES | Solar Photovoltaic | PV |  | S | 1 |  | 1 | 1 |  | N |  |  | N | IPP Non-CHP | 2 | X | SUN
Solar Photovoltaic.SUN | solar PV | TRUE | 65069 | Clear Solar I, LLC | 65817 | Clear Solar I, LLC | NC | Rutherford | CLEA1 | Solar Photovoltaic | PV |  | W | 3.6 |  | 3.6 | 3.6 |  | N |  |  | N | IPP Non-CHP | 2 | X | SUN
Solar Photovoltaic.SUN | solar PV | TRUE | 65068 | Limelight Solar I, LLC | 65818 | Limelight Solar I, LLC | SC | Spartanburg | LIME1 | Solar Photovoltaic | PV |  | W | 2 |  | 2 | 2 |  | N |  |  | N | IPP Non-CHP | 2 | X | SUN
Solar Photovoltaic.SUN | solar PV | TRUE | 65067 | 233 Randolph 74 Solar I, LLC | 65819 | 233 Randolph 74 Solar I, LLC | NC | Cleveland | CAPE1 | Solar Photovoltaic | PV |  | W | 2 |  | 2 | 2 |  | N |  |  | N | IPP Non-CHP | 2 | X | SUN
Batteries.MWH | battery storage | 0 | 65076 | HEN Infrastructure, L.L.C. | 65831 | Lonestar | TX | Ward | LNSTR | Batteries | BA |  | J | 9.9 |  | 9.9 | 9.9 | 9.9 | N |  |  | N | IPP Non-CHP | 2 | X | MWH
Batteries.MWH | battery storage | 0 | 65076 | HEN Infrastructure, L.L.C. | 65833 | Rattlesnake (TX) | TX | Ward | RTLSK | Batteries | BA |  | J | 9.9 |  | 9.9 | 9.9 | 9.9 | N |  |  | N | IPP Non-CHP | 2 | X | MWH
Batteries.MWH | battery storage | 0 | 65076 | HEN Infrastructure, L.L.C. | 65834 | Saddleback | TX | Reeves | SDLBK | Batteries | BA |  | J | 9.9 |  | 9.9 | 9.9 | 9.9 | N |  |  | N | IPP Non-CHP | 2 | X | MWH
Batteries.MWH | battery storage | 0 | 65076 | HEN Infrastructure, L.L.C. | 65836 | Toyah Power Station | TX | Reeves | TOYAH | Batteries | BA |  | J | 10.4 |  | 9.9 | 9.9 | 9.9 | N |  |  | N | IPP Non-CHP | 2 | X | MWH
Batteries.MWH | battery storage | 0 | 65076 | HEN Infrastructure, L.L.C. | 65838 | Hoef's Road Storage | TX | Reeves | HOEFS | Batteries | BA |  | W | 2 |  | 2 | 2 | 2 | N |  |  | N | IPP Non-CHP | 2 | X | MWH
Batteries.MWH | battery storage | 0 | 65059 | Sunlight Storage, LLC | 65857 | Sunlight Storage | CA | Riverside | SUNS1 | Batteries | BA |  | S | 230 | 0.95 | 230 | 230 | 1 | N |  |  | N | IPP Non-CHP | 2 | X | MWH
Solar Photovoltaic.SUN | solar PV | TRUE | 61944 | MN8 Energy LLC | 65858 | Dynamic Corinth (CSG) | ME | Penobscot | GEN1 | Solar Photovoltaic | PV |  | S | 5 | 1 | 5 | 5 |  | N |  |  | N | IPP Non-CHP | 2 | X | SUN
Solar Photovoltaic.SUN | solar PV | TRUE | 61944 | MN8 Energy LLC | 65859 | Dynamic Madison | ME | Somerset | GEN1 | Solar Photovoltaic | PV |  | W | 5 | 1 | 5 | 5 |  | N |  |  | N | IPP Non-CHP | 2 | X | SUN
Natural Gas Internal Combustion Engine.NG | natural gas peaker | TRUE | 65095 | UE - 00602CO, LLC | 65898 | Gaylord Rockies CHP | CO | Adams | T0041 | Natural Gas Internal Combustion Engine | IC |  | W | 2 | 0.8 | 2 | 2 | 1 | N |  |  | Y | IPP CHP | 3 | T | NG
Natural Gas Internal Combustion Engine.NG | natural gas peaker | TRUE | 65095 | UE - 00602CO, LLC | 65898 | Gaylord Rockies CHP | CO | Adams | T0042 | Natural Gas Internal Combustion Engine | IC |  | W | 2 | 0.8 | 2 | 2 | 1 | N |  |  | Y | IPP CHP | 3 | T | NG
Solar Photovoltaic.SUN | solar PV | TRUE | 64083 | DG Central 1, LLC | 65942 | Grand Casino Hinckley Solar | MN | Pine | GRAND | Solar Photovoltaic | PV |  | S | 3 |  | 3 | 3 | 0 | N |  |  | N | IPP Non-CHP | 2 | X | SUN
Batteries.MWH | battery storage | 0 | 65118 | AlphaStruxure Service Co LP | 65945 | Brookville Smart Bus Depot Microgrid | MD | Montgomery | BESS | Batteries | BA |  | W | 1.5 |  | 1.5 | 1.5 | 0 | N |  |  | N | Commercial Non-CHP | 4 | X | MWH
Solar Photovoltaic.SUN | solar PV | FALSE | 65118 | AlphaStruxure Service Co LP | 65945 | Brookville Smart Bus Depot Microgrid | MD | Montgomery | PV | Solar Photovoltaic | PV |  | W | 1.7 |  | 1.7 | 1.7 |  | N |  |  | N | Commercial Non-CHP | 4 | X | SUN
Solar Photovoltaic.SUN | solar PV | TRUE | 65117 | Hecate Energy Upshur Rural LLC | 65946 | Hecate Energy Upshur Rural LLC | TX | Upshur | SOLAR | Solar Photovoltaic | PV |  | S | 3 |  | 3 | 3 |  | N |  |  | N | IPP Non-CHP | 2 | X | SUN
Solar Photovoltaic.SUN | solar PV | TRUE | 65121 | Kearsarge West Shore Solar LLC | 65954 | Kearsarge West Shore Solar LLC | RI | Newport | PORT | Solar Photovoltaic | PV |  | S | 5 | 0.99 | 5 | 5 |  | N |  |  | N | IPP Non-CHP | 2 | X | SUN
Solar Photovoltaic.SUN | solar PV | TRUE | 65147 | Java Solar, LLC | 65965 | Java Solar, LLC | CA | Kings | JAVA | Solar Photovoltaic | PV |  | S | 13.5 |  | 13.5 | 13.5 |  | N |  |  | N | IPP Non-CHP | 2 | X | SUN
Solar Photovoltaic.SUN | solar PV | TRUE | 20860 | Wisconsin Public Service Corp | 65968 | Hodag Solar | WI | Oneida | HODAG | Solar Photovoltaic | PV |  | S | 7.5 |  | 7.5 | 7.5 |  | N |  |  | N | Electric Utility | 1 | X | SUN
Solar Photovoltaic.SUN | solar PV | TRUE | 65156 | Kankakee Solar 2 LLC | 65969 | Kankakee 2 | IL | Kankakee | KKS2 | Solar Photovoltaic | PV |  | S | 1.5 |  | 1.5 | 1.5 |  | N |  |  | N | IPP Non-CHP | 2 | X | SUN
Solar Photovoltaic.SUN | solar PV | FALSE | 24211 | Tucson Electric Power Co | 65972 | Raptor Ridge | AZ | Pima | RRS | Solar Photovoltaic | PV |  | S | 12.5 |  | 12.5 | 12.5 |  | N |  |  | N | Industrial Non-CHP | 6 | X | SUN
Solar Photovoltaic.SUN | solar PV | TRUE | 65158 | Elora LLC | 65974 | Timmerman (CSG) | MN | Lyon | TIMM | Solar Photovoltaic | PV |  | S | 1 | 1 | 1 | 1 | 1 | N |  |  | N | IPP Non-CHP | 2 | X | SUN
Natural Gas Fired Combined Cycle.NG | natural gas combined cycle | TRUE | 6452 | Florida Power & Light Co | 65978 | Dania Beach 7 | FL | Broward | 7GT1 | Natural Gas Fired Combined Cycle | CT | DBCC | S | 492.2 | 0.85 | 492.2 | 492.2 |  | N |  |  | N | Electric Utility | 1 | X | NG | DFO
Natural Gas Fired Combined Cycle.NG | natural gas combined cycle | TRUE | 6452 | Florida Power & Light Co | 65978 | Dania Beach 7 | FL | Broward | 7GT2 | Natural Gas Fired Combined Cycle | CT | DBCC | S | 492.2 | 0.85 | 492.2 | 492.2 |  | N |  |  | N | Electric Utility | 1 | X | NG | DFO
Natural Gas Fired Combined Cycle.NG | natural gas combined cycle | TRUE | 6452 | Florida Power & Light Co | 65978 | Dania Beach 7 | FL | Broward | ST7 | Natural Gas Fired Combined Cycle | CA | DBCC | S | 391.8 | 0.85 | 391.8 | 391.8 |  | N |  |  | N | Electric Utility | 1 | X | NG | DFO
Solar Photovoltaic.SUN | solar PV | TRUE | 65164 | CleanCapital Holdings | 65982 | KDC Solar TC Little Patuxent WWTP LLC | MD | Howard | TCLP | Solar Photovoltaic | PV |  | S | 2 |  | 2 | 2 |  | N |  |  | N | IPP Non-CHP | 2 | X | SUN
Solar Photovoltaic.SUN | solar PV | TRUE | 65164 | CleanCapital Holdings | 65983 | KDC Solar TC George Howard LLC | MD | Howard | TCGH | Solar Photovoltaic | PV |  | S | 2 |  | 2 | 2 |  | N |  |  | N | IPP Non-CHP | 2 | X | SUN
Solar Photovoltaic.SUN | solar PV | TRUE | 65164 | CleanCapital Holdings | 65984 | KDC Solar TC Blandair Park LLC | MD | Howard | TCBP | Solar Photovoltaic | PV |  | S | 2 |  | 2 | 2 |  | N |  |  | N | IPP Non-CHP | 2 | X | SUN
Solar Photovoltaic.SUN | solar PV | TRUE | 65185 | Maine DG Solar Harmony, LLC | 65996 | Harmony Solar | ME | Somerset | HARM | Solar Photovoltaic | PV |  | S | 4.9 |  | 4.9 | 4.9 |  | N |  |  | N | IPP Non-CHP | 2 | X | SUN
Solar Photovoltaic.SUN | solar PV | TRUE | 65173 | United States Solar Corporation | 66003 | MP CSG 1 LLC | MN | Carlton | MPCSG | Solar Photovoltaic | PV |  | W | 1 |  | 1 | 1 |  | N |  |  | N | IPP Non-CHP | 2 | X | SUN
Solar Photovoltaic.SUN | solar PV | TRUE | 65178 | Limelight Solar III, LLC | 66005 | Limelight Solar III, LLC | SC | Spartanburg | LIME3 | Solar Photovoltaic | PV |  | S | 3.6 |  | 3.6 | 3.6 |  | N |  |  | N | IPP Non-CHP | 2 | X | SUN
Batteries.MWH | battery storage | 0 | 65182 | Flower Valley II | 66007 | Flower Valley II | TX | Reeves | BA | Batteries | BA |  | S | 101 | 1 | 101 | 101 | 0 | N |  |  | N | IPP Non-CHP | 2 | X | MWH
Batteries.MWH | battery storage | 0 | 65183 | Swoose II | 66008 | Swoose II | TX | Ward | BA | Batteries | BA |  | S | 101 | 1 | 101 | 101 | 0 | N |  |  | N | IPP Non-CHP | 2 | X | MWH
Batteries.MWH | battery storage | 0 | 65184 | Crossett Power Management LLC | 66009 | Crossett Power Management LLC | TX | Crane | BA | Batteries | BA |  | S | 203 | 1 | 203 | 203 | 0 | N |  |  | N | IPP Non-CHP | 2 | X | MWH
Solar Photovoltaic.SUN | solar PV | TRUE | 65189 | Cascade Solar LLC | 66016 | Skalbeck Solar | MN | Renville | SKAL | Solar Photovoltaic | PV |  | S | 1 |  | 1 | 1 |  | N |  |  | N | IPP Non-CHP | 2 | X | SUN
Natural Gas Fired Combustion Turbine.NG | natural gas peaker | FALSE | 65160 | Norton Powerhouse 2 | 66018 | Norton Powerhouse 2 | MA | Worcester | GEN3 | Natural Gas Fired Combustion Turbine | GT |  | S | 4.6 | 1 | 3.3 | 4.6 | 0.2 | N |  |  | Y | Industrial CHP | 7 | T | NG
Solar Photovoltaic.SUN | solar PV | TRUE | 64933 | Solar Star River SLB, LLC | 66020 | DRPA Woodcrest Station Solar Project | NJ | Camden | WSSP | Solar Photovoltaic | PV |  | J | 4.4 |  | 4.2 | 3.1 |  | N |  |  | N | IPP Non-CHP | 2 | X | SUN
Solar Photovoltaic.SUN | solar PV | TRUE | 64933 | Solar Star River SLB, LLC | 66021 | DRPA Ashland Station Solar Project | NJ | Camden | ASSA1 | Solar Photovoltaic | PV |  | J | 2.7 |  | 2.5 | 2.3 |  | N |  |  | N | IPP Non-CHP | 2 | X | SUN
Solar Photovoltaic.SUN | solar PV | TRUE | 65214 | Solar Star Prime 6, LLC | 66022 | Amazon MDW7 Solar Project | IL | Will | AMDW7 | Solar Photovoltaic | PV |  | S | 1.9 |  | 1.9 | 0.5 |  | N |  |  | N | IPP Non-CHP | 2 | X | SUN
Solar Photovoltaic.SUN | solar PV | TRUE | 64933 | Solar Star River SLB, LLC | 66028 | DRPA Ferry Ave Station Solar Project | NJ | Camden | DFASP | Solar Photovoltaic | PV |  | J | 3.2 |  | 3.1 | 2.3 |  | N |  |  | N | IPP Non-CHP | 2 | X | SUN
Solar Photovoltaic.SUN | solar PV | TRUE | 65198 | IL Sidney Project1, LLC | 66031 | IL Sidney Project1 | IL | Champaign | 15332 | Solar Photovoltaic | PV |  | S | 2 |  | 2 | 1.8 |  | N |  |  | N | IPP Non-CHP | 2 | X | SUN
Solar Photovoltaic.SUN | solar PV | TRUE | 65197 | Clay FC, LLC | 66032 | Clay FC | IL | Clay | 14052 | Solar Photovoltaic | PV |  | S | 2 |  | 2 | 1.8 |  | N |  |  | N | IPP Non-CHP | 2 | X | SUN
Solar Photovoltaic.SUN | solar PV | TRUE | 65199 | IL West Hallock Project1, LLC | 66033 | IL West Hallock Project1 | IL | Peoria | 15333 | Solar Photovoltaic | PV |  | S | 2 |  | 2 | 1.8 |  | N |  |  | N | IPP Non-CHP | 2 | X | SUN
Solar Photovoltaic.SUN | solar PV | TRUE | 65200 | Sugar Hill Solar 1, LLC | 66034 | Sugar Hill Solar 1 | NY | Saratoga | 19826 | Solar Photovoltaic | PV |  | S | 5 |  | 5 | 4.8 |  | N |  |  | N | IPP Non-CHP | 2 | X | SUN
Solar Photovoltaic.SUN | solar PV | TRUE | 65201 | 3104 Batavia Solar, LLC | 66036 | 3104 Batavia Solar | NY | Genesee | 20205 | Solar Photovoltaic | PV |  | S | 3 |  | 3 | 2.8 |  | N |  |  | N | IPP Non-CHP | 2 | X | SUN
Solar Photovoltaic.SUN | solar PV | TRUE | 65202 | 3232 Batavia Solar, LLC | 66037 | 3232 Batavia Solar | NY | Genesee | 20206 | Solar Photovoltaic | PV |  | S | 4 |  | 4 | 3.8 |  | N |  |  | N | IPP Non-CHP | 2 | X | SUN
Solar Photovoltaic.SUN | solar PV | TRUE | 65221 | Brazoria County Solar Project | 66046 | Brazoria County Solar Project (Danciger) | TX | Brazoria | BRZ01 | Solar Photovoltaic | PV |  | S | 200 |  | 200 | 200 |  | N |  |  | N | IPP Non-CHP | 2 | X | SUN
Solar Photovoltaic.SUN | solar PV | TRUE | 65220 | Middleton Biogas Solar, LLC | 66048 | Middleton Biogas Solar, LLC | WI | Dane | MBS | Solar Photovoltaic | PV |  | W | 1.9 | 1 | 1.9 | 1.7 |  | N |  |  | N | IPP Non-CHP | 2 | X | SUN
Batteries.MWH | battery storage | 0 | 65220 | Middleton Biogas Solar, LLC | 66048 | Middleton Biogas Solar, LLC | WI | Dane | MBS-B | Batteries | BA |  | W | 0.3 | 1 | 0.3 | 0.3 |  | N |  |  | N | IPP Non-CHP | 2 | X | MWH
Solar Photovoltaic.SUN | solar PV | TRUE | 62915 | Madison Energy Holdings LLC | 66049 | Salvation Army Solar | NJ | Camden | SARMY | Solar Photovoltaic | PV |  | S | 1.1 |  | 1.1 | 1.1 |  | N |  |  | N | IPP Non-CHP | 2 | X | SUN
Batteries.MWH | battery storage | 0 | 61012 | AES Distributed Energy | 66050 | Lancaster Area Battery | CA | Los Angeles | LAB | Batteries | BA |  | S | 127 |  | 127 | 127 |  | N |  |  | N | IPP Non-CHP | 2 | X | MWH
Other Natural Gas.NG | natural gas peaker | TRUE | 65223 | Generate Colchester Fuel Cells, LLC | 66053 | Generate Colchester Fuel Cells, LLC | CT | New London | GCFC | Other Natural Gas | FC |  | S | 10 |  | 10 | 10 | 10 | N |  |  | N | IPP Non-CHP | 2 | X | NG
Solar Photovoltaic.SUN | solar PV | TRUE | 65233 | NSF Angelica Site 1, LLC | 66061 | Angelica Solar Site 1 | NY | Allegany | A1 | Solar Photovoltaic | PV |  | S | 5 |  | 5 | 5 |  | N |  |  | N | IPP Non-CHP | 2 | X | SUN
Solar Photovoltaic.SUN | solar PV | TRUE | 65235 | NSF Angelica Site 2, LLC | 66062 | Angelica Solar Site 2 | NY | Allegany | A2 | Solar Photovoltaic | PV |  | S | 5 |  | 5 | 5 |  | N |  |  | N | IPP Non-CHP | 2 | X | SUN
Solar Photovoltaic.SUN | solar PV | TRUE | 65236 | NSF Angelica Site 3, LLC | 66063 | Angelica Solar Site 3 | NY | Allegany | A3 | Solar Photovoltaic | PV |  | S | 5 |  | 5 | 5 |  | N |  |  | N | IPP Non-CHP | 2 | X | SUN
Solar Photovoltaic.SUN | solar PV | TRUE | 65237 | NSF Angelica Site 4, LLC | 66064 | Angelica Solar Site 4 | NY | Allegany | A4 | Solar Photovoltaic | PV |  | S | 5 |  | 5 | 5 |  | N |  |  | N | IPP Non-CHP | 2 | X | SUN
Solar Photovoltaic.SUN | solar PV | TRUE | 65238 | West Valley Solar, LLC | 66065 | West Valley Solar | NY | Cattaraugus | WVS1 | Solar Photovoltaic | PV |  | S | 5 |  | 5 | 5 |  | N |  |  | N | IPP Non-CHP | 2 | X | SUN
Solar Photovoltaic.SUN | solar PV | TRUE | 65238 | West Valley Solar, LLC | 66065 | West Valley Solar | NY | Cattaraugus | WVS2 | Solar Photovoltaic | PV |  | S | 5 |  | 5 | 5 |  | N |  |  | N | IPP Non-CHP | 2 | X | SUN
Solar Photovoltaic.SUN | solar PV | TRUE | 60025 | Greenbacker Renewable Energy Corporation | 66068 | Maple City | IA | Mitchell | 704 | Solar Photovoltaic | PV |  | S | 1.5 |  | 1.5 | 1.5 |  | N |  |  | N | IPP Non-CHP | 2 | X | SUN
Solar Photovoltaic.SUN | solar PV | TRUE | 65246 | Marlborough Solar, LLC | 66074 | Marlborough Solar | NY | Ulster | 4942 | Solar Photovoltaic | PV |  | S | 2 |  | 2 | 1.8 |  | N |  |  | N | IPP Non-CHP | 2 | X | SUN
Solar Photovoltaic.SUN | solar PV | TRUE | 65252 | Blacksmith Road Solar 1, LLC | 66075 | Blacksmith Road Solar 1 | MA | Barnstable | 18120 | Solar Photovoltaic | PV |  | S | 5 |  | 5 | 4.8 |  | N |  |  | N | IPP Non-CHP | 2 | X | SUN
Batteries.MWH | battery storage | 0 | 65252 | Blacksmith Road Solar 1, LLC | 66075 | Blacksmith Road Solar 1 | MA | Barnstable | 18121 | Batteries | BA |  | S | 2 |  | 2 | 1.8 |  | N |  |  | N | IPP Non-CHP | 2 | X | MWH
Solar Photovoltaic.SUN | solar PV | TRUE | 65253 | Electric Avenue Lunenburg Solar 1, LLC | 66076 | Electric Avenue Lunenburg Solar 1 | MA | Worcester | 20409 | Solar Photovoltaic | PV |  | S | 1 |  | 1 | 0.8 |  | N |  |  | N | IPP Non-CHP | 2 | X | SUN
Batteries.MWH | battery storage | 0 | 65253 | Electric Avenue Lunenburg Solar 1, LLC | 66076 | Electric Avenue Lunenburg Solar 1 | MA | Worcester | 20410 | Batteries | BA |  | S | 1 |  | 1 | 0.8 |  | N |  |  | N | IPP Non-CHP | 2 | X | MWH
Solar Photovoltaic.SUN | solar PV | TRUE | 65254 | Harbor Road Solar 1, LLC | 66077 | Harbor Road Solar 1 | MA | Berkshire | 27582 | Solar Photovoltaic | PV |  | S | 2 |  | 2 | 1.8 |  | N |  |  | N | IPP Non-CHP | 2 | X | SUN
Solar Photovoltaic.SUN | solar PV | TRUE | 65256 | Solar Star Urbana Landfill East, LLC | 66078 | Solar Star Urbana Landfill East | IL | Champaign | 18952 | Solar Photovoltaic | PV |  | S | 1.9 |  | 1.9 | 1.7 |  | N |  |  | N | IPP Non-CHP | 2 | X | SUN
Solar Photovoltaic.SUN | solar PV | TRUE | 65257 | Solar Star Urbana Landfill Central, LLC | 66079 | Solar Star Urbana Landfill Central | IL | Champaign | 20824 | Solar Photovoltaic | PV |  | S | 1.9 |  | 1.9 | 1.7 |  | N |  |  | N | IPP Non-CHP | 2 | X | SUN
Solar Photovoltaic.SUN | solar PV | TRUE | 65247 | Lenox Renewables, LLC | 66081 | Lenox Renewables | NY | Madison | 8211 | Solar Photovoltaic | PV |  | S | 3.3 |  | 3.3 | 3.1 | 4.2 | N |  |  | N | IPP Non-CHP | 2 | X | SUN
Solar Photovoltaic.SUN | solar PV | TRUE | 65248 | OE IL Solar 3, LLC | 66082 | OE IL Solar 3 | IL | Ogle | 14850 | Solar Photovoltaic | PV |  | S | 2 |  | 2 | 1.8 |  | N |  |  | N | IPP Non-CHP | 2 | X | SUN
Solar Photovoltaic.SUN | solar PV | TRUE | 65249 | French Road Solar II, LLC | 66083 | French Road Solar II | IL | Kane | 7063 | Solar Photovoltaic | PV |  | S | 2 |  | 2 | 1.8 |  | N |  |  | N | IPP Non-CHP | 2 | X | SUN
Solar Photovoltaic.SUN | solar PV | TRUE | 65251 | Rockford Solar, LLC | 66085 | Rockford Solar | IL | Winnebago | 16682 | Solar Photovoltaic | PV |  | S | 2 |  | 2 | 1.8 |  | N |  |  | N | IPP Non-CHP | 2 | X | SUN
Solar Photovoltaic.SUN | solar PV | TRUE | 65255 | Milo CSG, LLC | 66086 | Milo CSG | ME | Piscataquis | 29045 | Solar Photovoltaic | PV |  | S | 4.5 |  | 4.5 | 4.3 |  | N |  |  | N | IPP Non-CHP | 2 | X | SUN
Solar Photovoltaic.SUN | solar PV | TRUE | 65258 | Livermore Falls CSG, LLC | 66087 | Livermore Falls CSG | ME | Androscoggin | 28911 | Solar Photovoltaic | PV |  | S | 3.3 |  | 3.3 | 3.1 |  | N |  |  | N | IPP Non-CHP | 2 | X | SUN
Solar Photovoltaic.SUN | solar PV | TRUE | 65266 | Putah Creek Solar Farms LLC | 66088 | Putah Creek Solar Farm North | CA | Yolo | PCEF | Solar Photovoltaic | PV |  | S | 3 |  | 2.9 | 2.9 |  | N |  |  | N | IPP Non-CHP | 2 | X | SUN
Solar Photovoltaic.SUN | solar PV | TRUE | 60025 | Greenbacker Renewable Energy Corporation | 66095 | Cortez Solar 1, LLC | CO | Montezuma | 712 | Solar Photovoltaic | PV |  | S | 2.2 |  | 2.2 | 2.2 |  | N |  |  | N | IPP Non-CHP | 2 | X | SUN
Solar Photovoltaic.SUN | solar PV | TRUE | 61012 | AES Distributed Energy | 66100 | Water Street Solar | ME | Kennebec | WATER | Solar Photovoltaic | PV |  | S | 5 |  | 5 | 5 |  | N |  |  | N | IPP Non-CHP | 2 | X | SUN
Solar Photovoltaic.SUN | solar PV | TRUE | 65288 | West Line Solar, LLC | 66125 | West Line Solar, LLC | AZ | Pinal | WESTL | Solar Photovoltaic | PV |  | S | 100 | 0.95 | 100 | 100 |  | N |  |  | N | IPP Non-CHP | 2 | X | SUN
Solar Photovoltaic.SUN | solar PV | TRUE | 60571 | AEP Onsite Partners, LLC | 66140 | PNA Rossford Solar Array | OH | Wood | PNA01 | Solar Photovoltaic | PV |  | S | 1.4 |  | 1.4 | 1.4 |  | N |  |  | N | IPP Non-CHP | 2 | X | SUN
Other Natural Gas.NG | natural gas peaker | TRUE | 57128 | Bloom Energy | 66142 | Kaiser - Harbor City | CA | Los Angeles | KSR48 | Other Natural Gas | FC |  | S | 2.1 |  | 2.1 | 2.1 | 2.1 | N |  |  | N | IPP Non-CHP | 2 | X | NG
Other Natural Gas.NG | natural gas peaker | TRUE | 57128 | Bloom Energy | 66143 | San Diego Community College | CA | San Diego | SDC01 | Other Natural Gas | FC |  | S | 1 |  | 1 | 1 | 1 | N |  |  | N | IPP Non-CHP | 2 | X | NG
Other Natural Gas.NG | natural gas peaker | TRUE | 57128 | Bloom Energy | 66145 | Life Technologies - Fremont | CA | Alameda | TMF06 | Other Natural Gas | FC |  | S | 1.3 |  | 1.3 | 1.3 | 1.3 | N |  |  | N | IPP Non-CHP | 2 | X | NG
Other Natural Gas.NG | natural gas peaker | TRUE | 57128 | Bloom Energy | 66146 | Kaiser - LA | CA | Los Angeles | KSR40 | Other Natural Gas | FC |  | S | 4.5 |  | 4.5 | 4.5 | 4.5 | N |  |  | N | IPP Non-CHP | 2 | X | NG
Other Natural Gas.NG | natural gas peaker | TRUE | 57128 | Bloom Energy | 66148 | Kaiser - Woodland Hills | CA | Los Angeles | KSR55 | Other Natural Gas | FC |  | S | 3.1 |  | 3.1 | 3.1 | 3.1 | N |  |  | N | IPP Non-CHP | 2 | X | NG
Other Natural Gas.NG | natural gas peaker | TRUE | 57128 | Bloom Energy | 66150 | Equinix - Elmsford | NY | Westchester | EQX36 | Other Natural Gas | FC |  | S | 1.7 |  | 1.7 | 1.7 | 1.7 | N |  |  | N | IPP Non-CHP | 2 | X | NG
Other Natural Gas.NG | natural gas peaker | TRUE | 57128 | Bloom Energy | 66151 | CoreSite - Somerville | MA | Middlesex | CST00 | Other Natural Gas | FC |  | S | 3.6 |  | 3.6 | 3.6 | 3.6 | N |  |  | N | IPP Non-CHP | 2 | X | NG
Other Natural Gas.NG | natural gas peaker | TRUE | 57128 | Bloom Energy | 66152 | Connecticut College | CT | New London | CNC00 | Other Natural Gas | FC |  | S | 1.2 |  | 1.2 | 1.2 | 1.2 | N |  |  | N | IPP Non-CHP | 2 | X | NG
Solar Photovoltaic.SUN | solar PV | TRUE | 19436 | Union Electric Co - (MO) | 66159 | Cape Girardeau Renewable Energy Center | MO | Cape Girardeau | RECBJ | Solar Photovoltaic | PV |  | S | 1.2 | 1 | 1.2 | 1.2 | 1.2 | N |  |  | N | Electric Utility | 1 | X | SUN
Solar Photovoltaic.SUN | solar PV | TRUE | 61194 | Generate Capital | 66176 | Landau Solar | NY | Ulster | 10891 | Solar Photovoltaic | PV |  | W | 2 |  | 2 | 2 |  | N |  |  | N | IPP Non-CHP | 2 | X | SUN
Solar Photovoltaic.SUN | solar PV | TRUE | 61194 | Generate Capital | 66177 | Drinkwater Solar | NY | Montgomery | 10896 | Solar Photovoltaic | PV |  | W | 2 |  | 2 | 2 |  | N |  |  | N | IPP Non-CHP | 2 | X | SUN
Solar Photovoltaic.SUN | solar PV | TRUE | 61677 | Sol Systems | 66178 | South 49th 013445 SCS Norfolk, LLC | NE | Madison | 9122 | Solar Photovoltaic | PV |  | S | 8.5 |  | 8.5 | 8.5 |  | N |  |  | N | IPP Non-CHP | 2 | X | SUN
Batteries.MWH | battery storage | 0 | 61677 | Sol Systems | 66178 | South 49th 013445 SCS Norfolk, LLC | NE | Madison | 9123 | Batteries | BA |  | S | 2.1 |  | 1 | 1 |  | N |  |  | N | IPP Non-CHP | 2 | X | MWH
Batteries.MWH | battery storage | 0 | 65321 | Huxley Solar, LLC | 66180 | Huxley Solar | MA | Hampden | HUXBA | Batteries | BA |  | S | 5 |  | 5 | 5 | 0 | N |  |  | N | IPP Non-CHP | 2 | X | MWH
Solar Photovoltaic.SUN | solar PV | TRUE | 65321 | Huxley Solar, LLC | 66180 | Huxley Solar | MA | Hampden | HUXPV | Solar Photovoltaic | PV |  | S | 5 |  | 5 | 5 |  | N |  |  | N | IPP Non-CHP | 2 | X | SUN
Batteries.MWH | battery storage | 0 | 65322 | Beacon Solar, LLC | 66181 | Beacon Solar, LLC | MA | Hampshire | BEABA | Batteries | BA |  | S | 5 |  | 5 | 5 | 0 | N |  |  | N | IPP Non-CHP | 2 | X | MWH
Solar Photovoltaic.SUN | solar PV | TRUE | 65322 | Beacon Solar, LLC | 66181 | Beacon Solar, LLC | MA | Hampshire | BEAPV | Solar Photovoltaic | PV |  | S | 5 |  | 5 | 5 |  | N |  |  | N | IPP Non-CHP | 2 | X | SUN
Batteries.MWH | battery storage | 0 | 65323 | Town of Amherst Solar, LLC | 66182 | Town of Amherst Solar | MA | Hampshire | AMHBA | Batteries | BA |  | S | 2.5 |  | 2.5 | 2.5 |  | N |  |  | N | IPP Non-CHP | 2 | X | MWH
Solar Photovoltaic.SUN | solar PV | TRUE | 65323 | Town of Amherst Solar, LLC | 66182 | Town of Amherst Solar | MA | Hampshire | AMHPV | Solar Photovoltaic | PV |  | S | 2.5 |  | 2.5 | 2.5 |  | N |  |  | N | IPP Non-CHP | 2 | X | SUN
Solar Photovoltaic.SUN | solar PV | TRUE | 61194 | Generate Capital | 66187 | McCarthy Solar | NY | Orange | 10992 | Solar Photovoltaic | PV |  | W | 2 |  | 2 | 2 |  | N |  |  | N | IPP Non-CHP | 2 | X | SUN
Solar Photovoltaic.SUN | solar PV | FALSE | 63689 | Wonderful Renewable Energy, LLC. | 66188 | POM Plant 1 | CA | Fresno | POMP1 | Solar Photovoltaic | PV |  | W | 2.4 | 0.99 | 2.2 | 1.3 |  | N |  |  | N | Industrial Non-CHP | 6 | X | SUN
Solar Photovoltaic.SUN | solar PV | FALSE | 63689 | Wonderful Renewable Energy, LLC. | 66189 | POM Plant 2 | CA | Fresno | POMP2 | Solar Photovoltaic | PV |  | W | 1.6 | 0.99 | 1.3 | 1.1 |  | N |  |  | N | Industrial Non-CHP | 6 | X | SUN
Landfill Gas.LFG | natural gas peaker | TRUE | 59135 | Inst and Envir Div Marine Logistics Base | 66190 | Inst and Envir Dir Marine Logistics Base | GA | Dougherty | 001 | Landfill Gas | IC |  | S | 1.9 | 0.85 | 1.8 | 1.9 | 0.7 | N |  |  | Y | IPP CHP | 3 | T | LFG | NG
Onshore Wind Turbine.WND | onshore wind | TRUE | 65318 | SPPW1, LLC | 66195 | SPPW1, LLC | NE | Franklin | T-1 | Onshore Wind Turbine | WT |  | S | 2.8 | 0.95 | 2.8 | 2.8 | 2.8 | N |  |  | N | IPP Non-CHP | 2 | X | WND
Onshore Wind Turbine.WND | onshore wind | TRUE | 65318 | SPPW1, LLC | 66195 | SPPW1, LLC | NE | Franklin | T-2 | Onshore Wind Turbine | WT |  | S | 2.8 | 0.95 | 2.8 | 2.8 | 2.8 | N |  |  | N | IPP Non-CHP | 2 | X | WND
Solar Photovoltaic.SUN | solar PV | TRUE | 65327 | Southeastern Solar Farm Fund, LLC | 66199 | Cairo Solar Farm, LLC | GA | Grady | CAIRO | Solar Photovoltaic | PV |  | S | 2 |  | 2 | 2 |  | N |  |  | N | IPP Non-CHP | 2 | X | SUN
Solar Photovoltaic.SUN | solar PV | TRUE | 65327 | Southeastern Solar Farm Fund, LLC | 66200 | Cedar Creek Solar, LLC | GA | Barrow | CEDAR | Solar Photovoltaic | PV |  | S | 2 |  | 2 | 2 |  | N |  |  | N | IPP Non-CHP | 2 | X | SUN
Solar Photovoltaic.SUN | solar PV | FALSE | 65330 | Westbound Solar 3, LLC | 66201 | Niagara Bottling - Bloomfield | CT | Hartford | NBBRM | Solar Photovoltaic | PV |  | S | 2.8 |  | 2.8 | 2.8 |  | N |  |  | N | Industrial Non-CHP | 6 | X | SUN
Solar Photovoltaic.SUN | solar PV | TRUE | 65327 | Southeastern Solar Farm Fund, LLC | 66202 | Old Plank Road Solar Farm, LLC | FL | Duval | OLDPL | Solar Photovoltaic | PV |  | S | 3 |  | 3 | 3 |  | N |  |  | N | IPP Non-CHP | 2 | X | SUN
Solar Photovoltaic.SUN | solar PV | TRUE | 65327 | Southeastern Solar Farm Fund, LLC | 66205 | Turnipseed Solar, LLC | GA | Douglas | TURNI | Solar Photovoltaic | PV |  | S | 3 |  | 3 | 3 |  | N |  |  | N | IPP Non-CHP | 2 | X | SUN
Solar Photovoltaic.SUN | solar PV | TRUE | 65325 | Mohawk View Solar, LLC | 66206 | Mohawk View Solar | NY | Montgomery | MOVSO | Solar Photovoltaic | PV |  | S | 5 | 1 | 5 | 5 |  | N |  |  | N | IPP Non-CHP | 2 | X | SUN
Solar Photovoltaic.SUN | solar PV | TRUE | 65324 | Van Epps Solar, LLC | 66207 | Van Epps Solar | NY | Montgomery | VEPSO | Solar Photovoltaic | PV |  | S | 5 | 1 | 5 | 5 |  | N |  |  | N | IPP Non-CHP | 2 | X | SUN
Solar Photovoltaic.SUN | solar PV | TRUE | 61194 | Generate Capital | 66209 | Bantam Solar | NY | Montgomery | 10986 | Solar Photovoltaic | PV |  | W | 5 |  | 5 | 5 |  | N |  |  | N | IPP Non-CHP | 2 | X | SUN
Solar Photovoltaic.SUN | solar PV | TRUE | 61194 | Generate Capital | 66210 | Bogart Solar | NY | Greene | 10887 | Solar Photovoltaic | PV |  | W | 2 |  | 2 | 2 |  | N |  |  | N | IPP Non-CHP | 2 | X | SUN
Solar Photovoltaic.SUN | solar PV | TRUE | 61194 | Generate Capital | 66211 | Brickchurch Solar | NY | Wayne | 10889 | Solar Photovoltaic | PV |  | W | 2 |  | 2 | 2 |  | N |  |  | N | IPP Non-CHP | 2 | X | SUN
Solar Photovoltaic.SUN | solar PV | TRUE | 61194 | Generate Capital | 66212 | Canoga Solar | NY | Seneca | 10965 | Solar Photovoltaic | PV |  | W | 5 |  | 5 | 5 |  | N |  |  | N | IPP Non-CHP | 2 | X | SUN
Solar Photovoltaic.SUN | solar PV | TRUE | 61194 | Generate Capital | 66213 | Costanza Solar | NY | Albany | 10907 | Solar Photovoltaic | PV |  | W | 2 |  | 2 | 2 |  | N |  |  | N | IPP Non-CHP | 2 | X | SUN
Solar Photovoltaic.SUN | solar PV | TRUE | 61194 | Generate Capital | 66214 | County Route 84 Solar | NY | Steuben | 10967 | Solar Photovoltaic | PV |  | W | 5 |  | 5 | 5 |  | N |  |  | N | IPP Non-CHP | 2 | X | SUN
Solar Photovoltaic.SUN | solar PV | TRUE | 61194 | Generate Capital | 66215 | Cafferty Hill Solar | NY | Broome | 10996 | Solar Photovoltaic | PV |  | W | 5 |  | 5 | 5 |  | N |  |  | N | IPP Non-CHP | 2 | X | SUN
Solar Photovoltaic.SUN | solar PV | TRUE | 61194 | Generate Capital | 66217 | Donati Solar | NY | Seneca | 10968 | Solar Photovoltaic | PV |  | W | 2 |  | 2 | 2 |  | N |  |  | N | IPP Non-CHP | 2 | X | SUN
Solar Photovoltaic.SUN | solar PV | TRUE | 61194 | Generate Capital | 66218 | Dubois Solar (Hybrid) | NY | Ulster | 10892 | Solar Photovoltaic | PV |  | W | 2 |  | 2 | 2 |  | N |  |  | N | IPP Non-CHP | 2 | X | SUN
Batteries.MWH | battery storage | 0 | 61194 | Generate Capital | 66218 | Dubois Solar (Hybrid) | NY | Ulster | BAT | Batteries | BA |  | W | 2 |  | 2 | 2 |  | N |  |  | N | IPP Non-CHP | 2 | X | MWH
Solar Photovoltaic.SUN | solar PV | TRUE | 61194 | Generate Capital | 66220 | Finney Solar | NY | Montgomery | 10999 | Solar Photovoltaic | PV |  | W | 5 |  | 5 | 5 |  | N |  |  | N | IPP Non-CHP | 2 | X | SUN
Solar Photovoltaic.SUN | solar PV | TRUE | 61194 | Generate Capital | 66221 | Henrietta Solar | NY | Monroe | 10972 | Solar Photovoltaic | PV |  | W | 5 |  | 5 | 5 |  | N |  |  | N | IPP Non-CHP | 2 | X | SUN
Solar Photovoltaic.SUN | solar PV | TRUE | 61194 | Generate Capital | 66222 | Landau II Solar (Hybrid) | NY | Ulster | 10895 | Solar Photovoltaic | PV |  | W | 4 |  | 4 | 4 |  | N |  |  | N | IPP Non-CHP | 2 | X | SUN
Batteries.MWH | battery storage | 0 | 61194 | Generate Capital | 66222 | Landau II Solar (Hybrid) | NY | Ulster | BAT | Batteries | BA |  | W | 4 |  | 4 | 4 |  | N |  |  | N | IPP Non-CHP | 2 | X | MWH
Solar Photovoltaic.SUN | solar PV | TRUE | 61194 | Generate Capital | 66223 | Lockenhurst Pond Solar | NY | Orange | 11000 | Solar Photovoltaic | PV |  | W | 2 |  | 2 | 2 |  | N |  |  | N | IPP Non-CHP | 2 | X | SUN
Solar Photovoltaic.SUN | solar PV | TRUE | 61194 | Generate Capital | 66224 | New Beginnings Solar | NY | Ulster | 10890 | Solar Photovoltaic | PV |  | W | 2 |  | 2 | 2 |  | N |  |  | N | IPP Non-CHP | 2 | X | SUN
Solar Photovoltaic.SUN | solar PV | TRUE | 61194 | Generate Capital | 66225 | NY70 Solar | NY | Livingston | 10970 | Solar Photovoltaic | PV |  | W | 5 |  | 5 | 5 |  | N |  |  | N | IPP Non-CHP | 2 | X | SUN
Solar Photovoltaic.SUN | solar PV | TRUE | 61194 | Generate Capital | 66226 | Reid Solar | NY | Oneida | 10991 | Solar Photovoltaic | PV |  | W | 4.8 |  | 4.8 | 4.8 |  | N |  |  | N | IPP Non-CHP | 2 | X | SUN
Solar Photovoltaic.SUN | solar PV | TRUE | 61194 | Generate Capital | 66227 | Reisender Solar | NY | Ulster | 10886 | Solar Photovoltaic | PV |  | W | 2 |  | 2 | 2 |  | N |  |  | N | IPP Non-CHP | 2 | X | SUN
Solar Photovoltaic.SUN | solar PV | TRUE | 61194 | Generate Capital | 66228 | Salt Point Solar (Hybrid) | NY | Dutchess | 10888 | Solar Photovoltaic | PV |  | W | 2 |  | 2 | 2 |  | N |  |  | N | IPP Non-CHP | 2 | X | SUN
Batteries.MWH | battery storage | 0 | 61194 | Generate Capital | 66228 | Salt Point Solar (Hybrid) | NY | Dutchess | BAT | Batteries | BA |  | W | 2 |  | 2 | 2 |  | N |  |  | N | IPP Non-CHP | 2 | X | MWH
Solar Photovoltaic.SUN | solar PV | TRUE | 61194 | Generate Capital | 66229 | Sangolqui Solar | NY | Seneca | 10975 | Solar Photovoltaic | PV |  | W | 2 |  | 2 | 2 |  | N |  |  | N | IPP Non-CHP | 2 | X | SUN
Solar Photovoltaic.SUN | solar PV | TRUE | 61194 | Generate Capital | 66230 | State Route 14A Solar | NY | Yates | 10997 | Solar Photovoltaic | PV |  | W | 5 |  | 5 | 5 |  | N |  |  | N | IPP Non-CHP | 2 | X | SUN
Solar Photovoltaic.SUN | solar PV | TRUE | 61194 | Generate Capital | 66231 | State Highway 17B Solar | NY | Sullivan | 10988 | Solar Photovoltaic | PV |  | W | 4.4 |  | 4.4 | 4.4 |  | N |  |  | N | IPP Non-CHP | 2 | X | SUN
Solar Photovoltaic.SUN | solar PV | TRUE | 61194 | Generate Capital | 66232 | Svenski Solar (Hybrid) | NY | Orange | 10894 | Solar Photovoltaic | PV |  | W | 2 |  | 2 | 2 |  | N |  |  | N | IPP Non-CHP | 2 | X | SUN
Batteries.MWH | battery storage | 0 | 61194 | Generate Capital | 66232 | Svenski Solar (Hybrid) | NY | Orange | BAT | Batteries | BA |  | W | 2 |  | 2 | 2 |  | N |  |  | N | IPP Non-CHP | 2 | X | MWH
Solar Photovoltaic.SUN | solar PV | TRUE | 61194 | Generate Capital | 66233 | West Creek Solar | NY | Tioga | 10995 | Solar Photovoltaic | PV |  | W | 5 |  | 5 | 5 |  | N |  |  | N | IPP Non-CHP | 2 | X | SUN
Solar Photovoltaic.SUN | solar PV | TRUE | 61194 | Generate Capital | 66234 | Wheatland 2A Solar | NY | Monroe | 10971 | Solar Photovoltaic | PV |  | W | 4.5 |  | 4.5 | 4.5 |  | N |  |  | N | IPP Non-CHP | 2 | X | SUN
Solar Photovoltaic.SUN | solar PV | TRUE | 61194 | Generate Capital | 66235 | Wheatland 2B Solar | NY | Monroe | 10961 | Solar Photovoltaic | PV |  | W | 4.5 |  | 4.5 | 4.5 |  | N |  |  | N | IPP Non-CHP | 2 | X | SUN
Solar Photovoltaic.SUN | solar PV | TRUE | 61194 | Generate Capital | 66236 | Wildflower Way Solar | NY | Steuben | 10982 | Solar Photovoltaic | PV |  | W | 5 |  | 5 | 5 |  | N |  |  | N | IPP Non-CHP | 2 | X | SUN
Solar Photovoltaic.SUN | solar PV | TRUE | 60531 | Standard Solar | 66242 | Lake Elsinore Canopies - Lakeside HS | CA | Riverside | LSHS | Solar Photovoltaic | PV |  | S | 1 |  | 1 | 1 |  | N |  |  | N | IPP Non-CHP | 2 | X | SUN
Solar Photovoltaic.SUN | solar PV | TRUE | 65340 | NextGrid Peppertree, LLC | 66243 | Lewiston Junction Road Solar | ME | Androscoggin | LWSJN | Solar Photovoltaic | PV |  | S | 4.9 |  | 4.9 | 4.9 |  | N |  |  | N | IPP Non-CHP | 2 | X | SUN
Solar Photovoltaic.SUN | solar PV | TRUE | 65349 | NextGrid Mastic, LLC | 66244 | Webb Road Solar | ME | Kennebec | WEBRD | Solar Photovoltaic | PV |  | S | 4.6 |  | 4.6 | 4.6 |  | N |  |  | N | IPP Non-CHP | 2 | X | SUN
Solar Photovoltaic.SUN | solar PV | TRUE | 65350 | NextGrid Mangrove, LLC | 66245 | Merrill Road Solar | ME | Androscoggin | MRLRD | Solar Photovoltaic | PV |  | S | 4.6 |  | 4.6 | 4.6 |  | N |  |  | N | IPP Non-CHP | 2 | X | SUN
Solar Photovoltaic.SUN | solar PV | TRUE | 65351 | NextGrid Cliffrose, LLC | 66246 | Lisbon Street Solar | ME | Androscoggin | LSBST | Solar Photovoltaic | PV |  | S | 2 |  | 2 | 2 |  | N |  |  | N | IPP Non-CHP | 2 | X | SUN
Solar Photovoltaic.SUN | solar PV | TRUE | 65345 | Ash Mesa Solar, LLC | 66247 | Ash Mesa Solar, LLC | CO | Montrose | 21536 | Solar Photovoltaic | PV |  | W | 7.8 |  | 7.8 | 7.8 |  | N |  |  | N | IPP Non-CHP | 2 | X | SUN
Solar Photovoltaic.SUN | solar PV | TRUE | 14063 | Oklahoma Gas & Electric Co | 66248 | Butterfield Solar Farm | OK | Bryan | BSS1 | Solar Photovoltaic | PV |  | S | 5 |  | 5 | 5 |  | N |  |  | N | Electric Utility | 1 | X | SUN
Onshore Wind Turbine.WND | onshore wind | TRUE | 65402 | WEB Silver Maple Wind LLC | 66283 | Silver Maple | ME | Penobscot | SIMA1 | Onshore Wind Turbine | WT |  | S | 20 |  | 20 | 20 | 0.1 | N |  |  | N | IPP Non-CHP | 2 | X | WND
Solar Photovoltaic.SUN | solar PV | TRUE | 65370 | Cutlass Solar 1, LLC | 66310 | Cutlass Solar 1 LLC | TX | Fort Bend | CT1PV | Solar Photovoltaic | PV |  | J | 110.9 | 0.95 | 110.9 | 110.9 |  | N |  |  | N | IPP Non-CHP | 2 | X | SUN
Landfill Gas.LFG | natural gas peaker | TRUE | 13559 | North American Natural Res | 66311 | Venice Park | MI | Genesee | 10 | Landfill Gas | IC |  | S | 1.6 | 0.9 | 1.6 | 1.6 | 1 | N |  |  | N | IPP Non-CHP | 2 | X | LFG
Landfill Gas.LFG | natural gas peaker | TRUE | 13559 | North American Natural Res | 66311 | Venice Park | MI | Genesee | 7 | Landfill Gas | IC |  | S | 1.6 | 0.9 | 1.6 | 1.6 | 1 | N |  |  | N | IPP Non-CHP | 2 | X | LFG
Landfill Gas.LFG | natural gas peaker | TRUE | 13559 | North American Natural Res | 66311 | Venice Park | MI | Genesee | 8 | Landfill Gas | IC |  | S | 1.6 | 0.9 | 1.6 | 1.6 | 1 | N |  |  | N | IPP Non-CHP | 2 | X | LFG
Landfill Gas.LFG | natural gas peaker | TRUE | 13559 | North American Natural Res | 66311 | Venice Park | MI | Genesee | 9 | Landfill Gas | IC |  | S | 1.6 | 0.9 | 1.6 | 1.6 | 1 | N |  |  | N | IPP Non-CHP | 2 | X | LFG
Solar Photovoltaic.SUN | solar PV | TRUE | 65403 | WEB Brimfield Solar LLC | 66317 | Brimfield | MA | Hampden | BRIM1 | Solar Photovoltaic | PV |  | S | 1.9 |  | 1.9 | 1.9 |  | N |  |  | N | IPP Non-CHP | 2 | X | SUN
Solar Photovoltaic.SUN | solar PV | TRUE | 65404 | WEB Brookfield Solar LLC | 66318 | WEB Brookfield | MA | Worcester | BROK1 | Solar Photovoltaic | PV |  | S | 3.4 |  | 3.4 | 3.4 |  | N |  |  | N | IPP Non-CHP | 2 | X | SUN
Onshore Wind Turbine.WND | onshore wind | TRUE | 65408 | King Creek Wind Farm 1, LLC | 66321 | King Creek Wind Farm 1, LLC | TX | Haskell | KC1 | Onshore Wind Turbine | WT |  | S | 184 |  | 184 | 184 | 0 | N |  |  | N | IPP Non-CHP | 2 | X | WND
Onshore Wind Turbine.WND | onshore wind | TRUE | 65409 | King Creek Wind Farm 2, LLC | 66323 | King Creek Wind Farm 2, LLC | TX | Haskell | KC2 | Onshore Wind Turbine | WT |  | S | 209 |  | 209 | 209 | 0 | N |  |  | N | IPP Non-CHP | 2 | X | WND
Solar Photovoltaic.SUN | solar PV | FALSE | 63689 | Wonderful Renewable Energy, LLC. | 66331 | Wonderful Firebaugh | CA | Madera | WFB01 | Solar Photovoltaic | PV |  | W | 5.4 |  | 5.4 | 5.4 |  | N |  |  | N | Industrial Non-CHP | 6 | X | SUN
Solar Photovoltaic.SUN | solar PV | FALSE | 63689 | Wonderful Renewable Energy, LLC. | 66332 | Wonderful Kings | CA | Kern | WFK01 | Solar Photovoltaic | PV |  | W | 3.5 | 0.99 | 3.2 | 1.6 |  | N |  |  | N | Industrial Non-CHP | 6 | X | SUN
Solar Photovoltaic.SUN | solar PV | TRUE | 60571 | AEP Onsite Partners, LLC | 66339 | Brainerd Airport | MN | Crow Wing | BRN01 | Solar Photovoltaic | PV |  | S | 5.8 |  | 5.8 | 5.8 |  | N |  |  | N | IPP Non-CHP | 2 | X | SUN
Solar Photovoltaic.SUN | solar PV | TRUE | 60531 | Standard Solar | 66368 | NSE Astoria - Skyward | OR | Clackamas | SKYW | Solar Photovoltaic | PV |  | S | 2.5 |  | 2.5 | 2.5 |  | N |  |  | N | IPP Non-CHP | 2 | X | SUN
Solar Photovoltaic.SUN | solar PV | TRUE | 64778 | Strata Manager, LLC | 66371 | Edison Farm | NC | Rockingham | EDISN | Solar Photovoltaic | PV |  | W | 2 |  | 2 | 2 |  | N |  |  | N | IPP Non-CHP | 2 | X | SUN
Solar Photovoltaic.SUN | solar PV | TRUE | 64778 | Strata Manager, LLC | 66372 | Overhill Solar | NC | Sampson | OVERH | Solar Photovoltaic | PV |  | W | 5 |  | 5 | 5 |  | N |  |  | N | IPP Non-CHP | 2 | X | SUN
Solar Photovoltaic.SUN | solar PV | TRUE | 64778 | Strata Manager, LLC | 66373 | Polk Farm | NC | Richmond | POLK | Solar Photovoltaic | PV |  | W | 5 |  | 5 | 5 |  | N |  |  | N | IPP Non-CHP | 2 | X | SUN
Solar Photovoltaic.SUN | solar PV | TRUE | 64778 | Strata Manager, LLC | 66374 | Selwyn Farm | NC | Anson | SELW | Solar Photovoltaic | PV |  | W | 5 |  | 5 | 5 |  | N |  |  | N | IPP Non-CHP | 2 | X | SUN
Solar Photovoltaic.SUN | solar PV | TRUE | 64778 | Strata Manager, LLC | 66375 | Shieldwall Solar | NC | Halifax | SHIEL | Solar Photovoltaic | PV |  | W | 5 |  | 5 | 5 |  | N |  |  | N | IPP Non-CHP | 2 | X | SUN
Solar Photovoltaic.SUN | solar PV | TRUE | 64778 | Strata Manager, LLC | 66376 | Summit Solar | NC | Wayne | SUMMT | Solar Photovoltaic | PV |  | W | 3 |  | 3 | 3 |  | N |  |  | N | IPP Non-CHP | 2 | X | SUN
Solar Photovoltaic.SUN | solar PV | TRUE | 61677 | Sol Systems | 66380 | SCS Penfield One 010750 Penfield, LLC | NY | Monroe | 83022 | Solar Photovoltaic | PV |  | S | 5 |  | 4.9 | 2.8 |  | N |  |  | N | IPP Non-CHP | 2 | X | SUN
Solar Photovoltaic.SUN | solar PV | TRUE | 61677 | Sol Systems | 66381 | SCS Harpswell 012903 Brunswick, LLC | ME | Cumberland | 11822 | Solar Photovoltaic | PV |  | S | 4.9 |  | 4.9 | 3 |  | N |  |  | N | IPP Non-CHP | 2 | X | SUN
Natural Gas Internal Combustion Engine.NG | natural gas peaker | FALSE | 65356 | Jax LNG | 66392 | Jax LNG | FL | Duval | 1110 | Natural Gas Internal Combustion Engine | IC |  | S | 2.5 | 0.8 | 2.5 | 2.5 | 1.3 | N |  |  | N | Commercial Non-CHP | 4 | X | NG | OG
Natural Gas Internal Combustion Engine.NG | natural gas peaker | FALSE | 65356 | Jax LNG | 66392 | Jax LNG | FL | Duval | 1120 | Natural Gas Internal Combustion Engine | IC |  | S | 2.5 | 0.8 | 2.5 | 2.5 | 1.3 | N |  |  | N | Commercial Non-CHP | 4 | X | NG | OG
Natural Gas Internal Combustion Engine.NG | natural gas peaker | FALSE | 65356 | Jax LNG | 66392 | Jax LNG | FL | Duval | 1130 | Natural Gas Internal Combustion Engine | IC |  | S | 2.5 | 0.8 | 2.5 | 2.5 | 1.3 | N |  |  | N | Commercial Non-CHP | 4 | X | NG | OG
Natural Gas Internal Combustion Engine.NG | natural gas peaker | FALSE | 65356 | Jax LNG | 66392 | Jax LNG | FL | Duval | 1140 | Natural Gas Internal Combustion Engine | IC |  | S | 2.5 | 0.8 | 2.5 | 2.5 | 1.3 | N |  |  | N | Commercial Non-CHP | 4 | X | NG | OG
Natural Gas Internal Combustion Engine.NG | natural gas peaker | FALSE | 65357 | REV LNG SSL BC, LLC | 66393 | Towanda Facility | PA | Bradford | P103 | Natural Gas Internal Combustion Engine | IC |  | S | 1.6 | 0.8 | 1.5 | 1.5 | 1.5 | N |  |  | N | Industrial Non-CHP | 6 | X | NG | OG
Natural Gas Internal Combustion Engine.NG | natural gas peaker | FALSE | 65357 | REV LNG SSL BC, LLC | 66393 | Towanda Facility | PA | Bradford | P104 | Natural Gas Internal Combustion Engine | IC |  | S | 1.6 | 0.8 | 1.5 | 1.5 | 1.5 | N |  |  | N | Industrial Non-CHP | 6 | X | NG | OG
Natural Gas Internal Combustion Engine.NG | natural gas peaker | FALSE | 65357 | REV LNG SSL BC, LLC | 66393 | Towanda Facility | PA | Bradford | P105 | Natural Gas Internal Combustion Engine | IC |  | S | 1.6 | 0.8 | 1.5 | 1.5 | 1.5 | N |  |  | N | Industrial Non-CHP | 6 | X | NG | OG
Conventional Hydroelectric.WAT | hydro | TRUE | 65472 | AJMS, LLC | 66406 | AJMS, LLC | ID | Shoshone | AJMS | Conventional Hydroelectric | HY |  | S | 1.2 | 0.9 | 1.2 | 0.1 | 0.3 | N |  |  | N | IPP Non-CHP | 2 | X | WAT
Solar Photovoltaic.SUN | solar PV | TRUE | 24431 | Utah Municipal Power Agency | 66413 | Spanish Fork Community Solar | UT | Utah | 10112 | Solar Photovoltaic | PV |  | S | 4 |  | 4 | 4 |  | N |  |  | N | Electric Utility | 1 | X | SUN
Solar Photovoltaic.SUN | solar PV | FALSE | 62998 | Cox Enterprises | 66417 | Manheim New England | MA | Bristol | GRND | Solar Photovoltaic | PV |  | S | 2.5 |  | 2.5 | 2.5 |  | N |  |  | N | Commercial Non-CHP | 4 | X | SUN
Solar Photovoltaic.SUN | solar PV | TRUE | 65473 | Westside Solar, LLC (Ecofin) | 66422 | Westside Solar | MN | Olmsted | NORTH | Solar Photovoltaic | PV |  | S | 3.5 |  | 3.4 | 2.7 |  | N |  |  | N | IPP Non-CHP | 2 | X | SUN
Solar Photovoltaic.SUN | solar PV | TRUE | 65473 | Westside Solar, LLC (Ecofin) | 66422 | Westside Solar | MN | Olmsted | SOUTH | Solar Photovoltaic | PV |  | S | 6.5 |  | 6.4 | 5.3 |  | N |  |  | N | IPP Non-CHP | 2 | X | SUN
Solar Photovoltaic.SUN | solar PV | TRUE | 65498 | Emerald Marshfield, LLC | 66427 | Emerald Marshfields, LLC | MA | Plymouth | EMAR1 | Solar Photovoltaic | PV |  | W | 1.9 |  | 1.9 | 1.9 |  | N |  |  | N | IPP Non-CHP | 2 | X | SUN
Solar Photovoltaic.SUN | solar PV | TRUE | 65496 | Emerald Kemble, LLC | 66428 | Emerald Kemble, LLC | NJ | Morris | EK350 | Solar Photovoltaic | PV |  | W | 1.2 |  | 1.2 | 1.2 |  | N |  |  | N | IPP Non-CHP | 2 | X | SUN
Solar Photovoltaic.SUN | solar PV | TRUE | 65496 | Emerald Kemble, LLC | 66428 | Emerald Kemble, LLC | NJ | Morris | EK360 | Solar Photovoltaic | PV |  | W | 1.2 |  | 1.2 | 1.2 |  | N |  |  | N | IPP Non-CHP | 2 | X | SUN
Solar Photovoltaic.SUN | solar PV | TRUE | 65497 | Emerald Gardens PKI, LLC | 66429 | Emerald Gardens PKI, LLC | CT | Fairfield | EPKI1 | Solar Photovoltaic | PV |  | W | 0.8 |  | 0.8 | 0.8 |  | N |  |  | N | IPP Non-CHP | 2 | X | SUN
Solar Photovoltaic.SUN | solar PV | TRUE | 65497 | Emerald Gardens PKI, LLC | 66429 | Emerald Gardens PKI, LLC | CT | Fairfield | EPKI2 | Solar Photovoltaic | PV |  | W | 0.8 |  | 0.8 | 0.8 |  | N |  |  | N | IPP Non-CHP | 2 | X | SUN
Petroleum Liquids.DFO | petroleum | TRUE | 40577 | American Mun Power-Ohio, Inc | 66434 | Monroeville RTO BTM | OH | Huron | PB1 | Petroleum Liquids | IC |  | S | 2.7 | 0.8 | 2.7 | 2.7 | 2.7 | N |  |  | N | Electric Utility | 1 | X | DFO
Petroleum Liquids.DFO | petroleum | TRUE | 40577 | American Mun Power-Ohio, Inc | 66437 | Niles RTO BTM | OH | Trumbull | PB1 | Petroleum Liquids | IC |  | S | 2.7 | 0.8 | 2.7 | 2.7 | 2.7 | N |  |  | N | Electric Utility | 1 | X | DFO
Petroleum Liquids.DFO | petroleum | TRUE | 40577 | American Mun Power-Ohio, Inc | 66437 | Niles RTO BTM | OH | Trumbull | PB2 | Petroleum Liquids | IC |  | S | 2.7 | 0.8 | 2.7 | 2.7 | 2.7 | N |  |  | N | Electric Utility | 1 | X | DFO
Petroleum Liquids.DFO | petroleum | TRUE | 40577 | American Mun Power-Ohio, Inc | 66437 | Niles RTO BTM | OH | Trumbull | PB3 | Petroleum Liquids | IC |  | S | 2.7 | 0.8 | 2.7 | 2.7 | 2.7 | N |  |  | N | Electric Utility | 1 | X | DFO
Petroleum Liquids.DFO | petroleum | TRUE | 40577 | American Mun Power-Ohio, Inc | 66437 | Niles RTO BTM | OH | Trumbull | PB4 | Petroleum Liquids | IC |  | S | 2.7 | 0.8 | 2.7 | 2.7 | 2.7 | N |  |  | N | Electric Utility | 1 | X | DFO
Petroleum Liquids.DFO | petroleum | TRUE | 40577 | American Mun Power-Ohio, Inc | 66438 | Perkasie PA BTM | PA | Bucks | PB1 | Petroleum Liquids | IC |  | S | 2.2 | 0.8 | 2.2 | 2.2 | 2.2 | N |  |  | N | Electric Utility | 1 | X | DFO
Petroleum Liquids.DFO | petroleum | TRUE | 40577 | American Mun Power-Ohio, Inc | 66438 | Perkasie PA BTM | PA | Bucks | PB2 | Petroleum Liquids | IC |  | S | 2.2 | 0.8 | 2.2 | 2.2 | 2.2 | N |  |  | N | Electric Utility | 1 | X | DFO
Solar Photovoltaic.SUN | solar PV | TRUE | 60628 | Inovateus Solar, LLC | 66442 | LSE Musca Solar | NY | Tompkins | ORANG | Solar Photovoltaic | PV |  | S | 5 |  | 5 | 5 |  | N |  |  | N | IPP Non-CHP | 2 | X | SUN
Petroleum Liquids.DFO | petroleum | TRUE | 40577 | American Mun Power-Ohio, Inc | 66444 | Woodville RTO BTM | OH | Sandusky | PB1 | Petroleum Liquids | IC |  | S | 2.7 | 0.8 | 2.7 | 2.7 | 2.7 | N |  |  | N | Electric Utility | 1 | X | DFO
Petroleum Liquids.DFO | petroleum | TRUE | 40577 | American Mun Power-Ohio, Inc | 66445 | Blakely (PA) RTO BTM | PA | Lackawanna | PB 2 | Petroleum Liquids | IC |  | S | 2.7 | 0.8 | 2.7 | 2.7 | 2.7 | N |  |  | N | Electric Utility | 1 | X | DFO
Petroleum Liquids.DFO | petroleum | TRUE | 40577 | American Mun Power-Ohio, Inc | 66445 | Blakely (PA) RTO BTM | PA | Lackawanna | PB1 | Petroleum Liquids | IC |  | S | 2.7 | 0.8 | 2.7 | 2.7 | 2.7 | N |  |  | N | Electric Utility | 1 | X | DFO
Petroleum Liquids.DFO | petroleum | TRUE | 40577 | American Mun Power-Ohio, Inc | 66446 | Ephrata PA BTM | PA | Lancaster | PB1 | Petroleum Liquids | IC |  | S | 2.7 | 0.8 | 2.7 | 2.7 | 2.7 | N |  |  | N | Electric Utility | 1 | X | DFO
Petroleum Liquids.DFO | petroleum | TRUE | 40577 | American Mun Power-Ohio, Inc | 66446 | Ephrata PA BTM | PA | Lancaster | PB2 | Petroleum Liquids | IC |  | S | 2.7 | 0.8 | 2.7 | 2.7 | 2.7 | N |  |  | N | Electric Utility | 1 | X | DFO
Petroleum Liquids.DFO | petroleum | TRUE | 40577 | American Mun Power-Ohio, Inc | 66448 | Girard (PA) RTO BTM | PA | Erie | PB1 | Petroleum Liquids | IC |  | S | 2.7 | 0.8 | 2.7 | 2.7 | 2.7 | N |  |  | N | Electric Utility | 1 | X | DFO
Petroleum Liquids.DFO | petroleum | TRUE | 40577 | American Mun Power-Ohio, Inc | 66454 | Hatfield PA BTM | PA | Montgomery | PB1 | Petroleum Liquids | IC |  | S | 2.7 | 0.8 | 2.7 | 2.7 | 2.7 | N |  |  | N | Electric Utility | 1 | X | DFO
Other Natural Gas.NG | natural gas peaker | TRUE | 57128 | Bloom Energy | 66455 | Yale New Haven - New London | CT | New London | YNH01 | Other Natural Gas | FC |  | S | 1.8 |  | 1.8 | 1.8 | 1.8 | N |  |  | N | IPP Non-CHP | 2 | X | NG
Other Natural Gas.NG | natural gas peaker | TRUE | 57128 | Bloom Energy | 66456 | Anheuser Busch - Fairfield | CA | Solano | ANB00 | Other Natural Gas | FC |  | S | 2.6 |  | 2.6 | 2.6 | 2.6 | N |  |  | N | IPP Non-CHP | 2 | X | NG
Other Natural Gas.NG | natural gas peaker | TRUE | 57128 | Bloom Energy | 66457 | Apple Staten Island - Industrial Loop | NY | Richmond | APP18 | Other Natural Gas | FC |  | S | 5 |  | 5 | 5 | 5 | N |  |  | N | IPP Non-CHP | 2 | X | NG
Other Natural Gas.NG | natural gas peaker | TRUE | 57128 | Bloom Energy | 66458 | Redlands Community Hospital | CA | San Bernardino | RCH00 | Other Natural Gas | FC |  | S | 1.1 |  | 1.1 | 1.1 | 1.1 | N |  |  | N | IPP Non-CHP | 2 | X | NG
Other Natural Gas.NG | natural gas peaker | TRUE | 57128 | Bloom Energy | 66459 | Taylor Farms - Schilling Place | CA | Monterey | TLR01 | Other Natural Gas | FC |  | S | 1 |  | 1 | 1 | 1 | N |  |  | N | IPP Non-CHP | 2 | X | NG
Other Natural Gas.NG | natural gas peaker | TRUE | 57128 | Bloom Energy | 66460 | Apple Staten Island - Winant Place | NY | Richmond | APP21 | Other Natural Gas | FC |  | S | 5 |  | 5 | 5 | 5 | N |  |  | N | IPP Non-CHP | 2 | X | NG
Petroleum Liquids.DFO | petroleum | TRUE | 40577 | American Mun Power-Ohio, Inc | 66464 | Wadsworth HBS RTO BTM | OH | Medina | PB1 | Petroleum Liquids | IC |  | S | 2.7 | 0.8 | 2.7 | 2.7 | 2.7 | N |  |  | N | Electric Utility | 1 | X | DFO
Petroleum Liquids.DFO | petroleum | TRUE | 40577 | American Mun Power-Ohio, Inc | 66464 | Wadsworth HBS RTO BTM | OH | Medina | PB2 | Petroleum Liquids | IC |  | S | 2.7 | 0.8 | 2.7 | 2.7 | 2.7 | N |  |  | N | Electric Utility | 1 | X | DFO
Petroleum Liquids.DFO | petroleum | TRUE | 40577 | American Mun Power-Ohio, Inc | 66464 | Wadsworth HBS RTO BTM | OH | Medina | PB3 | Petroleum Liquids | IC |  | S | 2.7 | 0.8 | 2.7 | 2.7 | 2.7 | N |  |  | N | Electric Utility | 1 | X | DFO
Petroleum Liquids.DFO | petroleum | TRUE | 40577 | American Mun Power-Ohio, Inc | 66464 | Wadsworth HBS RTO BTM | OH | Medina | PB4 | Petroleum Liquids | IC |  | S | 2.7 | 0.8 | 2.7 | 2.7 | 2.7 | N |  |  | N | Electric Utility | 1 | X | DFO
Solar Photovoltaic.SUN | solar PV | TRUE | 65521 | Spring Hope Solar 2, LLC | 66465 | Spring Hope Solar 2, LLC | NC | Nash | 68900 | Solar Photovoltaic | PV |  | W | 5 |  | 5 | 5 |  | N |  |  | N | IPP Non-CHP | 2 | X | SUN
Solar Photovoltaic.SUN | solar PV | TRUE | 65522 | Blue Skies Solar, LLC | 66466 | Blue Skies Solar, LLC | CA | Kern | 43580 | Solar Photovoltaic | PV |  | W | 1 |  | 1 | 1 |  | N |  |  | N | IPP Non-CHP | 2 | X | SUN
Solar Photovoltaic.SUN | solar PV | TRUE | 60947 | Tesla Inc. | 66468 | Clovis High School | CA | Fresno | PV1 | Solar Photovoltaic | PV |  | S | 1 |  | 1 | 1 |  | N |  |  | N | IPP Non-CHP | 2 | X | SUN
Solar Photovoltaic.SUN | solar PV | TRUE | 60947 | Tesla Inc. | 66469 | Clovis East High School | CA | Fresno | PV1 | Solar Photovoltaic | PV |  | S | 1 |  | 1 | 1 |  | N |  |  | N | IPP Non-CHP | 2 | X | SUN
Solar Photovoltaic.SUN | solar PV | TRUE | 60947 | Tesla Inc. | 66470 | Clovis North High School | CA | Fresno | PV1 | Solar Photovoltaic | PV |  | S | 1 |  | 1 | 1 |  | N |  |  | N | IPP Non-CHP | 2 | X | SUN
Natural Gas Internal Combustion Engine.NG | natural gas peaker | FALSE | 65525 | San Manuel Mission Band of Indians | 66472 | San Manuel Central Plant Cogens | CA | San Bernardino | CGEN1 | Natural Gas Internal Combustion Engine | IC |  | S | 2.7 | 0.8 | 2.5 | 2.5 | 1.3 | N |  |  | Y | Industrial CHP | 7 | T | NG | PG
Natural Gas Internal Combustion Engine.NG | natural gas peaker | FALSE | 65525 | San Manuel Mission Band of Indians | 66472 | San Manuel Central Plant Cogens | CA | San Bernardino | CGEN2 | Natural Gas Internal Combustion Engine | IC |  | S | 2.7 | 0.8 | 2.5 | 2.5 | 1.3 | N |  |  | Y | Industrial CHP | 7 | T | NG | PG
Solar Photovoltaic.SUN | solar PV | TRUE | 60628 | Inovateus Solar, LLC | 66473 | LSE Pavo Solar | NY | Delaware | WALTO | Solar Photovoltaic | PV |  | S | 2.3 |  | 2.3 | 2.3 |  | N |  |  | N | IPP Non-CHP | 2 | X | SUN
Solar Photovoltaic.SUN | solar PV | TRUE | 65504 | Catalyze Blackstone 83 Federal Street Microgrid, LLC | 66474 | MA Blackstone | MA | Worcester | 18170 | Solar Photovoltaic | PV |  | S | 4.2 |  | 4.2 | 4.2 |  | N |  |  | N | IPP Non-CHP | 2 | X | SUN
Batteries.MWH | battery storage | 0 | 65504 | Catalyze Blackstone 83 Federal Street Microgrid, LLC | 66474 | MA Blackstone | MA | Worcester | B8170 | Batteries | BA |  | S | 3 |  | 3 | 3 |  |  |  |  | N | IPP Non-CHP | 2 | X | MWH
Solar Photovoltaic.SUN | solar PV | TRUE | 65480 | VC Renewables | 66481 | Union Vale | NY | Dutchess | UVALE | Solar Photovoltaic | PV |  | S | 1.7 | 1 | 1.7 | 1.7 |  | N |  |  | N | IPP Non-CHP | 2 | X | SUN
Solar Photovoltaic.SUN | solar PV | TRUE | 65480 | VC Renewables | 66482 | Ghent (NY) | NY | Columbia | GHENT | Solar Photovoltaic | PV |  | S | 3.3 | 1 | 3.3 | 3.3 |  | N |  |  | N | IPP Non-CHP | 2 | X | SUN
Solar Photovoltaic.SUN | solar PV | TRUE | 65480 | VC Renewables | 66483 | Stanford | NY | Dutchess | SNFRD | Solar Photovoltaic | PV |  | S | 5 | 1 | 5 | 5 |  | N |  |  | N | IPP Non-CHP | 2 | X | SUN
Solar Photovoltaic.SUN | solar PV | TRUE | 65480 | VC Renewables | 66485 | Gloucester | NJ | Camden | GLSTR | Solar Photovoltaic | PV |  | S | 2.4 | 1 | 2.4 | 2.4 |  | N |  |  | N | IPP Non-CHP | 2 | X | SUN
Solar Photovoltaic.SUN | solar PV | TRUE | 65480 | VC Renewables | 66486 | Ramapo | NJ | Bergen | RAMPO | Solar Photovoltaic | PV |  | S | 4.2 |  | 4.2 | 4.2 |  | N |  |  | N | IPP Non-CHP | 2 | X | SUN
Solar Photovoltaic.SUN | solar PV | TRUE | 65538 | Moyer Solar, LLC | 66487 | Moyer Solar | NC | Rockingham | MOYER | Solar Photovoltaic | PV |  | S | 5 |  | 5 | 5 |  | N |  |  | N | IPP Non-CHP | 2 | X | SUN
Solar Photovoltaic.SUN | solar PV | TRUE | 61194 | Generate Capital | 66489 | Genesee - CCR Solar | NY | Monroe | 10951 | Solar Photovoltaic | PV |  | W | 3.7 |  | 3.7 | 3.7 |  | N |  |  | N | IPP Non-CHP | 2 | X | SUN
Solar Photovoltaic.SUN | solar PV | FALSE | 65537 | Henry Miller Reclamation District | 66492 | Henry Miller RD | CA | Merced | HMRD1 | Solar Photovoltaic | PV |  | S | 1.5 |  | 1.5 | 1 |  | N |  |  | N | Commercial Non-CHP | 4 | X | SUN
Batteries.MWH | battery storage | 0 | 61978 | Convergent Energy and Power LP | 66499 | Federalsburg Energy Storage 1 LLC | MD | Caroline | FDBA1 | Batteries | BA |  | S | 1.2 |  | 1.2 | 1.2 |  | N |  |  | N | IPP Non-CHP | 2 | X | MWH
Solar Photovoltaic.SUN | solar PV | TRUE | 61978 | Convergent Energy and Power LP | 66499 | Federalsburg Energy Storage 1 LLC | MD | Caroline | FDPV1 | Solar Photovoltaic | PV |  | S | 0.8 |  | 0.8 | 0.8 |  | N |  |  | N | IPP Non-CHP | 2 | X | SUN
Batteries.MWH | battery storage | 0 | 65552 | Terra-Gen Operating Co-BESS 2 | 66500 | Valley Center 85 | CA | San Diego | VC85 | Batteries | BA |  | S | 85 | 1 | 85 | 85 | 1 | N |  |  | N | IPP Non-CHP | 2 | X | MWH
Batteries.MWH | battery storage | 0 | 61978 | Convergent Energy and Power LP | 66501 | Cicero Energy Storage 1 LLC | NY | Onondaga | CCBA1 | Batteries | BA |  | S | 5 |  | 5 | 5 |  | N |  |  | N | IPP Non-CHP | 2 | X | MWH
Solar Photovoltaic.SUN | solar PV | TRUE | 61978 | Convergent Energy and Power LP | 66501 | Cicero Energy Storage 1 LLC | NY | Onondaga | CCPV1 | Solar Photovoltaic | PV |  | S | 5 |  | 5 | 5 |  | N |  |  | N | IPP Non-CHP | 2 | X | SUN
Batteries.MWH | battery storage | 0 | 65552 | Terra-Gen Operating Co-BESS 2 | 66502 | Valley Center 54 | CA | San Diego | VC54 | Batteries | BA |  | S | 54 | 1 | 54 | 54 | 1 | N |  |  | N | IPP Non-CHP | 2 | X | MWH
Batteries.MWH | battery storage | 0 | 61978 | Convergent Energy and Power LP | 66503 | Cicero Energy Storage 2 LLC | NY | Onondaga | CCBA2 | Batteries | BA |  | S | 5 |  | 5 | 5 |  | N |  |  | N | IPP Non-CHP | 2 | X | MWH
Solar Photovoltaic.SUN | solar PV | TRUE | 61978 | Convergent Energy and Power LP | 66503 | Cicero Energy Storage 2 LLC | NY | Onondaga | CCPV2 | Solar Photovoltaic | PV |  | S | 5 |  | 5 | 5 |  | N |  |  | N | IPP Non-CHP | 2 | X | SUN
Solar Photovoltaic.SUN | solar PV | TRUE | 65584 | Solar DG MD Holabird Broening ACC, LLC | 66536 | CPG - Duke 5300A Holabird | MD | Baltimore City | 5003A | Solar Photovoltaic | PV |  | S | 1.5 |  | 1.5 | 1.5 |  | N |  |  | N | IPP Non-CHP | 2 | X | SUN
Solar Photovoltaic.SUN | solar PV | TRUE | 65584 | Solar DG MD Holabird Broening ACC, LLC | 66537 | CPG - Duke 5300B Holabird | MD | Baltimore City | 5003B | Solar Photovoltaic | PV |  | S | 1.5 |  | 1.5 | 1.5 |  | N |  |  | N | IPP Non-CHP | 2 | X | SUN
Solar Photovoltaic.SUN | solar PV | TRUE | 65585 | Solar DG MD Holabird AJCFB, LLC | 66538 | CPG - Duke 5900 Holabird | MD | Baltimore City | 5900 | Solar Photovoltaic | PV |  | S | 1.5 |  | 1.5 | 1.5 |  | N |  |  | N | IPP Non-CHP | 2 | X | SUN
Solar Photovoltaic.SUN | solar PV | TRUE | 65585 | Solar DG MD Holabird AJCFB, LLC | 66539 | CPG - Duke 6000 Holabird | MD | Baltimore City | 6000 | Solar Photovoltaic | PV |  | S | 1.5 |  | 1.5 | 1.5 |  | N |  |  | N | IPP Non-CHP | 2 | X | SUN
Natural Gas Internal Combustion Engine.NG | natural gas peaker | TRUE | 64449 | Texas Microgrid, LLC | 66549 | HEB00063 | TX | Brazoria | H0631 | Natural Gas Internal Combustion Engine | IC | H063 | S | 0.4 | 0.8 | 0.4 | 0.4 | 0 | N |  |  | N | IPP Non-CHP | 2 | X | NG
Natural Gas Internal Combustion Engine.NG | natural gas peaker | TRUE | 64449 | Texas Microgrid, LLC | 66549 | HEB00063 | TX | Brazoria | H0632 | Natural Gas Internal Combustion Engine | IC | H063 | S | 0.4 | 0.8 | 0.4 | 0.4 | 0 | N |  |  | N | IPP Non-CHP | 2 | X | NG
Natural Gas Internal Combustion Engine.NG | natural gas peaker | TRUE | 64449 | Texas Microgrid, LLC | 66549 | HEB00063 | TX | Brazoria | H0633 | Natural Gas Internal Combustion Engine | IC | H063 | S | 0.4 | 0.8 | 0.4 | 0.4 | 0 | N |  |  | N | IPP Non-CHP | 2 | X | NG
Natural Gas Internal Combustion Engine.NG | natural gas peaker | TRUE | 64449 | Texas Microgrid, LLC | 66549 | HEB00063 | TX | Brazoria | H0634 | Natural Gas Internal Combustion Engine | IC | H063 | S | 0.4 | 0.8 | 0.4 | 0.4 | 0 | N |  |  | N | IPP Non-CHP | 2 | X | NG
Natural Gas Internal Combustion Engine.NG | natural gas peaker | TRUE | 64449 | Texas Microgrid, LLC | 66550 | HEB00069 | TX | Nueces | H0691 | Natural Gas Internal Combustion Engine | IC | H069 | S | 0.4 | 0.8 | 0.4 | 0.4 | 0 | N |  |  | N | IPP Non-CHP | 2 | X | NG
Natural Gas Internal Combustion Engine.NG | natural gas peaker | TRUE | 64449 | Texas Microgrid, LLC | 66550 | HEB00069 | TX | Nueces | H0692 | Natural Gas Internal Combustion Engine | IC | H069 | S | 0.4 | 0.8 | 0.4 | 0.4 | 0 | N |  |  | N | IPP Non-CHP | 2 | X | NG
Natural Gas Internal Combustion Engine.NG | natural gas peaker | TRUE | 64449 | Texas Microgrid, LLC | 66550 | HEB00069 | TX | Nueces | H0693 | Natural Gas Internal Combustion Engine | IC | H069 | S | 0.4 | 0.8 | 0.4 | 0.4 | 0 | N |  |  | N | IPP Non-CHP | 2 | X | NG
Natural Gas Internal Combustion Engine.NG | natural gas peaker | TRUE | 64449 | Texas Microgrid, LLC | 66550 | HEB00069 | TX | Nueces | H0694 | Natural Gas Internal Combustion Engine | IC | H069 | S | 0.4 | 0.8 | 0.4 | 0.4 | 0 | N |  |  | N | IPP Non-CHP | 2 | X | NG
Natural Gas Internal Combustion Engine.NG | natural gas peaker | TRUE | 64449 | Texas Microgrid, LLC | 66561 | BUC00040 | TX | Fort Bend | B0401 | Natural Gas Internal Combustion Engine | IC | B040 | S | 0.4 | 0.8 | 0.4 | 0.4 | 0 | N |  |  | N | IPP Non-CHP | 2 | X | NG
Natural Gas Internal Combustion Engine.NG | natural gas peaker | TRUE | 64449 | Texas Microgrid, LLC | 66561 | BUC00040 | TX | Fort Bend | B0402 | Natural Gas Internal Combustion Engine | IC | B040 | S | 0.4 | 0.8 | 0.4 | 0.4 | 0 | N |  |  | N | IPP Non-CHP | 2 | X | NG
Natural Gas Internal Combustion Engine.NG | natural gas peaker | TRUE | 64449 | Texas Microgrid, LLC | 66561 | BUC00040 | TX | Fort Bend | B0403 | Natural Gas Internal Combustion Engine | IC | B040 | S | 0.4 | 0.8 | 0.4 | 0.4 | 0 | N |  |  | N | IPP Non-CHP | 2 | X | NG
Natural Gas Internal Combustion Engine.NG | natural gas peaker | TRUE | 64449 | Texas Microgrid, LLC | 66561 | BUC00040 | TX | Fort Bend | B0404 | Natural Gas Internal Combustion Engine | IC | B040 | S | 0.4 | 0.8 | 0.4 | 0.4 | 0 | N |  |  | N | IPP Non-CHP | 2 | X | NG
Natural Gas Internal Combustion Engine.NG | natural gas peaker | TRUE | 64449 | Texas Microgrid, LLC | 66562 | HEB00591 | TX | Williamson | H5911 | Natural Gas Internal Combustion Engine | IC | H591 | S | 0.4 | 0.8 | 0.4 | 0.4 | 0 | N |  |  | N | IPP Non-CHP | 2 | X | NG
Natural Gas Internal Combustion Engine.NG | natural gas peaker | TRUE | 64449 | Texas Microgrid, LLC | 66562 | HEB00591 | TX | Williamson | H5912 | Natural Gas Internal Combustion Engine | IC | H591 | S | 0.4 | 0.8 | 0.4 | 0.4 | 0 | N |  |  | N | IPP Non-CHP | 2 | X | NG
Natural Gas Internal Combustion Engine.NG | natural gas peaker | TRUE | 64449 | Texas Microgrid, LLC | 66562 | HEB00591 | TX | Williamson | H5913 | Natural Gas Internal Combustion Engine | IC | H591 | S | 0.4 | 0.8 | 0.4 | 0.4 | 0 | N |  |  | N | IPP Non-CHP | 2 | X | NG
Natural Gas Internal Combustion Engine.NG | natural gas peaker | TRUE | 64449 | Texas Microgrid, LLC | 66562 | HEB00591 | TX | Williamson | H5914 | Natural Gas Internal Combustion Engine | IC | H591 | S | 0.4 | 0.8 | 0.4 | 0.4 | 0 | N |  |  | N | IPP Non-CHP | 2 | X | NG
Natural Gas Internal Combustion Engine.NG | natural gas peaker | TRUE | 64449 | Texas Microgrid, LLC | 66563 | HEB00092 | TX | Victoria | H0921 | Natural Gas Internal Combustion Engine | IC | H092 | S | 0.4 | 0.8 | 0.4 | 0.4 | 0 | N |  |  | N | IPP Non-CHP | 2 | X | NG
Natural Gas Internal Combustion Engine.NG | natural gas peaker | TRUE | 64449 | Texas Microgrid, LLC | 66563 | HEB00092 | TX | Victoria | H0922 | Natural Gas Internal Combustion Engine | IC | H092 | S | 0.4 | 0.8 | 0.4 | 0.4 | 0 | N |  |  | N | IPP Non-CHP | 2 | X | NG
Natural Gas Internal Combustion Engine.NG | natural gas peaker | TRUE | 64449 | Texas Microgrid, LLC | 66563 | HEB00092 | TX | Victoria | H0923 | Natural Gas Internal Combustion Engine | IC | H092 | S | 0.4 | 0.8 | 0.4 | 0.4 | 0 | N |  |  | N | IPP Non-CHP | 2 | X | NG
Natural Gas Internal Combustion Engine.NG | natural gas peaker | TRUE | 64449 | Texas Microgrid, LLC | 66563 | HEB00092 | TX | Victoria | H0924 | Natural Gas Internal Combustion Engine | IC | H092 | S | 0.4 | 0.8 | 0.4 | 0.4 | 0 | N |  |  | N | IPP Non-CHP | 2 | X | NG
Natural Gas Internal Combustion Engine.NG | natural gas peaker | TRUE | 64449 | Texas Microgrid, LLC | 66564 | HEB00095 | TX | Webb | H0951 | Natural Gas Internal Combustion Engine | IC | H095 | S | 0.4 | 0.8 | 0.4 | 0.4 | 0 | N |  |  | N | IPP Non-CHP | 2 | X | NG
Natural Gas Internal Combustion Engine.NG | natural gas peaker | TRUE | 64449 | Texas Microgrid, LLC | 66564 | HEB00095 | TX | Webb | H0952 | Natural Gas Internal Combustion Engine | IC | H095 | S | 0.4 | 0.8 | 0.4 | 0.4 | 0 | N |  |  | N | IPP Non-CHP | 2 | X | NG
Natural Gas Internal Combustion Engine.NG | natural gas peaker | TRUE | 64449 | Texas Microgrid, LLC | 66564 | HEB00095 | TX | Webb | H0953 | Natural Gas Internal Combustion Engine | IC | H095 | S | 0.4 | 0.8 | 0.4 | 0.4 | 0 | N |  |  | N | IPP Non-CHP | 2 | X | NG
Natural Gas Internal Combustion Engine.NG | natural gas peaker | TRUE | 64449 | Texas Microgrid, LLC | 66564 | HEB00095 | TX | Webb | H0954 | Natural Gas Internal Combustion Engine | IC | H095 | S | 0.4 | 0.8 | 0.4 | 0.4 | 0 | N |  |  | N | IPP Non-CHP | 2 | X | NG
Natural Gas Internal Combustion Engine.NG | natural gas peaker | TRUE | 64449 | Texas Microgrid, LLC | 66565 | HEBCCBakery | TX | Nueces | HCCB1 | Natural Gas Internal Combustion Engine | IC | HCCB | S | 0.4 | 0.8 | 0.4 | 0.4 | 0 | N |  |  | N | IPP Non-CHP | 2 | X | NG
Natural Gas Internal Combustion Engine.NG | natural gas peaker | TRUE | 64449 | Texas Microgrid, LLC | 66565 | HEBCCBakery | TX | Nueces | HCCB2 | Natural Gas Internal Combustion Engine | IC | HCCB | S | 0.4 | 0.8 | 0.4 | 0.4 | 0 | N |  |  | N | IPP Non-CHP | 2 | X | NG
Natural Gas Internal Combustion Engine.NG | natural gas peaker | TRUE | 64449 | Texas Microgrid, LLC | 66565 | HEBCCBakery | TX | Nueces | HCCB3 | Natural Gas Internal Combustion Engine | IC | HCCB | S | 0.4 | 0.8 | 0.4 | 0.4 | 0 | N |  |  | N | IPP Non-CHP | 2 | X | NG
Natural Gas Internal Combustion Engine.NG | natural gas peaker | TRUE | 64449 | Texas Microgrid, LLC | 66565 | HEBCCBakery | TX | Nueces | HCCB4 | Natural Gas Internal Combustion Engine | IC | HCCB | S | 0.4 | 0.8 | 0.4 | 0.4 | 0 | N |  |  | N | IPP Non-CHP | 2 | X | NG
Natural Gas Internal Combustion Engine.NG | natural gas peaker | TRUE | 64449 | Texas Microgrid, LLC | 66565 | HEBCCBakery | TX | Nueces | HCCB5 | Natural Gas Internal Combustion Engine | IC | HCCB | S | 0.4 | 0.8 | 0.4 | 0.4 | 0 | N |  |  | N | IPP Non-CHP | 2 | X | NG
Natural Gas Internal Combustion Engine.NG | natural gas peaker | TRUE | 64449 | Texas Microgrid, LLC | 66565 | HEBCCBakery | TX | Nueces | HCCB6 | Natural Gas Internal Combustion Engine | IC | HCCB | S | 0.4 | 0.8 | 0.4 | 0.4 | 0 | N |  |  | N | IPP Non-CHP | 2 | X | NG
Natural Gas Internal Combustion Engine.NG | natural gas peaker | TRUE | 64449 | Texas Microgrid, LLC | 66565 | HEBCCBakery | TX | Nueces | HCCB7 | Natural Gas Internal Combustion Engine | IC | HCCB | S | 0.4 | 0.8 | 0.4 | 0.4 | 0 | N |  |  | N | IPP Non-CHP | 2 | X | NG
Natural Gas Internal Combustion Engine.NG | natural gas peaker | TRUE | 64449 | Texas Microgrid, LLC | 66565 | HEBCCBakery | TX | Nueces | HCCB8 | Natural Gas Internal Combustion Engine | IC | HCCB | S | 0.4 | 0.8 | 0.4 | 0.4 | 0 | N |  |  | N | IPP Non-CHP | 2 | X | NG
Natural Gas Internal Combustion Engine.NG | natural gas peaker | TRUE | 64449 | Texas Microgrid, LLC | 66566 | HEBSnackPlant | TX | Harris | HSNP1 | Natural Gas Internal Combustion Engine | IC | HSNP | S | 0.4 | 0.8 | 0.4 | 0.4 | 0 | N |  |  | N | IPP Non-CHP | 2 | X | NG
Natural Gas Internal Combustion Engine.NG | natural gas peaker | TRUE | 64449 | Texas Microgrid, LLC | 66566 | HEBSnackPlant | TX | Harris | HSNP2 | Natural Gas Internal Combustion Engine | IC | HSNP | S | 0.4 | 0.8 | 0.4 | 0.4 | 0 | N |  |  | N | IPP Non-CHP | 2 | X | NG
Natural Gas Internal Combustion Engine.NG | natural gas peaker | TRUE | 64449 | Texas Microgrid, LLC | 66566 | HEBSnackPlant | TX | Harris | HSNP3 | Natural Gas Internal Combustion Engine | IC | HSNP | S | 0.4 | 0.8 | 0.4 | 0.4 | 0 | N |  |  | N | IPP Non-CHP | 2 | X | NG
Natural Gas Internal Combustion Engine.NG | natural gas peaker | TRUE | 64449 | Texas Microgrid, LLC | 66566 | HEBSnackPlant | TX | Harris | HSNP4 | Natural Gas Internal Combustion Engine | IC | HSNP | S | 0.4 | 0.8 | 0.4 | 0.4 | 0 | N |  |  | N | IPP Non-CHP | 2 | X | NG
Natural Gas Internal Combustion Engine.NG | natural gas peaker | TRUE | 64449 | Texas Microgrid, LLC | 66567 | HEBHoustonDistributionCenter | TX | Harris | HDC10 | Natural Gas Internal Combustion Engine | IC | HHDC | S | 0.4 | 0.8 | 0.4 | 0.4 | 0 | N |  |  | N | IPP Non-CHP | 2 | X | NG
Natural Gas Internal Combustion Engine.NG | natural gas peaker | TRUE | 64449 | Texas Microgrid, LLC | 66567 | HEBHoustonDistributionCenter | TX | Harris | HDC11 | Natural Gas Internal Combustion Engine | IC | HHDC | S | 0.4 | 0.8 | 0.4 | 0.4 | 0 | N |  |  | N | IPP Non-CHP | 2 | X | NG
Natural Gas Internal Combustion Engine.NG | natural gas peaker | TRUE | 64449 | Texas Microgrid, LLC | 66567 | HEBHoustonDistributionCenter | TX | Harris | HDC12 | Natural Gas Internal Combustion Engine | IC | HHDC | S | 0.4 | 0.8 | 0.4 | 0.4 | 0 | N |  |  | N | IPP Non-CHP | 2 | X | NG
Natural Gas Internal Combustion Engine.NG | natural gas peaker | TRUE | 64449 | Texas Microgrid, LLC | 66567 | HEBHoustonDistributionCenter | TX | Harris | HDC13 | Natural Gas Internal Combustion Engine | IC | HHDC | S | 0.4 | 0.8 | 0.4 | 0.4 | 0 | N |  |  | N | IPP Non-CHP | 2 | X | NG
Natural Gas Internal Combustion Engine.NG | natural gas peaker | TRUE | 64449 | Texas Microgrid, LLC | 66567 | HEBHoustonDistributionCenter | TX | Harris | HDC14 | Natural Gas Internal Combustion Engine | IC | HHDC | S | 0.4 | 0.8 | 0.4 | 0.4 | 0 | N |  |  | N | IPP Non-CHP | 2 | X | NG
Natural Gas Internal Combustion Engine.NG | natural gas peaker | TRUE | 64449 | Texas Microgrid, LLC | 66567 | HEBHoustonDistributionCenter | TX | Harris | HDC15 | Natural Gas Internal Combustion Engine | IC | HHDC | S | 0.4 | 0.8 | 0.4 | 0.4 | 0 | N |  |  | N | IPP Non-CHP | 2 | X | NG
Natural Gas Internal Combustion Engine.NG | natural gas peaker | TRUE | 64449 | Texas Microgrid, LLC | 66567 | HEBHoustonDistributionCenter | TX | Harris | HDC16 | Natural Gas Internal Combustion Engine | IC | HHDC | S | 0.4 | 0.8 | 0.4 | 0.4 | 0 | N |  |  | N | IPP Non-CHP | 2 | X | NG
Natural Gas Internal Combustion Engine.NG | natural gas peaker | TRUE | 64449 | Texas Microgrid, LLC | 66567 | HEBHoustonDistributionCenter | TX | Harris | HDC17 | Natural Gas Internal Combustion Engine | IC | HHDC | S | 0.4 | 0.8 | 0.4 | 0.4 | 0 | N |  |  | N | IPP Non-CHP | 2 | X | NG
Natural Gas Internal Combustion Engine.NG | natural gas peaker | TRUE | 64449 | Texas Microgrid, LLC | 66567 | HEBHoustonDistributionCenter | TX | Harris | HDC18 | Natural Gas Internal Combustion Engine | IC | HHDC | S | 0.4 | 0.8 | 0.4 | 0.4 | 0 | N |  |  | N | IPP Non-CHP | 2 | X | NG
Natural Gas Internal Combustion Engine.NG | natural gas peaker | TRUE | 64449 | Texas Microgrid, LLC | 66567 | HEBHoustonDistributionCenter | TX | Harris | HDC19 | Natural Gas Internal Combustion Engine | IC | HHDC | S | 0.4 | 0.8 | 0.4 | 0.4 | 0 | N |  |  | N | IPP Non-CHP | 2 | X | NG
Natural Gas Internal Combustion Engine.NG | natural gas peaker | TRUE | 64449 | Texas Microgrid, LLC | 66567 | HEBHoustonDistributionCenter | TX | Harris | HDC20 | Natural Gas Internal Combustion Engine | IC | HHDC | S | 0.4 | 0.8 | 0.4 | 0.4 | 0 | N |  |  | N | IPP Non-CHP | 2 | X | NG
Natural Gas Internal Combustion Engine.NG | natural gas peaker | TRUE | 64449 | Texas Microgrid, LLC | 66567 | HEBHoustonDistributionCenter | TX | Harris | HDC21 | Natural Gas Internal Combustion Engine | IC | HHDC | S | 0.4 | 0.8 | 0.4 | 0.4 | 0 | N |  |  | N | IPP Non-CHP | 2 | X | NG
Natural Gas Internal Combustion Engine.NG | natural gas peaker | TRUE | 64449 | Texas Microgrid, LLC | 66567 | HEBHoustonDistributionCenter | TX | Harris | HDC22 | Natural Gas Internal Combustion Engine | IC | HHDC | S | 0.4 | 0.8 | 0.4 | 0.4 | 0 | N |  |  | N | IPP Non-CHP | 2 | X | NG
Natural Gas Internal Combustion Engine.NG | natural gas peaker | TRUE | 64449 | Texas Microgrid, LLC | 66567 | HEBHoustonDistributionCenter | TX | Harris | HDC23 | Natural Gas Internal Combustion Engine | IC | HHDC | S | 0.4 | 0.8 | 0.4 | 0.4 | 0 | N |  |  | N | IPP Non-CHP | 2 | X | NG
Natural Gas Internal Combustion Engine.NG | natural gas peaker | TRUE | 64449 | Texas Microgrid, LLC | 66567 | HEBHoustonDistributionCenter | TX | Harris | HDC24 | Natural Gas Internal Combustion Engine | IC | HHDC | S | 0.4 | 0.8 | 0.4 | 0.4 | 0 | N |  |  | N | IPP Non-CHP | 2 | X | NG
Natural Gas Internal Combustion Engine.NG | natural gas peaker | TRUE | 64449 | Texas Microgrid, LLC | 66567 | HEBHoustonDistributionCenter | TX | Harris | HDC25 | Natural Gas Internal Combustion Engine | IC | HHDC | S | 0.4 | 0.8 | 0.4 | 0.4 | 0 | N |  |  | N | IPP Non-CHP | 2 | X | NG
Natural Gas Internal Combustion Engine.NG | natural gas peaker | TRUE | 64449 | Texas Microgrid, LLC | 66567 | HEBHoustonDistributionCenter | TX | Harris | HDC26 | Natural Gas Internal Combustion Engine | IC | HHDC | S | 0.4 | 0.8 | 0.4 | 0.4 | 0 | N |  |  | N | IPP Non-CHP | 2 | X | NG
Natural Gas Internal Combustion Engine.NG | natural gas peaker | TRUE | 64449 | Texas Microgrid, LLC | 66567 | HEBHoustonDistributionCenter | TX | Harris | HDC27 | Natural Gas Internal Combustion Engine | IC | HHDC | S | 0.4 | 0.8 | 0.4 | 0.4 | 0 | N |  |  | N | IPP Non-CHP | 2 | X | NG
Natural Gas Internal Combustion Engine.NG | natural gas peaker | TRUE | 64449 | Texas Microgrid, LLC | 66567 | HEBHoustonDistributionCenter | TX | Harris | HDC28 | Natural Gas Internal Combustion Engine | IC | HHDC | S | 0.4 | 0.8 | 0.4 | 0.4 | 0 | N |  |  | N | IPP Non-CHP | 2 | X | NG
Natural Gas Internal Combustion Engine.NG | natural gas peaker | TRUE | 64449 | Texas Microgrid, LLC | 66567 | HEBHoustonDistributionCenter | TX | Harris | HDC29 | Natural Gas Internal Combustion Engine | IC | HHDC | S | 0.4 | 0.8 | 0.4 | 0.4 | 0 | N |  |  | N | IPP Non-CHP | 2 | X | NG
Natural Gas Internal Combustion Engine.NG | natural gas peaker | TRUE | 64449 | Texas Microgrid, LLC | 66567 | HEBHoustonDistributionCenter | TX | Harris | HDC30 | Natural Gas Internal Combustion Engine | IC | HHDC | S | 0.4 | 0.8 | 0.4 | 0.4 | 0 | N |  |  | N | IPP Non-CHP | 2 | X | NG
Natural Gas Internal Combustion Engine.NG | natural gas peaker | TRUE | 64449 | Texas Microgrid, LLC | 66567 | HEBHoustonDistributionCenter | TX | Harris | HDC31 | Natural Gas Internal Combustion Engine | IC | HHDC | S | 0.4 | 0.8 | 0.4 | 0.4 | 0 | N |  |  | N | IPP Non-CHP | 2 | X | NG
Natural Gas Internal Combustion Engine.NG | natural gas peaker | TRUE | 64449 | Texas Microgrid, LLC | 66567 | HEBHoustonDistributionCenter | TX | Harris | HDC32 | Natural Gas Internal Combustion Engine | IC | HHDC | S | 0.4 | 0.8 | 0.4 | 0.4 | 0 | N |  |  | N | IPP Non-CHP | 2 | X | NG
Natural Gas Internal Combustion Engine.NG | natural gas peaker | TRUE | 64449 | Texas Microgrid, LLC | 66567 | HEBHoustonDistributionCenter | TX | Harris | HHDC1 | Natural Gas Internal Combustion Engine | IC | HHDC | S | 0.4 | 0.8 | 0.4 | 0.4 | 0 | N |  |  | N | IPP Non-CHP | 2 | X | NG
Natural Gas Internal Combustion Engine.NG | natural gas peaker | TRUE | 64449 | Texas Microgrid, LLC | 66567 | HEBHoustonDistributionCenter | TX | Harris | HHDC2 | Natural Gas Internal Combustion Engine | IC | HHDC | S | 0.4 | 0.8 | 0.4 | 0.4 | 0 | N |  |  | N | IPP Non-CHP | 2 | X | NG
Natural Gas Internal Combustion Engine.NG | natural gas peaker | TRUE | 64449 | Texas Microgrid, LLC | 66567 | HEBHoustonDistributionCenter | TX | Harris | HHDC3 | Natural Gas Internal Combustion Engine | IC | HHDC | S | 0.4 | 0.8 | 0.4 | 0.4 | 0 | N |  |  | N | IPP Non-CHP | 2 | X | NG
Natural Gas Internal Combustion Engine.NG | natural gas peaker | TRUE | 64449 | Texas Microgrid, LLC | 66567 | HEBHoustonDistributionCenter | TX | Harris | HHDC4 | Natural Gas Internal Combustion Engine | IC | HHDC | S | 0.4 | 0.8 | 0.4 | 0.4 | 0 | N |  |  | N | IPP Non-CHP | 2 | X | NG
Natural Gas Internal Combustion Engine.NG | natural gas peaker | TRUE | 64449 | Texas Microgrid, LLC | 66567 | HEBHoustonDistributionCenter | TX | Harris | HHDC5 | Natural Gas Internal Combustion Engine | IC | HHDC | S | 0.4 | 0.8 | 0.4 | 0.4 | 0 | N |  |  | N | IPP Non-CHP | 2 | X | NG
Natural Gas Internal Combustion Engine.NG | natural gas peaker | TRUE | 64449 | Texas Microgrid, LLC | 66567 | HEBHoustonDistributionCenter | TX | Harris | HHDC6 | Natural Gas Internal Combustion Engine | IC | HHDC | S | 0.4 | 0.8 | 0.4 | 0.4 | 0 | N |  |  | N | IPP Non-CHP | 2 | X | NG
Natural Gas Internal Combustion Engine.NG | natural gas peaker | TRUE | 64449 | Texas Microgrid, LLC | 66567 | HEBHoustonDistributionCenter | TX | Harris | HHDC7 | Natural Gas Internal Combustion Engine | IC | HHDC | S | 0.4 | 0.8 | 0.4 | 0.4 | 0 | N |  |  | N | IPP Non-CHP | 2 | X | NG
Natural Gas Internal Combustion Engine.NG | natural gas peaker | TRUE | 64449 | Texas Microgrid, LLC | 66567 | HEBHoustonDistributionCenter | TX | Harris | HHDC8 | Natural Gas Internal Combustion Engine | IC | HHDC | S | 0.4 | 0.8 | 0.4 | 0.4 | 0 | N |  |  | N | IPP Non-CHP | 2 | X | NG
Natural Gas Internal Combustion Engine.NG | natural gas peaker | TRUE | 64449 | Texas Microgrid, LLC | 66567 | HEBHoustonDistributionCenter | TX | Harris | HHDC9 | Natural Gas Internal Combustion Engine | IC | HHDC | S | 0.4 | 0.8 | 0.4 | 0.4 | 0 | N |  |  | N | IPP Non-CHP | 2 | X | NG
Solar Photovoltaic.SUN | solar PV | TRUE | 65628 | North Kingstown Solar LLC | 66582 | North Kingstown Solar LLC | RI | Washington | 07948 | Solar Photovoltaic | PV |  | S | 1.9 |  | 1.9 | 1.9 |  | N |  |  | N | IPP Non-CHP | 2 | X | SUN
Solar Photovoltaic.SUN | solar PV | TRUE | 65629 | Phillips Route 82 Solar LLC | 66583 | Phillips Route 82 Solar LLC | NY | Dutchess | 05658 | Solar Photovoltaic | PV |  | S | 5 |  | 5 | 5 |  |  |  |  | N | IPP Non-CHP | 2 | X | SUN
Solar Photovoltaic.SUN | solar PV | TRUE | 65630 | White Rock Road LLC | 66584 | White Rock Road LLC | RI | Washington | 07367 | Solar Photovoltaic | PV |  | S | 6.5 |  | 6.5 | 6.5 |  |  |  |  | N | IPP Non-CHP | 2 | X | SUN
Solar Photovoltaic.SUN | solar PV | TRUE | 65631 | French King Solar LLC | 66585 | French King Solar LLC | MA | Franklin | 07152 | Solar Photovoltaic | PV |  | S | 5 |  | 5 | 5 |  | N |  |  | N | IPP Non-CHP | 2 | X | SUN
Solar Photovoltaic.SUN | solar PV | TRUE | 65632 | Green Correctional Coxsackie NY Solar LLC | 66586 | DOCCS Greene | NY | Greene | 06945 | Solar Photovoltaic | PV |  | S | 5 |  | 5 | 5 |  | N |  |  | N | IPP Non-CHP | 2 | X | SUN
Solar Photovoltaic.SUN | solar PV | TRUE | 61204 | Today's Power, Inc. | 66587 | Americus | KS | Lyon | SOL | Solar Photovoltaic | PV |  | S | 1 |  | 1 | 1 |  | N |  |  | N | Electric Utility | 1 | X | SUN
Solar Photovoltaic.SUN | solar PV | TRUE | 61204 | Today's Power, Inc. | 66588 | Ashley-Chicot Solar | AR | Ashley | SOL | Solar Photovoltaic | PV |  | S | 1 |  | 1 | 1 |  | N |  |  | N | Electric Utility | 1 | X | SUN
Solar Photovoltaic.SUN | solar PV | TRUE | 61204 | Today's Power, Inc. | 66589 | Berryville School District Solar | AR | Carroll | SOL | Solar Photovoltaic | PV |  | S | 1 |  | 1 | 1 |  | N |  |  | N | Electric Utility | 1 | X | SUN
Solar Photovoltaic.SUN | solar PV | TRUE | 61204 | Today's Power, Inc. | 66590 | C&L | AR | Lincoln | SOL | Solar Photovoltaic | PV |  | S | 1 |  | 1 | 1 |  | N |  |  | N | Electric Utility | 1 | X | SUN
Solar Photovoltaic.SUN | solar PV | TRUE | 61204 | Today's Power, Inc. | 66591 | Cheney Solar | KS | Sedgwick | SOL | Solar Photovoltaic | PV |  | S | 1 |  | 1 | 1 |  | N |  |  | N | Electric Utility | 1 | X | SUN
Natural Gas Internal Combustion Engine.NG | natural gas peaker | TRUE | 55937 | Entergy Texas Inc. | 66592 | ERDC | MS | Warren | ERDC1 | Natural Gas Internal Combustion Engine | IC | ERDC | S | 0.4 | 0.8 | 0.4 | 0.4 | 0 | N |  |  | N | Electric Utility | 1 | X | NG
Natural Gas Internal Combustion Engine.NG | natural gas peaker | TRUE | 55937 | Entergy Texas Inc. | 66592 | ERDC | MS | Warren | ERDC2 | Natural Gas Internal Combustion Engine | IC | ERDC | S | 0.4 | 0.8 | 0.4 | 0.4 | 0 | N |  |  | N | Electric Utility | 1 | X | NG
Natural Gas Internal Combustion Engine.NG | natural gas peaker | TRUE | 55937 | Entergy Texas Inc. | 66592 | ERDC | MS | Warren | ERDC3 | Natural Gas Internal Combustion Engine | IC | ERDC | S | 0.4 | 0.8 | 0.4 | 0.4 | 0 | N |  |  | N | Electric Utility | 1 | X | NG
Natural Gas Internal Combustion Engine.NG | natural gas peaker | TRUE | 55937 | Entergy Texas Inc. | 66592 | ERDC | MS | Warren | ERDC4 | Natural Gas Internal Combustion Engine | IC | ERDC | S | 0.4 | 0.8 | 0.4 | 0.4 | 0 | N |  |  | N | Electric Utility | 1 | X | NG
Natural Gas Internal Combustion Engine.NG | natural gas peaker | TRUE | 55937 | Entergy Texas Inc. | 66592 | ERDC | MS | Warren | ERDC5 | Natural Gas Internal Combustion Engine | IC | ERDC | S | 0.4 | 0.8 | 0.4 | 0.4 | 0 | N |  |  | N | Electric Utility | 1 | X | NG
Natural Gas Internal Combustion Engine.NG | natural gas peaker | TRUE | 55937 | Entergy Texas Inc. | 66592 | ERDC | MS | Warren | ERDC6 | Natural Gas Internal Combustion Engine | IC | ERDC | S | 0.4 | 0.8 | 0.4 | 0.4 | 0 | N |  |  | N | Electric Utility | 1 | X | NG
Natural Gas Internal Combustion Engine.NG | natural gas peaker | TRUE | 55937 | Entergy Texas Inc. | 66592 | ERDC | MS | Warren | ERDC7 | Natural Gas Internal Combustion Engine | IC | ERDC | S | 0.4 | 0.8 | 0.4 | 0.4 | 0 | N |  |  | N | Electric Utility | 1 | X | NG
Natural Gas Internal Combustion Engine.NG | natural gas peaker | TRUE | 55937 | Entergy Texas Inc. | 66592 | ERDC | MS | Warren | ERDC8 | Natural Gas Internal Combustion Engine | IC | ERDC | S | 0.4 | 0.8 | 0.4 | 0.4 | 0 | N |  |  | N | Electric Utility | 1 | X | NG
Natural Gas Internal Combustion Engine.NG | natural gas peaker | TRUE | 55937 | Entergy Texas Inc. | 66593 | HEB00048 | TX | Jefferson | H0481 | Natural Gas Internal Combustion Engine | IC | H048 | S | 0.4 | 0.8 | 0.4 | 0.4 | 0 | N |  |  | N | Electric Utility | 1 | X | NG
Natural Gas Internal Combustion Engine.NG | natural gas peaker | TRUE | 55937 | Entergy Texas Inc. | 66593 | HEB00048 | TX | Jefferson | H0482 | Natural Gas Internal Combustion Engine | IC | H048 | S | 0.4 | 0.8 | 0.4 | 0.4 | 0 | N |  |  | N | Electric Utility | 1 | X | NG
Natural Gas Internal Combustion Engine.NG | natural gas peaker | TRUE | 55937 | Entergy Texas Inc. | 66593 | HEB00048 | TX | Jefferson | H0483 | Natural Gas Internal Combustion Engine | IC | H048 | S | 0.4 | 0.8 | 0.4 | 0.4 | 0 | N |  |  | N | Electric Utility | 1 | X | NG
Natural Gas Internal Combustion Engine.NG | natural gas peaker | TRUE | 55937 | Entergy Texas Inc. | 66594 | HEB00594 | TX | Montgomery | H5941 | Natural Gas Internal Combustion Engine | IC | H594 | S | 0.4 | 0.8 | 0.4 | 0.4 | 0 | N |  |  | N | Electric Utility | 1 | X | NG
Natural Gas Internal Combustion Engine.NG | natural gas peaker | TRUE | 55937 | Entergy Texas Inc. | 66594 | HEB00594 | TX | Montgomery | H5942 | Natural Gas Internal Combustion Engine | IC | H594 | S | 0.4 | 0.8 | 0.4 | 0.4 | 0 | N |  |  | N | Electric Utility | 1 | X | NG
Natural Gas Internal Combustion Engine.NG | natural gas peaker | TRUE | 55937 | Entergy Texas Inc. | 66594 | HEB00594 | TX | Montgomery | H5943 | Natural Gas Internal Combustion Engine | IC | H594 | S | 0.4 | 0.8 | 0.4 | 0.4 | 0 | N |  |  | N | Electric Utility | 1 | X | NG
Natural Gas Internal Combustion Engine.NG | natural gas peaker | TRUE | 64897 | Generate ER-NG, LLC | 66595 | FTBLID2 | TX | Fort Bend | FLD10 | Natural Gas Internal Combustion Engine | IC | FLID | S | 0.4 | 0.8 | 0.4 | 0.4 | 0 | N |  |  | N | IPP Non-CHP | 2 | X | NG
Natural Gas Internal Combustion Engine.NG | natural gas peaker | TRUE | 64897 | Generate ER-NG, LLC | 66595 | FTBLID2 | TX | Fort Bend | FLD11 | Natural Gas Internal Combustion Engine | IC | FLID | S | 0.4 | 0.8 | 0.4 | 0.4 | 0 | N |  |  | N | IPP Non-CHP | 2 | X | NG
Natural Gas Internal Combustion Engine.NG | natural gas peaker | TRUE | 64897 | Generate ER-NG, LLC | 66595 | FTBLID2 | TX | Fort Bend | FLD12 | Natural Gas Internal Combustion Engine | IC | FLID | S | 0.4 | 0.8 | 0.4 | 0.4 | 0 | N |  |  | N | IPP Non-CHP | 2 | X | NG
Natural Gas Internal Combustion Engine.NG | natural gas peaker | TRUE | 64897 | Generate ER-NG, LLC | 66595 | FTBLID2 | TX | Fort Bend | FLD13 | Natural Gas Internal Combustion Engine | IC | FLID | S | 0.4 | 0.8 | 0.4 | 0.4 | 0 | N |  |  | N | IPP Non-CHP | 2 | X | NG
Natural Gas Internal Combustion Engine.NG | natural gas peaker | TRUE | 64897 | Generate ER-NG, LLC | 66595 | FTBLID2 | TX | Fort Bend | FLD14 | Natural Gas Internal Combustion Engine | IC | FLID | S | 0.4 | 0.8 | 0.4 | 0.4 | 0 | N |  |  | N | IPP Non-CHP | 2 | X | NG
Natural Gas Internal Combustion Engine.NG | natural gas peaker | TRUE | 64897 | Generate ER-NG, LLC | 66595 | FTBLID2 | TX | Fort Bend | FLD15 | Natural Gas Internal Combustion Engine | IC | FLID | S | 0.4 | 0.8 | 0.4 | 0.4 | 0 | N |  |  | N | IPP Non-CHP | 2 | X | NG
Natural Gas Internal Combustion Engine.NG | natural gas peaker | TRUE | 64897 | Generate ER-NG, LLC | 66595 | FTBLID2 | TX | Fort Bend | FLD16 | Natural Gas Internal Combustion Engine | IC | FLID | S | 0.4 | 0.8 | 0.4 | 0.4 | 0 | N |  |  | N | IPP Non-CHP | 2 | X | NG
Natural Gas Internal Combustion Engine.NG | natural gas peaker | TRUE | 64897 | Generate ER-NG, LLC | 66595 | FTBLID2 | TX | Fort Bend | FLD17 | Natural Gas Internal Combustion Engine | IC | FLID | S | 0.4 | 0.8 | 0.4 | 0.4 | 0 | N |  |  | N | IPP Non-CHP | 2 | X | NG
Natural Gas Internal Combustion Engine.NG | natural gas peaker | TRUE | 64897 | Generate ER-NG, LLC | 66595 | FTBLID2 | TX | Fort Bend | FLD18 | Natural Gas Internal Combustion Engine | IC | FLID | S | 0.4 | 0.8 | 0.4 | 0.4 | 0 | N |  |  | N | IPP Non-CHP | 2 | X | NG
Natural Gas Internal Combustion Engine.NG | natural gas peaker | TRUE | 64897 | Generate ER-NG, LLC | 66595 | FTBLID2 | TX | Fort Bend | FLD19 | Natural Gas Internal Combustion Engine | IC | FLID | S | 0.4 | 0.8 | 0.4 | 0.4 | 0 | N |  |  | N | IPP Non-CHP | 2 | X | NG
Natural Gas Internal Combustion Engine.NG | natural gas peaker | TRUE | 64897 | Generate ER-NG, LLC | 66595 | FTBLID2 | TX | Fort Bend | FLD20 | Natural Gas Internal Combustion Engine | IC | FLID | S | 0.4 | 0.8 | 0.4 | 0.4 | 0 | N |  |  | N | IPP Non-CHP | 2 | X | NG
Natural Gas Internal Combustion Engine.NG | natural gas peaker | TRUE | 64897 | Generate ER-NG, LLC | 66595 | FTBLID2 | TX | Fort Bend | FLD21 | Natural Gas Internal Combustion Engine | IC | FLID | S | 0.4 | 0.8 | 0.4 | 0.4 | 0 | N |  |  | N | IPP Non-CHP | 2 | X | NG
Natural Gas Internal Combustion Engine.NG | natural gas peaker | TRUE | 64897 | Generate ER-NG, LLC | 66595 | FTBLID2 | TX | Fort Bend | FLD22 | Natural Gas Internal Combustion Engine | IC | FLID | S | 0.4 | 0.8 | 0.4 | 0.4 | 0 | N |  |  | N | IPP Non-CHP | 2 | X | NG
Natural Gas Internal Combustion Engine.NG | natural gas peaker | TRUE | 64897 | Generate ER-NG, LLC | 66595 | FTBLID2 | TX | Fort Bend | FLD23 | Natural Gas Internal Combustion Engine | IC | FLID | S | 0.4 | 0.8 | 0.4 | 0.4 | 0 | N |  |  | N | IPP Non-CHP | 2 | X | NG
Natural Gas Internal Combustion Engine.NG | natural gas peaker | TRUE | 64897 | Generate ER-NG, LLC | 66595 | FTBLID2 | TX | Fort Bend | FLD24 | Natural Gas Internal Combustion Engine | IC | FLID | S | 0.4 | 0.8 | 0.4 | 0.4 | 0 | N |  |  | N | IPP Non-CHP | 2 | X | NG
Natural Gas Internal Combustion Engine.NG | natural gas peaker | TRUE | 64897 | Generate ER-NG, LLC | 66595 | FTBLID2 | TX | Fort Bend | FLD25 | Natural Gas Internal Combustion Engine | IC | FLID | S | 0.4 | 0.8 | 0.4 | 0.4 | 0 | N |  |  | N | IPP Non-CHP | 2 | X | NG
Natural Gas Internal Combustion Engine.NG | natural gas peaker | TRUE | 64897 | Generate ER-NG, LLC | 66595 | FTBLID2 | TX | Fort Bend | FLD26 | Natural Gas Internal Combustion Engine | IC | FLID | S | 0.4 | 0.8 | 0.4 | 0.4 | 0 | N |  |  | N | IPP Non-CHP | 2 | X | NG
Natural Gas Internal Combustion Engine.NG | natural gas peaker | TRUE | 64897 | Generate ER-NG, LLC | 66595 | FTBLID2 | TX | Fort Bend | FLD27 | Natural Gas Internal Combustion Engine | IC | FLID | S | 0.4 | 0.8 | 0.4 | 0.4 |  | N |  |  | N | IPP Non-CHP | 2 | X | NG
Natural Gas Internal Combustion Engine.NG | natural gas peaker | TRUE | 64897 | Generate ER-NG, LLC | 66595 | FTBLID2 | TX | Fort Bend | FLD28 | Natural Gas Internal Combustion Engine | IC | FLID | S | 0.4 | 0.8 | 0.4 | 0.4 |  | N |  |  | N | IPP Non-CHP | 2 | X | NG
Natural Gas Internal Combustion Engine.NG | natural gas peaker | TRUE | 64897 | Generate ER-NG, LLC | 66595 | FTBLID2 | TX | Fort Bend | FLID1 | Natural Gas Internal Combustion Engine | IC | FLID | S | 0.4 | 0.8 | 0.4 | 0.4 | 0 | N |  |  | N | IPP Non-CHP | 2 | X | NG
Natural Gas Internal Combustion Engine.NG | natural gas peaker | TRUE | 64897 | Generate ER-NG, LLC | 66595 | FTBLID2 | TX | Fort Bend | FLID2 | Natural Gas Internal Combustion Engine | IC | FLID | S | 0.4 | 0.8 | 0.4 | 0.4 | 0 | N |  |  | N | IPP Non-CHP | 2 | X | NG
Natural Gas Internal Combustion Engine.NG | natural gas peaker | TRUE | 64897 | Generate ER-NG, LLC | 66595 | FTBLID2 | TX | Fort Bend | FLID3 | Natural Gas Internal Combustion Engine | IC | FLID | S | 0.4 | 0.8 | 0.4 | 0.4 | 0 | N |  |  | N | IPP Non-CHP | 2 | X | NG
Natural Gas Internal Combustion Engine.NG | natural gas peaker | TRUE | 64897 | Generate ER-NG, LLC | 66595 | FTBLID2 | TX | Fort Bend | FLID4 | Natural Gas Internal Combustion Engine | IC | FLID | S | 0.4 | 0.8 | 0.4 | 0.4 | 0 | N |  |  | N | IPP Non-CHP | 2 | X | NG
Natural Gas Internal Combustion Engine.NG | natural gas peaker | TRUE | 64897 | Generate ER-NG, LLC | 66595 | FTBLID2 | TX | Fort Bend | FLID5 | Natural Gas Internal Combustion Engine | IC | FLID | S | 0.4 | 0.8 | 0.4 | 0.4 | 0 | N |  |  | N | IPP Non-CHP | 2 | X | NG
Natural Gas Internal Combustion Engine.NG | natural gas peaker | TRUE | 64897 | Generate ER-NG, LLC | 66595 | FTBLID2 | TX | Fort Bend | FLID6 | Natural Gas Internal Combustion Engine | IC | FLID | S | 0.4 | 0.8 | 0.4 | 0.4 | 0 | N |  |  | N | IPP Non-CHP | 2 | X | NG
Natural Gas Internal Combustion Engine.NG | natural gas peaker | TRUE | 64897 | Generate ER-NG, LLC | 66595 | FTBLID2 | TX | Fort Bend | FLID7 | Natural Gas Internal Combustion Engine | IC | FLID | S | 0.4 | 0.8 | 0.4 | 0.4 | 0 | N |  |  | N | IPP Non-CHP | 2 | X | NG
Natural Gas Internal Combustion Engine.NG | natural gas peaker | TRUE | 64897 | Generate ER-NG, LLC | 66595 | FTBLID2 | TX | Fort Bend | FLID8 | Natural Gas Internal Combustion Engine | IC | FLID | S | 0.4 | 0.8 | 0.4 | 0.4 | 0 | N |  |  | N | IPP Non-CHP | 2 | X | NG
Natural Gas Internal Combustion Engine.NG | natural gas peaker | TRUE | 64897 | Generate ER-NG, LLC | 66595 | FTBLID2 | TX | Fort Bend | FLID9 | Natural Gas Internal Combustion Engine | IC | FLID | S | 0.4 | 0.8 | 0.4 | 0.4 | 0 | N |  |  | N | IPP Non-CHP | 2 | X | NG
Natural Gas Internal Combustion Engine.NG | natural gas peaker | TRUE | 64897 | Generate ER-NG, LLC | 66596 | Praxair | TX | Brazoria | PRAX1 | Natural Gas Internal Combustion Engine | IC | PRAX | S | 0.4 | 0.8 | 0.4 | 0.4 | 0 | N |  |  | N | IPP Non-CHP | 2 | X | NG
Natural Gas Internal Combustion Engine.NG | natural gas peaker | TRUE | 64897 | Generate ER-NG, LLC | 66596 | Praxair | TX | Brazoria | PRAX2 | Natural Gas Internal Combustion Engine | IC | PRAX | S | 0.4 | 0.8 | 0.4 | 0.4 | 0 | N |  |  | N | IPP Non-CHP | 2 | X | NG
Natural Gas Internal Combustion Engine.NG | natural gas peaker | TRUE | 64897 | Generate ER-NG, LLC | 66596 | Praxair | TX | Brazoria | PRAX3 | Natural Gas Internal Combustion Engine | IC | PRAX | S | 0.4 | 0.8 | 0.4 | 0.4 | 0 | N |  |  | N | IPP Non-CHP | 2 | X | NG
Natural Gas Internal Combustion Engine.NG | natural gas peaker | TRUE | 64897 | Generate ER-NG, LLC | 66597 | RavenChem | TX | Harris | RAVC1 | Natural Gas Internal Combustion Engine | IC | RAVC | S | 0.4 | 0.8 | 0.4 | 0.4 | 0 | N |  |  | N | IPP Non-CHP | 2 | X | NG
Natural Gas Internal Combustion Engine.NG | natural gas peaker | TRUE | 64897 | Generate ER-NG, LLC | 66597 | RavenChem | TX | Harris | RAVC2 | Natural Gas Internal Combustion Engine | IC | RAVC | S | 0.4 | 0.8 | 0.4 | 0.4 | 0 | N |  |  | N | IPP Non-CHP | 2 | X | NG
Natural Gas Internal Combustion Engine.NG | natural gas peaker | TRUE | 64897 | Generate ER-NG, LLC | 66597 | RavenChem | TX | Harris | RAVC3 | Natural Gas Internal Combustion Engine | IC | RAVC | S | 0.4 | 0.8 | 0.4 | 0.4 | 0 | N |  |  | N | IPP Non-CHP | 2 | X | NG
Natural Gas Internal Combustion Engine.NG | natural gas peaker | TRUE | 64897 | Generate ER-NG, LLC | 66597 | RavenChem | TX | Harris | RAVC4 | Natural Gas Internal Combustion Engine | IC | RAVC | S | 0.4 | 0.8 | 0.4 | 0.4 | 0 | N |  |  | N | IPP Non-CHP | 2 | X | NG
Natural Gas Internal Combustion Engine.NG | natural gas peaker | TRUE | 64897 | Generate ER-NG, LLC | 66597 | RavenChem | TX | Harris | RAVC5 | Natural Gas Internal Combustion Engine | IC | RAVC | S | 0.4 | 0.8 | 0.4 | 0.4 | 0 | N |  |  | N | IPP Non-CHP | 2 | X | NG
Natural Gas Internal Combustion Engine.NG | natural gas peaker | TRUE | 64897 | Generate ER-NG, LLC | 66597 | RavenChem | TX | Harris | RAVC6 | Natural Gas Internal Combustion Engine | IC | RAVC | S | 0.4 | 0.8 | 0.4 | 0.4 | 0 | N |  |  | N | IPP Non-CHP | 2 | X | NG
Natural Gas Internal Combustion Engine.NG | natural gas peaker | TRUE | 64897 | Generate ER-NG, LLC | 66597 | RavenChem | TX | Harris | RAVC7 | Natural Gas Internal Combustion Engine | IC | RAVC | S | 0.4 | 0.8 | 0.4 | 0.4 | 0 | N |  |  | N | IPP Non-CHP | 2 | X | NG
Natural Gas Internal Combustion Engine.NG | natural gas peaker | TRUE | 64897 | Generate ER-NG, LLC | 66597 | RavenChem | TX | Harris | RAVC8 | Natural Gas Internal Combustion Engine | IC | RAVC | S | 0.4 | 0.8 | 0.4 | 0.4 | 0 | N |  |  | N | IPP Non-CHP | 2 | X | NG
Solar Photovoltaic.SUN | solar PV | TRUE | 65637 | Beckwith Solar, LLC | 66602 | Beckwith Solar | NC | Columbus | BCKWT | Solar Photovoltaic | PV |  | S | 5 |  | 5 | 5 |  | N |  |  | N | IPP Non-CHP | 2 | X | SUN
Solar Photovoltaic.SUN | solar PV | TRUE | 61204 | Today's Power, Inc. | 66607 | Clay County Electrical Cooperative | AR | Clay | SOL | Solar Photovoltaic | PV |  | S | 1 |  | 1 | 1 |  | N |  |  | N | Electric Utility | 1 | X | SUN
Solar Photovoltaic.SUN | solar PV | TRUE | 61204 | Today's Power, Inc. | 66608 | Craighead Electric Solar One | AR | Craighead | SOL | Solar Photovoltaic | PV |  | S | 1 |  | 1 | 1 |  | N |  |  | N | Electric Utility | 1 | X | SUN
Solar Photovoltaic.SUN | solar PV | TRUE | 61204 | Today's Power, Inc. | 66609 | DeGraff Butler Electric | KS | Marion | SOL | Solar Photovoltaic | PV |  | S | 1 |  | 1 | 1 |  | N |  |  | N | Electric Utility | 1 | X | SUN
Solar Photovoltaic.SUN | solar PV | TRUE | 61204 | Today's Power, Inc. | 66610 | Farmers Electric Cooperative | AR | Jackson | SOL | Solar Photovoltaic | PV |  | S | 1 |  | 1 | 1 |  | N |  |  | N | Electric Utility | 1 | X | SUN
Solar Photovoltaic.SUN | solar PV | TRUE | 61204 | Today's Power, Inc. | 66611 | First Electric Coop | AR | Saline | SOL | Solar Photovoltaic | PV |  | S | 1 |  | 1 | 1 |  | N |  |  | N | Electric Utility | 1 | X | SUN
Natural Gas Internal Combustion Engine.NG | natural gas peaker | TRUE | 64449 | Texas Microgrid, LLC | 66612 | HEB_CPS00085 | TX | Bexar | H0851 | Natural Gas Internal Combustion Engine | IC | H085 | S | 0.4 | 0.8 | 0.4 | 0.4 | 0 | N |  |  | N | IPP Non-CHP | 2 | X | NG
Natural Gas Internal Combustion Engine.NG | natural gas peaker | TRUE | 64449 | Texas Microgrid, LLC | 66612 | HEB_CPS00085 | TX | Bexar | H0852 | Natural Gas Internal Combustion Engine | IC | H085 | S | 0.4 | 0.8 | 0.4 | 0.4 | 0 | N |  |  | N | IPP Non-CHP | 2 | X | NG
Natural Gas Internal Combustion Engine.NG | natural gas peaker | TRUE | 64449 | Texas Microgrid, LLC | 66612 | HEB_CPS00085 | TX | Bexar | H0853 | Natural Gas Internal Combustion Engine | IC | H085 | S | 0.4 | 0.8 | 0.4 | 0.4 | 0 | N |  |  | N | IPP Non-CHP | 2 | X | NG
Natural Gas Internal Combustion Engine.NG | natural gas peaker | TRUE | 64449 | Texas Microgrid, LLC | 66612 | HEB_CPS00085 | TX | Bexar | H0854 | Natural Gas Internal Combustion Engine | IC | H085 | S | 0.4 | 0.8 | 0.4 | 0.4 | 0 | N |  |  | N | IPP Non-CHP | 2 | X | NG
Natural Gas Internal Combustion Engine.NG | natural gas peaker | TRUE | 64449 | Texas Microgrid, LLC | 66613 | HEB_CPSSADC | TX | Bexar | SAD10 | Natural Gas Internal Combustion Engine | IC | SADC | S | 0.4 | 0.8 | 0.4 | 0.4 | 0 | N |  |  | N | IPP Non-CHP | 2 | X | NG
Natural Gas Internal Combustion Engine.NG | natural gas peaker | TRUE | 64449 | Texas Microgrid, LLC | 66613 | HEB_CPSSADC | TX | Bexar | SAD11 | Natural Gas Internal Combustion Engine | IC | SADC | S | 0.4 | 0.8 | 0.4 | 0.4 | 0 | N |  |  | N | IPP Non-CHP | 2 | X | NG
Natural Gas Internal Combustion Engine.NG | natural gas peaker | TRUE | 64449 | Texas Microgrid, LLC | 66613 | HEB_CPSSADC | TX | Bexar | SAD12 | Natural Gas Internal Combustion Engine | IC | SADC | S | 0.4 | 0.8 | 0.4 | 0.4 | 0 | N |  |  | N | IPP Non-CHP | 2 | X | NG
Natural Gas Internal Combustion Engine.NG | natural gas peaker | TRUE | 64449 | Texas Microgrid, LLC | 66613 | HEB_CPSSADC | TX | Bexar | SAD13 | Natural Gas Internal Combustion Engine | IC | SADC | S | 0.4 | 0.8 | 0.4 | 0.4 | 0 | N |  |  | N | IPP Non-CHP | 2 | X | NG
Natural Gas Internal Combustion Engine.NG | natural gas peaker | TRUE | 64449 | Texas Microgrid, LLC | 66613 | HEB_CPSSADC | TX | Bexar | SAD14 | Natural Gas Internal Combustion Engine | IC | SADC | S | 0.4 | 0.8 | 0.4 | 0.4 | 0 | N |  |  | N | IPP Non-CHP | 2 | X | NG
Natural Gas Internal Combustion Engine.NG | natural gas peaker | TRUE | 64449 | Texas Microgrid, LLC | 66613 | HEB_CPSSADC | TX | Bexar | SAD15 | Natural Gas Internal Combustion Engine | IC | SADC | S | 0.4 | 0.8 | 0.4 | 0.4 | 0 | N |  |  | N | IPP Non-CHP | 2 | X | NG
Natural Gas Internal Combustion Engine.NG | natural gas peaker | TRUE | 64449 | Texas Microgrid, LLC | 66613 | HEB_CPSSADC | TX | Bexar | SAD16 | Natural Gas Internal Combustion Engine | IC | SADC | S | 0.4 | 0.8 | 0.4 | 0.4 | 0 | N |  |  | N | IPP Non-CHP | 2 | X | NG
Natural Gas Internal Combustion Engine.NG | natural gas peaker | TRUE | 64449 | Texas Microgrid, LLC | 66613 | HEB_CPSSADC | TX | Bexar | SADC1 | Natural Gas Internal Combustion Engine | IC | SADC | S | 0.4 | 0.8 | 0.4 | 0.4 | 0 | N |  |  | N | IPP Non-CHP | 2 | X | NG
Natural Gas Internal Combustion Engine.NG | natural gas peaker | TRUE | 64449 | Texas Microgrid, LLC | 66613 | HEB_CPSSADC | TX | Bexar | SADC2 | Natural Gas Internal Combustion Engine | IC | SADC | S | 0.4 | 0.8 | 0.4 | 0.4 | 0 | N |  |  | N | IPP Non-CHP | 2 | X | NG
Natural Gas Internal Combustion Engine.NG | natural gas peaker | TRUE | 64449 | Texas Microgrid, LLC | 66613 | HEB_CPSSADC | TX | Bexar | SADC3 | Natural Gas Internal Combustion Engine | IC | SADC | S | 0.4 | 0.8 | 0.4 | 0.4 | 0 | N |  |  | N | IPP Non-CHP | 2 | X | NG
Natural Gas Internal Combustion Engine.NG | natural gas peaker | TRUE | 64449 | Texas Microgrid, LLC | 66613 | HEB_CPSSADC | TX | Bexar | SADC4 | Natural Gas Internal Combustion Engine | IC | SADC | S | 0.4 | 0.8 | 0.4 | 0.4 | 0 | N |  |  | N | IPP Non-CHP | 2 | X | NG
Natural Gas Internal Combustion Engine.NG | natural gas peaker | TRUE | 64449 | Texas Microgrid, LLC | 66613 | HEB_CPSSADC | TX | Bexar | SADC5 | Natural Gas Internal Combustion Engine | IC | SADC | S | 0.4 | 0.8 | 0.4 | 0.4 | 0 | N |  |  | N | IPP Non-CHP | 2 | X | NG
Natural Gas Internal Combustion Engine.NG | natural gas peaker | TRUE | 64449 | Texas Microgrid, LLC | 66613 | HEB_CPSSADC | TX | Bexar | SADC6 | Natural Gas Internal Combustion Engine | IC | SADC | S | 0.4 | 0.8 | 0.4 | 0.4 | 0 | N |  |  | N | IPP Non-CHP | 2 | X | NG
Natural Gas Internal Combustion Engine.NG | natural gas peaker | TRUE | 64449 | Texas Microgrid, LLC | 66613 | HEB_CPSSADC | TX | Bexar | SADC7 | Natural Gas Internal Combustion Engine | IC | SADC | S | 0.4 | 0.8 | 0.4 | 0.4 | 0 | N |  |  | N | IPP Non-CHP | 2 | X | NG
Natural Gas Internal Combustion Engine.NG | natural gas peaker | TRUE | 64449 | Texas Microgrid, LLC | 66613 | HEB_CPSSADC | TX | Bexar | SADC8 | Natural Gas Internal Combustion Engine | IC | SADC | S | 0.4 | 0.8 | 0.4 | 0.4 | 0 | N |  |  | N | IPP Non-CHP | 2 | X | NG
Natural Gas Internal Combustion Engine.NG | natural gas peaker | TRUE | 64449 | Texas Microgrid, LLC | 66613 | HEB_CPSSADC | TX | Bexar | SADC9 | Natural Gas Internal Combustion Engine | IC | SADC | S | 0.4 | 0.8 | 0.4 | 0.4 | 0 | N |  |  | N | IPP Non-CHP | 2 | X | NG
Natural Gas Internal Combustion Engine.NG | natural gas peaker | TRUE | 64449 | Texas Microgrid, LLC | 66614 | OTHERCitizensHospital | TX | Victoria | CTZH1 | Natural Gas Internal Combustion Engine | IC | CTZH | S | 0.4 | 0.8 | 0.4 | 0.4 | 0 | N |  |  | N | IPP Non-CHP | 2 | X | NG
Natural Gas Internal Combustion Engine.NG | natural gas peaker | TRUE | 64449 | Texas Microgrid, LLC | 66614 | OTHERCitizensHospital | TX | Victoria | CTZH2 | Natural Gas Internal Combustion Engine | IC | CTZH | S | 0.4 | 0.8 | 0.4 | 0.4 | 0 | N |  |  | N | IPP Non-CHP | 2 | X | NG
Natural Gas Internal Combustion Engine.NG | natural gas peaker | TRUE | 64449 | Texas Microgrid, LLC | 66614 | OTHERCitizensHospital | TX | Victoria | CTZH3 | Natural Gas Internal Combustion Engine | IC | CTZH | S | 0.4 | 0.8 | 0.4 | 0.4 | 0 | N |  |  | N | IPP Non-CHP | 2 | X | NG
Natural Gas Internal Combustion Engine.NG | natural gas peaker | TRUE | 64449 | Texas Microgrid, LLC | 66614 | OTHERCitizensHospital | TX | Victoria | CTZH4 | Natural Gas Internal Combustion Engine | IC | CTZH | S | 0.4 | 0.8 | 0.4 | 0.4 | 0 | N |  |  | N | IPP Non-CHP | 2 | X | NG
Natural Gas Internal Combustion Engine.NG | natural gas peaker | TRUE | 64449 | Texas Microgrid, LLC | 66614 | OTHERCitizensHospital | TX | Victoria | CTZH5 | Natural Gas Internal Combustion Engine | IC | CTZH | S | 0.4 | 0.8 | 0.4 | 0.4 | 0 | N |  |  | N | IPP Non-CHP | 2 | X | NG
Natural Gas Internal Combustion Engine.NG | natural gas peaker | TRUE | 64449 | Texas Microgrid, LLC | 66614 | OTHERCitizensHospital | TX | Victoria | CTZH6 | Natural Gas Internal Combustion Engine | IC | CTZH | S | 0.4 | 0.8 | 0.4 | 0.4 | 0 | N |  |  | N | IPP Non-CHP | 2 | X | NG
Natural Gas Internal Combustion Engine.NG | natural gas peaker | TRUE | 64449 | Texas Microgrid, LLC | 66614 | OTHERCitizensHospital | TX | Victoria | CTZH7 | Natural Gas Internal Combustion Engine | IC | CTZH | S | 0.4 | 0.8 | 0.4 | 0.4 | 0 | N |  |  | N | IPP Non-CHP | 2 | X | NG
NOTE: Information on planned capacity changes are data reported to EIA. It is not a projection and does not necessarily represent EIA's view of future capacity changes. Additional information regarding the outlook for additions and retirements of generation capacity is available at http://www.eia.gov/analysis.

## IRA - Rural Co-ops + 1706
CA | Methodology:
We assume a $500/kW incentive is enough to retire all majority owned co-op coal plants. We get data on co-op ownership shares from EIA 860. We exclude industrial CHP and non-CHP, because those facilities have different economics and offtakers (available on request; file is large).
Policy Settings
| Additional Annual Coal Retirement (2023-2032) | 0
Calculations
STATE | Utility Name | Summer capacity 860 | Nameplate Capacity (MW) | Majority Coop Owned Capacity (MW) | Coal Outstanding Debt (Thousand USD) | Source | Coal Remaining Balance ($/kW) | Debt Relief Capped at Policy Selected Amount | Debt Relief for Only Majority Owned
AZ | Arizona Electric Pwr Coop Inc | 175 | 204 | 204 | 99387 | RUS loans less cushion of credit. See note 8. Utility net plant in service was $331M in 2019; Apache coal represents 60% of fleet, so estimating 50% of remaining balance is at Apache | 487.1912 | 99387 | 99387
MO | Associated Electric Coop, Inc | 2272 | 2482 | 2482 | 829562 | Note 12 in 2019 financials for outstanding loans. Total net utility plant in service is $2073M, 46% of fleet capacity is coal. Conservatively estimating 40% of remaining plant balance at coal (although likely much more) | 334.2313 | 829562 | 829562
ND | Basin Electric Power Coop | 3656 | 3234 | 3147 | 2151471 | Annual report. Coal debt outstanding is net plant in service * ratio of generating in-service to total in-service * ratio of coal MW to total MW | 665.2662 | 1617000 | 1573500
KY | Big Rivers Electric Corp | 648 | 1095 | 1095 | 710529 | Annual report | 648.8849 | 547500 | 547500
OH | Cardinal Operating Company | 1170 | 1265 | 1265 |  | Annual report not available | 0 | 0 | 632500
WI | Dairyland Power Coop | 389.8 | 733 | 733 | 648500 | $1,080 M total net plant in service, not generating, and not steam. Aproximately 70% of assets are coal steam, so estimating ~60% of asset balance in coal (less transmission) | 884.7203 | 366500 | 366500
UT | Deseret Generation & Tran Coop | 458 | 500 | 481 | 90863 | Records from FERC Form 1 (2019): long-term debt p257 (h); Steam electric plant in service (p205, line 16) less depreciation (p219, line 20) | 181.726 | 90863 | 87410.206
KY | East Kentucky Power Coop, Inc | 1687 | 1953 | 1953 | 1129794 | According to 2019 annual report, $2.17 B in FFB loans, at 3.84%. Net remaining in electric plant = $2.87 billion. Production plant represents $3B of $4.2B total in-serivce, using coal MW % * electric plant in service * net / gross in-service | 578.4916 | 976500 | 976500
GA | Georgia Power Co | 5780 | 1782 | 1069 | 1128556 | Electric plant in service for Wansley and Scherer, less depreciation, according to 2019 10-K. (p94). p91 also indicates $5.54 billion in FFB, and total of $9.73 long-term debt (2019) | 633.3086 | 891000 | 534500
AK | Golden Valley Elec Assn Inc | 75 | 90 | 90 |  | Annual report not available | 0 | 0 | 45000
MN | Great River Energy | 92.9 | 1210 | 1210 | 529334 | 2020 financial report. Coal debt outstanding represents line item of "plant to be retired" for coal creek remaining asset balance | 437.4661 | 529334 | 529334
IN | Hoosier Energy R E C, Inc | 0 | 1080 | 1080 | 546963 | Net in service electric plant is $1302M, but 75% of electric plant balance is production plant, and 56% of generating assets are coal, so estimating 42% of net balance is coal. | 506.4472 | 540000 | 540000
ND | Minnkota Power Coop, Inc | 684 | 734 | 734 | 648946 | Consolidated Minnkota & Square Butte | 884.1226 | 367000 | 367000
TX | San Miguel Electric Coop, Inc | 391 | 410 | 410 |  | Annual report not available | 0 | 0 | 205000
FL | Seminole Electric Cooperative Inc | 634 | 1429 | 1429 | 863562 | Coal plant in service = $1,382 M in 20219, or 60% of total in-service [$2,282 M] (financial statement, 2019). Net utility plant = $1,470 M. Assuming pro-rata depreciation, coal net plant = ~$880 M. p20 suggests $600 M in FFB loans | 604.3121 | 714500 | 714500
IL | Southern Illinois Power Coop | 120 | 99 | 99 |  | Annual report not available | 0 | 0 | 49500
LA | Southwestern Electric Power Co | 1144 | 558 | 279 | 556475 | Net plant in service is $1391M in 2019; 90% of total in-service is generation, and 42% of generating assets are coal (by MW), so estimating ~32% of remaining balance is coal. Likely a lot higher because units had big retrofits recently | 997.267 | 279000 | 139500
KS | Sunflower Electric Power Corp | 359.1 | 349 | 349 | 200549 | Net in service utility plant, Dec 2019 (p19). Steam production plant represents 65% of in-service plant balance, so remaining plant balance is likely ~$183 M. Annual report only shows $126 million in long-term obligations. However, Sunflower is the merger of Sunflower and Mid-Kansas, and Mid-Kansas showed a net in-service utility plant of $471 M in 2018, so its not clear where the balance went. | 574.639 | 174500 | 174500
CO | Tri-State G & T Assn, Inc | 0 | 993 | 993 | 1426571 | Value of Caig 1 & 2, & Laramie River (p77), plus impairment value of Escalante ($282), Craig 2 ($82), and Craig 3 ($348) (page 93), plus Springerville certificates ($371 M) (p79). Total "generation" plant in annual report (2019, p76) is $2,082 M. Not clear how much of this is associated with coal plant vs. gas and coal mine. Escalante (253 MW) will be impaired by $282 M ($1114/kW) and Craig 3 (448 MW) still has $348.6M on the books ($778/kW). MW currently excludes Escalante | 1436.6274 | 496500 | 496500
NC | Virginia Electric & Power Co | 3116 | 848 | 424 | 306164 | From 2020 10-K | 361.0425 | 306164 | 153082
OK | Western Farmers Elec Coop, Inc | 440 | 446 | 446 | 194939 | Annual report | 437.083 | 194939 | 194939
| Totals | 23291.8 | 21494 | 19972 | 12062165 | 0 | 10652.827 | 9020249 | 9256214.206

## state calcs
CA
Original Data | [5 empty] | Add in coop retirements
Start Year Capacity (2022) | Total Retired | BAU Capacity Retirements (MW) | 2020 | 2021 | 2022 | 2023 | 2024 | 2025 | 2026 | 2027 | 2028 | 2029 | 2030 | 2031 | 2032 | 2033 | 2034 | 2035 | 2036 | 2037 | 2038 | 2039 | 2040 | 2041 | 2042 | 2043 | 2044 | 2045 | 2046 | 2047 | 2048 | 2049 | 2050
0 | 0 | hard coal | 0 | 0 | 0 | 0 | 0 | 0 | 0 | 0 | 0 | 0 | 0 | 0 | 0 | 0 | 0 | 0 | 0 | 0 | 0 | 0 | 0 | 0 | 0 | 0 | 0 | 0 | 0 | 0 | 0 | 0 | 0
4668.7 | 3960.1 | natural gas steam turbine | 0 | 0 | 0 | 2207.8 | 1752.3 | 0 | 0 | 0 | 0 | 0 | 0 | 0 | 0 | 0 | 0 | 0 | 0 | 0 | 0 | 0 | 0 | 0 | 0 | 0 | 0 | 0 | 0 | 0 | 0 | 0 | 0
19465.8 | 0 | natural gas combined cycle | 690 | 0 | 0 | 0 | 0 | 0 | 0 | 0 | 0 | 0 | 0 | 0 | 0 | 0 | 0 | 0 | 0 | 0 | 0 | 0 | 0 | 0 | 0 | 0 | 0 | 0 | 0 | 0 | 0 | 0 | 0
2240 | 2240 | nuclear | 0 | 0 | 0 | 0 | 1122 | 1118 | 0 | 0 | 0 | 0 | 0 | 0 | 0 | 0 | 0 | 0 | 0 | 0 | 0 | 0 | 0 | 0 | 0 | 0 | 0 | 0 | 0 | 0 | 0 | 0 | 0
10251 | 7.5 | hydro | 0 | 0 | 3.6 | 0.5 | 3.4 | 0 | 0 | 0 | 0 | 0 | 0 | 0 | 0 | 0 | 0 | 0 | 0 | 0 | 0 | 0 | 0 | 0 | 0 | 0 | 0 | 0 | 0 | 0 | 0 | 0 | 0
6170.8 | 19 | onshore wind | 113.1 | 0 | 5.9 | 13.1 | 0 | 0 | 0 | 0 | 0 | 0 | 0 | 0 | 0 | 0 | 0 | 0 | 0 | 0 | 0 | 0 | 0 | 0 | 0 | 0 | 0 | 0 | 0 | 0 | 0 | 0 | 0
16320.3 | 5.6 | solar pv | 0 | 0 | 0 | 0 | 0 | 0 | 0 | 0 | 0 | 0 | 0 | 0 | 0 | 0 | 0 | 0 | 0 | 0 | 0 | 0 | 0 | 0 | 0 | 0 | 0 | 2.6 | 0 | 3 | 0 | 0 | 0
1005.8 | 0 | solar thermal | 0 | 260 | 0 | 0 | 0 | 0 | 0 | 0 | 0 | 0 | 0 | 0 | 0 | 0 | 0 | 0 | 0 | 0 | 0 | 0 | 0 | 0 | 0 | 0 | 0 | 0 | 0 | 0 | 0 | 0 | 0
816.7 | 0 | biomass | 0 | 0 | 0 | 0 | 0 | 0 | 0 | 0 | 0 | 0 | 0 | 0 | 0 | 0 | 0 | 0 | 0 | 0 | 0 | 0 | 0 | 0 | 0 | 0 | 0 | 0 | 0 | 0 | 0 | 0 | 0
1866.8 | 0 | geothermal | 0 | 0 | 0 | 0 | 0 | 0 | 0 | 0 | 0 | 0 | 0 | 0 | 0 | 0 | 0 | 0 | 0 | 0 | 0 | 0 | 0 | 0 | 0 | 0 | 0 | 0 | 0 | 0 | 0 | 0 | 0
238.3 | 0 | petroleum | 0 | 55 | 0 | 0 | 0 | 0 | 0 | 0 | 0 | 0 | 0 | 0 | 0 | 0 | 0 | 0 | 0 | 0 | 0 | 0 | 0 | 0 | 0 | 0 | 0 | 0 | 0 | 0 | 0 | 0 | 0
11262.6 | 60.5 | natural gas peaker | 0 | 0 | 5.4 | 0 | 0 | 0 | 0 | 54 | 0 | 0 | 0 | 1.1 | 0 | 0 | 0 | 0 | 0 | 0 | 0 | 0 | 0 | 0 | 0 | 0 | 0 | 0 | 0 | 0 | 0 | 0 | 0
0 | 0 | lignite | 0 | 0 | 0 | 0 | 0 | 0 | 0 | 0 | 0 | 0 | 0 | 0 | 0 | 0 | 0 | 0 | 0 | 0 | 0 | 0 | 0 | 0 | 0 | 0 | 0 | 0 | 0 | 0 | 0 | 0 | 0
0 | 0 | offshore wind | 0 | 0 | 0 | 0 | 0 | 0 | 0 | 0 | 0 | 0 | 0 | 0 | 0 | 0 | 0 | 0 | 0 | 0 | 0 | 0 | 0 | 0 | 0 | 0 | 0 | 0 | 0 | 0 | 0 | 0 | 0
0 | 0 | crude oil | 0 | 0 | 0 | 0 | 0 | 0 | 0 | 0 | 0 | 0 | 0 | 0 | 0 | 0 | 0 | 0 | 0 | 0 | 0 | 0 | 0 | 0 | 0 | 0 | 0 | 0 | 0 | 0 | 0 | 0 | 0
0 | 0 | heavy or residual fuel oil | 0 | 0 | 0 | 0 | 0 | 0 | 0 | 0 | 0 | 0 | 0 | 0 | 0 | 0 | 0 | 0 | 0 | 0 | 0 | 0 | 0 | 0 | 0 | 0 | 0 | 0 | 0 | 0 | 0 | 0 | 0
47.9 | 0 | municipal solid waste | 0 | 0 | 0 | 0 | 0 | 0 | 0 | 0 | 0 | 0 | 0 | 0 | 0 | 0 | 0 | 0 | 0 | 0 | 0 | 0 | 0 | 0 | 0 | 0 | 0 | 0 | 0 | 0 | 0 | 0 | 0
0 | 0 | hard coal w CCS | 0 | 0 | 0 | 0 | 0 | 0 | 0 | 0 | 0 | 0 | 0 | 0 | 0 | 0 | 0 | 0 | 0 | 0 | 0 | 0 | 0 | 0 | 0 | 0 | 0 | 0 | 0 | 0 | 0 | 0 | 0
0 | 0 | natural gas combined cycle w CCS | 0 | 0 | 0 | 0 | 0 | 0 | 0 | 0 | 0 | 0 | 0 | 0 | 0 | 0 | 0 | 0 | 0 | 0 | 0 | 0 | 0 | 0 | 0 | 0 | 0 | 0 | 0 | 0 | 0 | 0 | 0
0 | 0 | biomass w CCS | 0 | 0 | 0 | 0 | 0 | 0 | 0 | 0 | 0 | 0 | 0 | 0 | 0 | 0 | 0 | 0 | 0 | 0 | 0 | 0 | 0 | 0 | 0 | 0 | 0 | 0 | 0 | 0 | 0 | 0 | 0
0 | 0 | lignite w CCS | 0 | 0 | 0 | 0 | 0 | 0 | 0 | 0 | 0 | 0 | 0 | 0 | 0 | 0 | 0 | 0 | 0 | 0 | 0 | 0 | 0 | 0 | 0 | 0 | 0 | 0 | 0 | 0 | 0 | 0 | 0
0 | 0 | small modular reactor | 0 | 0 | 0 | 0 | 0 | 0 | 0 | 0 | 0 | 0 | 0 | 0 | 0 | 0 | 0 | 0 | 0 | 0 | 0 | 0 | 0 | 0 | 0 | 0 | 0 | 0 | 0 | 0 | 0 | 0 | 0
0 | 0 | hydrogen combustion turbine | 0 | 0 | 0 | 0 | 0 | 0 | 0 | 0 | 0 | 0 | 0 | 0 | 0 | 0 | 0 | 0 | 0 | 0 | 0 | 0 | 0 | 0 | 0 | 0 | 0 | 0 | 0 | 0 | 0 | 0 | 0
0 | 0 | hydrogen combined cycle | 0 | 0 | 0 | 0 | 0 | 0 | 0 | 0 | 0 | 0 | 0 | 0 | 0 | 0 | 0 | 0 | 0 | 0 | 0 | 0 | 0 | 0 | 0 | 0 | 0 | 0 | 0 | 0 | 0 | 0 | 0
Original Data |  |  | Add in coop retirements 2023: Add in coop retirements
|  | BAU Capacity Retirements (MW) | 2020 | 2021 | 2022 | 2023 | 2024 | 2025 | 2026 | 2027 | 2028 | 2029 | 2030 | 2031 | 2032 | 2033 | 2034 | 2035 | 2036 | 2037 | 2038 | 2039 | 2040 | 2041 | 2042 | 2043 | 2044 | 2045 | 2046 | 2047 | 2048 | 2049 | 2050
|  | hard coal | 0 | 0 | 0 | 0 | 0 | 0 | 0 | 0 | 0 | 0 | 0 | 0 | 0 | 0 | 0 | 0 | 0 | 0 | 0 | 0 | 0 | 0 | 0 | 0 | 0 | 0 | 0 | 0 | 0 | 0 | 0
|  | natural gas steam turbine | 0 | 0 | 0 | 2207.8 | 3960.1 | 3960.1 | 3960.1 | 3960.1 | 3960.1 | 3960.1 | 3960.1 | 3960.1 | 3960.1 | 3960.1 | 3960.1 | 3960.1 | 3960.1 | 3960.1 | 3960.1 | 3960.1 | 3960.1 | 3960.1 | 3960.1 | 3960.1 | 3960.1 | 3960.1 | 3960.1 | 3960.1 | 3960.1 | 3960.1 | 3960.1
|  | natural gas combined cycle | 690 | 690 | 690 | 690 | 690 | 690 | 690 | 690 | 690 | 690 | 690 | 690 | 690 | 690 | 690 | 690 | 690 | 690 | 690 | 690 | 690 | 690 | 690 | 690 | 690 | 690 | 690 | 690 | 690 | 690 | 690
|  | nuclear | 0 | 0 | 0 | 0 | 1122 | 2240 | 2240 | 2240 | 2240 | 2240 | 2240 | 2240 | 2240 | 2240 | 2240 | 2240 | 2240 | 2240 | 2240 | 2240 | 2240 | 2240 | 2240 | 2240 | 2240 | 2240 | 2240 | 2240 | 2240 | 2240 | 2240
|  | hydro | 0 | 0 | 3.6 | 4.1 | 7.5 | 7.5 | 7.5 | 7.5 | 7.5 | 7.5 | 7.5 | 7.5 | 7.5 | 7.5 | 7.5 | 7.5 | 7.5 | 7.5 | 7.5 | 7.5 | 7.5 | 7.5 | 7.5 | 7.5 | 7.5 | 7.5 | 7.5 | 7.5 | 7.5 | 7.5 | 7.5
|  | onshore wind | 113.1 | 113.1 | 119 | 132.1 | 132.1 | 132.1 | 132.1 | 132.1 | 132.1 | 132.1 | 132.1 | 132.1 | 132.1 | 132.1 | 132.1 | 132.1 | 132.1 | 132.1 | 132.1 | 132.1 | 132.1 | 132.1 | 132.1 | 132.1 | 132.1 | 132.1 | 132.1 | 132.1 | 132.1 | 132.1 | 132.1
|  | solar pv | 0 | 0 | 0 | 0 | 0 | 0 | 0 | 0 | 0 | 0 | 0 | 0 | 0 | 0 | 0 | 0 | 0 | 0 | 0 | 0 | 0 | 0 | 0 | 0 | 0 | 2.6 | 2.6 | 5.6 | 5.6 | 5.6 | 5.6
|  | solar thermal | 0 | 260 | 260 | 260 | 260 | 260 | 260 | 260 | 260 | 260 | 260 | 260 | 260 | 260 | 260 | 260 | 260 | 260 | 260 | 260 | 260 | 260 | 260 | 260 | 260 | 260 | 260 | 260 | 260 | 260 | 260
|  | biomass | 0 | 0 | 0 | 0 | 0 | 0 | 0 | 0 | 0 | 0 | 0 | 0 | 0 | 0 | 0 | 0 | 0 | 0 | 0 | 0 | 0 | 0 | 0 | 0 | 0 | 0 | 0 | 0 | 0 | 0 | 0
|  | geothermal | 0 | 0 | 0 | 0 | 0 | 0 | 0 | 0 | 0 | 0 | 0 | 0 | 0 | 0 | 0 | 0 | 0 | 0 | 0 | 0 | 0 | 0 | 0 | 0 | 0 | 0 | 0 | 0 | 0 | 0 | 0
|  | petroleum | 0 | 55 | 55 | 55 | 55 | 55 | 55 | 55 | 55 | 55 | 55 | 55 | 55 | 55 | 55 | 55 | 55 | 55 | 55 | 55 | 55 | 55 | 55 | 55 | 55 | 55 | 55 | 55 | 55 | 55 | 55
|  | natural gas peaker | 0 | 0 | 5.4 | 5.4 | 5.4 | 5.4 | 5.4 | 59.4 | 59.4 | 59.4 | 59.4 | 60.5 | 60.5 | 60.5 | 60.5 | 60.5 | 60.5 | 60.5 | 60.5 | 60.5 | 60.5 | 60.5 | 60.5 | 60.5 | 60.5 | 60.5 | 60.5 | 60.5 | 60.5 | 60.5 | 60.5
|  | lignite | 0 | 0 | 0 | 0 | 0 | 0 | 0 | 0 | 0 | 0 | 0 | 0 | 0 | 0 | 0 | 0 | 0 | 0 | 0 | 0 | 0 | 0 | 0 | 0 | 0 | 0 | 0 | 0 | 0 | 0 | 0
|  | offshore wind | 0 | 0 | 0 | 0 | 0 | 0 | 0 | 0 | 0 | 0 | 0 | 0 | 0 | 0 | 0 | 0 | 0 | 0 | 0 | 0 | 0 | 0 | 0 | 0 | 0 | 0 | 0 | 0 | 0 | 0 | 0
|  | crude oil | 0 | 0 | 0 | 0 | 0 | 0 | 0 | 0 | 0 | 0 | 0 | 0 | 0 | 0 | 0 | 0 | 0 | 0 | 0 | 0 | 0 | 0 | 0 | 0 | 0 | 0 | 0 | 0 | 0 | 0 | 0
|  | heavy or residual fuel oil | 0 | 0 | 0 | 0 | 0 | 0 | 0 | 0 | 0 | 0 | 0 | 0 | 0 | 0 | 0 | 0 | 0 | 0 | 0 | 0 | 0 | 0 | 0 | 0 | 0 | 0 | 0 | 0 | 0 | 0 | 0
|  | municipal solid waste | 0 | 0 | 0 | 0 | 0 | 0 | 0 | 0 | 0 | 0 | 0 | 0 | 0 | 0 | 0 | 0 | 0 | 0 | 0 | 0 | 0 | 0 | 0 | 0 | 0 | 0 | 0 | 0 | 0 | 0 | 0
|  | hard coal w CCS | 0 | 0 | 0 | 0 | 0 | 0 | 0 | 0 | 0 | 0 | 0 | 0 | 0 | 0 | 0 | 0 | 0 | 0 | 0 | 0 | 0 | 0 | 0 | 0 | 0 | 0 | 0 | 0 | 0 | 0 | 0
|  | natural gas combined cycle w CCS | 0 | 0 | 0 | 0 | 0 | 0 | 0 | 0 | 0 | 0 | 0 | 0 | 0 | 0 | 0 | 0 | 0 | 0 | 0 | 0 | 0 | 0 | 0 | 0 | 0 | 0 | 0 | 0 | 0 | 0 | 0
|  | biomass w CCS | 0 | 0 | 0 | 0 | 0 | 0 | 0 | 0 | 0 | 0 | 0 | 0 | 0 | 0 | 0 | 0 | 0 | 0 | 0 | 0 | 0 | 0 | 0 | 0 | 0 | 0 | 0 | 0 | 0 | 0 | 0
|  | lignite w CCS | 0 | 0 | 0 | 0 | 0 | 0 | 0 | 0 | 0 | 0 | 0 | 0 | 0 | 0 | 0 | 0 | 0 | 0 | 0 | 0 | 0 | 0 | 0 | 0 | 0 | 0 | 0 | 0 | 0 | 0 | 0
|  | small modular reactor | 0 | 0 | 0 | 0 | 0 | 0 | 0 | 0 | 0 | 0 | 0 | 0 | 0 | 0 | 0 | 0 | 0 | 0 | 0 | 0 | 0 | 0 | 0 | 0 | 0 | 0 | 0 | 0 | 0 | 0 | 0
|  | hydrogen combustion turbine | 0 | 0 | 0 | 0 | 0 | 0 | 0 | 0 | 0 | 0 | 0 | 0 | 0 | 0 | 0 | 0 | 0 | 0 | 0 | 0 | 0 | 0 | 0 | 0 | 0 | 0 | 0 | 0 | 0 | 0 | 0
|  | hydrogen combined cycle | 0 | 0 | 0 | 0 | 0 | 0 | 0 | 0 | 0 | 0 | 0 | 0 | 0 | 0 | 0 | 0 | 0 | 0 | 0 | 0 | 0 | 0 | 0 | 0 | 0 | 0 | 0 | 0 | 0 | 0 | 0
MPPC Values
|  | EPS Plant Type | 2020 | 2021 | 2022 | 2023 | 2024 | 2025 | 2026 | 2027 | 2028 | 2029 | 2030 | 2031 | 2032 | 2033 | 2034 | 2035 | 2036 | 2037 | 2038 | 2039 | 2040 | 2041 | 2042 | 2043 | 2044 | 2045 | 2046 | 2047 | 2048 | 2049 | 2050
TRUE | hard coal | hard coal | 50 | 50 | 50 | 50 | 50 | 50 | 50 | 50 | 50 | 50 | 50 | 50 | 50 | 50 | 50 | 50 | 50 | 50 | 50 | 50 | 50 | 50 | 50 | 50 | 50 | 50 | 50 | 50 | 50 | 50 | 50
TRUE | natural gas steam turbine | natural gas steam turbine | 50 | 50 | 50 | 50 | 50 | 50 | 50 | 50 | 50 | 50 | 50 | 50 | 50 | 50 | 50 | 50 | 50 | 50 | 50 | 50 | 50 | 50 | 50 | 50 | 50 | 50 | 50 | 50 | 50 | 50 | 50
TRUE | natural gas combined cycle | natural gas combined cycle | 50 | 50 | 50 | 50 | 50 | 50 | 50 | 50 | 50 | 50 | 50 | 50 | 50 | 50 | 50 | 50 | 50 | 50 | 50 | 50 | 50 | 50 | 50 | 50 | 50 | 50 | 50 | 50 | 50 | 50 | 50
TRUE | nuclear | nuclear | 500 | 500 | 500 | 500 | 500 | 500 | 500 | 500 | 500 | 500 | 500 | 500 | 500 | 500 | 500 | 500 | 500 | 500 | 500 | 500 | 500 | 500 | 500 | 500 | 500 | 500 | 500 | 500 | 500 | 500 | 500
TRUE | hydro | hydro | bar: 2020 to 2050
TRUE | onshore wind | onshore wind | 5 | 5 | 5 | 5 | 5 | 5 | 5 | 5 | 5 | 5 | 5 | 5 | 5 | 5 | 5 | 5 | 5 | 5 | 5 | 5 | 5 | 5 | 5 | 5 | 5 | 5 | 5 | 5 | 5 | 5 | 5
TRUE | solar pv | solar PV | 2 | 2 | 2 | 2 | 2 | 2 | 2 | 2 | 2 | 2 | 2 | 2 | 2 | 2 | 2 | 2 | 2 | 2 | 2 | 2 | 2 | 2 | 2 | 2 | 2 | 2 | 2 | 2 | 2 | 2 | 2
TRUE | solar thermal | solar thermal | 100 | 100 | 100 | 100 | 100 | 100 | 100 | 100 | 100 | 100 | 100 | 100 | 100 | 100 | 100 | 100 | 100 | 100 | 100 | 100 | 100 | 100 | 100 | 100 | 100 | 100 | 100 | 100 | 100 | 100 | 100
TRUE | biomass | biomass | 3 | 3 | 3 | 3 | 3 | 3 | 3 | 3 | 3 | 3 | 3 | 3 | 3 | 3 | 3 | 3 | 3 | 3 | 3 | 3 | 3 | 3 | 3 | 3 | 3 | 3 | 3 | 3 | 3 | 3 | 3
TRUE | geothermal | geothermal | 10 | 10 | 10 | 10 | 10 | 10 | 10 | 10 | 10 | 10 | 10 | 10 | 10 | 10 | 10 | 10 | 10 | 10 | 10 | 10 | 10 | 10 | 10 | 10 | 10 | 10 | 10 | 10 | 10 | 10 | 10
TRUE | petroleum | petroleum | 50 | 50 | 50 | 50 | 50 | 50 | 50 | 50 | 50 | 50 | 50 | 50 | 50 | 50 | 50 | 50 | 50 | 50 | 50 | 50 | 50 | 50 | 50 | 50 | 50 | 50 | 50 | 50 | 50 | 50 | 50
TRUE | natural gas peaker | natural gas peaker | 50 | 50 | 50 | 50 | 50 | 50 | 50 | 50 | 50 | 50 | 50 | 50 | 50 | 50 | 50 | 50 | 50 | 50 | 50 | 50 | 50 | 50 | 50 | 50 | 50 | 50 | 50 | 50 | 50 | 50 | 50
TRUE | lignite | lignite | 50 | 50 | 50 | 50 | 50 | 50 | 50 | 50 | 50 | 50 | 50 | 50 | 50 | 50 | 50 | 50 | 50 | 50 | 50 | 50 | 50 | 50 | 50 | 50 | 50 | 50 | 50 | 50 | 50 | 50 | 50
TRUE | offshore wind | offshore wind | 5 | 5 | 5 | 5 | 5 | 5 | 5 | 5 | 5 | 5 | 5 | 5 | 5 | 5 | 5 | 5 | 5 | 5 | 5 | 5 | 5 | 5 | 5 | 5 | 5 | 5 | 5 | 5 | 5 | 5 | 5
TRUE | crude oil | crude oil | 50 | 50 | 50 | 50 | 50 | 50 | 50 | 50 | 50 | 50 | 50 | 50 | 50 | 50 | 50 | 50 | 50 | 50 | 50 | 50 | 50 | 50 | 50 | 50 | 50 | 50 | 50 | 50 | 50 | 50 | 50
TRUE | heavy or residual fuel oil | heavy or residual fuel oil | 50 | 50 | 50 | 50 | 50 | 50 | 50 | 50 | 50 | 50 | 50 | 50 | 50 | 50 | 50 | 50 | 50 | 50 | 50 | 50 | 50 | 50 | 50 | 50 | 50 | 50 | 50 | 50 | 50 | 50 | 50
TRUE | municipal solid waste | municipal solid waste | 10 | 10 | 10 | 10 | 10 | 10 | 10 | 10 | 10 | 10 | 10 | 10 | 10 | 10 | 10 | 10 | 10 | 10 | 10 | 10 | 10 | 10 | 10 | 10 | 10 | 10 | 10 | 10 | 10 | 10 | 10
TRUE | hard coal w CCS | hard coal w CCS | 50 | 50 | 50 | 50 | 50 | 50 | 50 | 50 | 50 | 50 | 50 | 50 | 50 | 50 | 50 | 50 | 50 | 50 | 50 | 50 | 50 | 50 | 50 | 50 | 50 | 50 | 50 | 50 | 50 | 50 | 50
TRUE | natural gas combined cycle w CCS | natural gas combined cycle w CCS | 50 | 50 | 50 | 50 | 50 | 50 | 50 | 50 | 50 | 50 | 50 | 50 | 50 | 50 | 50 | 50 | 50 | 50 | 50 | 50 | 50 | 50 | 50 | 50 | 50 | 50 | 50 | 50 | 50 | 50 | 50
TRUE | biomass w CCS | biomass w CCS | bar: 2020 to 2050
TRUE | lignite w CCS | lignite w CCS | 50 | 50 | 50 | 50 | 50 | 50 | 50 | 50 | 50 | 50 | 50 | 50 | 50 | 50 | 50 | 50 | 50 | 50 | 50 | 50 | 50 | 50 | 50 | 50 | 50 | 50 | 50 | 50 | 50 | 50 | 50
TRUE | small modular reactor | small modular reactor | 20 | 20 | 20 | 20 | 20 | 20 | 20 | 20 | 20 | 20 | 20 | 20 | 20 | 20 | 20 | 20 | 20 | 20 | 20 | 20 | 20 | 20 | 20 | 20 | 20 | 20 | 20 | 20 | 20 | 20 | 20
TRUE | hydrogen combustion turbine | hydrogen combustion turbine | 50 | 50 | 50 | 50 | 50 | 50 | 50 | 50 | 50 | 50 | 50 | 50 | 50 | 50 | 50 | 50 | 50 | 50 | 50 | 50 | 50 | 50 | 50 | 50 | 50 | 50 | 50 | 50 | 50 | 50 | 50
TRUE | hydrogen combined cycle | hydrogen combined cycle | 50 | 50 | 50 | 50 | 50 | 50 | 50 | 50 | 50 | 50 | 50 | 50 | 50 | 50 | 50 | 50 | 50 | 50 | 50 | 50 | 50 | 50 | 50 | 50 | 50 | 50 | 50 | 50 | 50 | 50 | 50
Total Divided by MPPC rounded down to closest integer
|  | EPS Plant Type | 2020 | 2021 | 2022 | 2023 | 2024 | 2025 | 2026 | 2027 | 2028 | 2029 | 2030 | 2031 | 2032 | 2033 | 2034 | 2035 | 2036 | 2037 | 2038 | 2039 | 2040 | 2041 | 2042 | 2043 | 2044 | 2045 | 2046 | 2047 | 2048 | 2049 | 2050
|  | hard coal | 0 | 0 | 0 | 0 | 0 | 0 | 0 | 0 | 0 | 0 | 0 | 0 | 0 | 0 | 0 | 0 | 0 | 0 | 0 | 0 | 0 | 0 | 0 | 0 | 0 | 0 | 0 | 0 | 0 | 0 | 0
|  | natural gas steam turbine | 0 | 0 | 0 | 44 | 79 | 79 | 79 | 79 | 79 | 79 | 79 | 79 | 79 | 79 | 79 | 79 | 79 | 79 | 79 | 79 | 79 | 79 | 79 | 79 | 79 | 79 | 79 | 79 | 79 | 79 | 79
|  | natural gas combined cycle | 13 | 13 | 13 | 13 | 13 | 13 | 13 | 13 | 13 | 13 | 13 | 13 | 13 | 13 | 13 | 13 | 13 | 13 | 13 | 13 | 13 | 13 | 13 | 13 | 13 | 13 | 13 | 13 | 13 | 13 | 13
|  | nuclear | 0 | 0 | 0 | 0 | 2 | 4 | 4 | 4 | 4 | 4 | 4 | 4 | 4 | 4 | 4 | 4 | 4 | 4 | 4 | 4 | 4 | 4 | 4 | 4 | 4 | 4 | 4 | 4 | 4 | 4 | 4
|  | hydro | 0 | 0 | 3 | 4 | 7 | 7 | 7 | 7 | 7 | 7 | 7 | 7 | 7 | 7 | 7 | 7 | 7 | 7 | 7 | 7 | 7 | 7 | 7 | 7 | 7 | 7 | 7 | 7 | 7 | 7 | 7
|  | onshore wind | 22 | 22 | 23 | 26 | 26 | 26 | 26 | 26 | 26 | 26 | 26 | 26 | 26 | 26 | 26 | 26 | 26 | 26 | 26 | 26 | 26 | 26 | 26 | 26 | 26 | 26 | 26 | 26 | 26 | 26 | 26
|  | solar PV | 0 | 0 | 0 | 0 | 0 | 0 | 0 | 0 | 0 | 0 | 0 | 0 | 0 | 0 | 0 | 0 | 0 | 0 | 0 | 0 | 0 | 0 | 0 | 0 | 0 | 1 | 1 | 2 | 2 | 2 | 2
|  | solar thermal | 0 | 2 | 2 | 2 | 2 | 2 | 2 | 2 | 2 | 2 | 2 | 2 | 2 | 2 | 2 | 2 | 2 | 2 | 2 | 2 | 2 | 2 | 2 | 2 | 2 | 2 | 2 | 2 | 2 | 2 | 2
|  | biomass | 0 | 0 | 0 | 0 | 0 | 0 | 0 | 0 | 0 | 0 | 0 | 0 | 0 | 0 | 0 | 0 | 0 | 0 | 0 | 0 | 0 | 0 | 0 | 0 | 0 | 0 | 0 | 0 | 0 | 0 | 0
|  | geothermal | 0 | 0 | 0 | 0 | 0 | 0 | 0 | 0 | 0 | 0 | 0 | 0 | 0 | 0 | 0 | 0 | 0 | 0 | 0 | 0 | 0 | 0 | 0 | 0 | 0 | 0 | 0 | 0 | 0 | 0 | 0
|  | petroleum | 0 | 1 | 1 | 1 | 1 | 1 | 1 | 1 | 1 | 1 | 1 | 1 | 1 | 1 | 1 | 1 | 1 | 1 | 1 | 1 | 1 | 1 | 1 | 1 | 1 | 1 | 1 | 1 | 1 | 1 | 1
|  | natural gas peaker | 0 | 0 | 0 | 0 | 0 | 0 | 0 | 1 | 1 | 1 | 1 | 1 | 1 | 1 | 1 | 1 | 1 | 1 | 1 | 1 | 1 | 1 | 1 | 1 | 1 | 1 | 1 | 1 | 1 | 1 | 1
|  | lignite | 0 | 0 | 0 | 0 | 0 | 0 | 0 | 0 | 0 | 0 | 0 | 0 | 0 | 0 | 0 | 0 | 0 | 0 | 0 | 0 | 0 | 0 | 0 | 0 | 0 | 0 | 0 | 0 | 0 | 0 | 0
|  | offshore wind | 0 | 0 | 0 | 0 | 0 | 0 | 0 | 0 | 0 | 0 | 0 | 0 | 0 | 0 | 0 | 0 | 0 | 0 | 0 | 0 | 0 | 0 | 0 | 0 | 0 | 0 | 0 | 0 | 0 | 0 | 0
|  | crude oil | 0 | 0 | 0 | 0 | 0 | 0 | 0 | 0 | 0 | 0 | 0 | 0 | 0 | 0 | 0 | 0 | 0 | 0 | 0 | 0 | 0 | 0 | 0 | 0 | 0 | 0 | 0 | 0 | 0 | 0 | 0
|  | heavy or residual fuel oil | 0 | 0 | 0 | 0 | 0 | 0 | 0 | 0 | 0 | 0 | 0 | 0 | 0 | 0 | 0 | 0 | 0 | 0 | 0 | 0 | 0 | 0 | 0 | 0 | 0 | 0 | 0 | 0 | 0 | 0 | 0
|  | municipal solid waste | 0 | 0 | 0 | 0 | 0 | 0 | 0 | 0 | 0 | 0 | 0 | 0 | 0 | 0 | 0 | 0 | 0 | 0 | 0 | 0 | 0 | 0 | 0 | 0 | 0 | 0 | 0 | 0 | 0 | 0 | 0
|  | hard coal w CCS | 0 | 0 | 0 | 0 | 0 | 0 | 0 | 0 | 0 | 0 | 0 | 0 | 0 | 0 | 0 | 0 | 0 | 0 | 0 | 0 | 0 | 0 | 0 | 0 | 0 | 0 | 0 | 0 | 0 | 0 | 0
|  | natural gas combined cycle w CCS | 0 | 0 | 0 | 0 | 0 | 0 | 0 | 0 | 0 | 0 | 0 | 0 | 0 | 0 | 0 | 0 | 0 | 0 | 0 | 0 | 0 | 0 | 0 | 0 | 0 | 0 | 0 | 0 | 0 | 0 | 0
|  | biomass w CCS | 0 | 0 | 0 | 0 | 0 | 0 | 0 | 0 | 0 | 0 | 0 | 0 | 0 | 0 | 0 | 0 | 0 | 0 | 0 | 0 | 0 | 0 | 0 | 0 | 0 | 0 | 0 | 0 | 0 | 0 | 0
|  | lignite w CCS | 0 | 0 | 0 | 0 | 0 | 0 | 0 | 0 | 0 | 0 | 0 | 0 | 0 | 0 | 0 | 0 | 0 | 0 | 0 | 0 | 0 | 0 | 0 | 0 | 0 | 0 | 0 | 0 | 0 | 0 | 0
|  | small modular reactor | 0 | 0 | 0 | 0 | 0 | 0 | 0 | 0 | 0 | 0 | 0 | 0 | 0 | 0 | 0 | 0 | 0 | 0 | 0 | 0 | 0 | 0 | 0 | 0 | 0 | 0 | 0 | 0 | 0 | 0 | 0
|  | hydrogen combustion turbine | 0 | 0 | 0 | 0 | 0 | 0 | 0 | 0 | 0 | 0 | 0 | 0 | 0 | 0 | 0 | 0 | 0 | 0 | 0 | 0 | 0 | 0 | 0 | 0 | 0 | 0 | 0 | 0 | 0 | 0 | 0
|  | hydrogen combined cycle | 0 | 0 | 0 | 0 | 0 | 0 | 0 | 0 | 0 | 0 | 0 | 0 | 0 | 0 | 0 | 0 | 0 | 0 | 0 | 0 | 0 | 0 | 0 | 0 | 0 | 0 | 0 | 0 | 0 | 0 | 0
Quantized Cumulative Values
|  | EPS Plant Type | 2020 | 2021 | 2022 | 2023 | 2024 | 2025 | 2026 | 2027 | 2028 | 2029 | 2030 | 2031 | 2032 | 2033 | 2034 | 2035 | 2036 | 2037 | 2038 | 2039 | 2040 | 2041 | 2042 | 2043 | 2044 | 2045 | 2046 | 2047 | 2048 | 2049 | 2050
|  | hard coal | 0 | 0 | 0 | 0 | 0 | 0 | 0 | 0 | 0 | 0 | 0 | 0 | 0 | 0 | 0 | 0 | 0 | 0 | 0 | 0 | 0 | 0 | 0 | 0 | 0 | 0 | 0 | 0 | 0 | 0 | 0
|  | natural gas steam turbine | 0 | 0 | 0 | 2200 | 3950 | 3950 | 3950 | 3950 | 3950 | 3950 | 3950 | 3950 | 3950 | 3950 | 3950 | 3950 | 3950 | 3950 | 3950 | 3950 | 3950 | 3950 | 3950 | 3950 | 3950 | 3950 | 3950 | 3950 | 3950 | 3950 | 3950
|  | natural gas combined cycle | 650 | 650 | 650 | 650 | 650 | 650 | 650 | 650 | 650 | 650 | 650 | 650 | 650 | 650 | 650 | 650 | 650 | 650 | 650 | 650 | 650 | 650 | 650 | 650 | 650 | 650 | 650 | 650 | 650 | 650 | 650
|  | nuclear | 0 | 0 | 0 | 0 | 1000 | 2000 | 2000 | 2000 | 2000 | 2000 | 2000 | 2000 | 2000 | 2000 | 2000 | 2000 | 2000 | 2000 | 2000 | 2000 | 2000 | 2000 | 2000 | 2000 | 2000 | 2000 | 2000 | 2000 | 2000 | 2000 | 2000
|  | hydro | 0 | 0 | 3 | 4 | 7 | 7 | 7 | 7 | 7 | 7 | 7 | 7 | 7 | 7 | 7 | 7 | 7 | 7 | 7 | 7 | 7 | 7 | 7 | 7 | 7 | 7 | 7 | 7 | 7 | 7 | 7
|  | onshore wind | 110 | 110 | 115 | 130 | 130 | 130 | 130 | 130 | 130 | 130 | 130 | 130 | 130 | 130 | 130 | 130 | 130 | 130 | 130 | 130 | 130 | 130 | 130 | 130 | 130 | 130 | 130 | 130 | 130 | 130 | 130
|  | solar PV | 0 | 0 | 0 | 0 | 0 | 0 | 0 | 0 | 0 | 0 | 0 | 0 | 0 | 0 | 0 | 0 | 0 | 0 | 0 | 0 | 0 | 0 | 0 | 0 | 0 | 2 | 2 | 4 | 4 | 4 | 4
|  | solar thermal | 0 | 200 | 200 | 200 | 200 | 200 | 200 | 200 | 200 | 200 | 200 | 200 | 200 | 200 | 200 | 200 | 200 | 200 | 200 | 200 | 200 | 200 | 200 | 200 | 200 | 200 | 200 | 200 | 200 | 200 | 200
|  | biomass | 0 | 0 | 0 | 0 | 0 | 0 | 0 | 0 | 0 | 0 | 0 | 0 | 0 | 0 | 0 | 0 | 0 | 0 | 0 | 0 | 0 | 0 | 0 | 0 | 0 | 0 | 0 | 0 | 0 | 0 | 0
|  | geothermal | 0 | 0 | 0 | 0 | 0 | 0 | 0 | 0 | 0 | 0 | 0 | 0 | 0 | 0 | 0 | 0 | 0 | 0 | 0 | 0 | 0 | 0 | 0 | 0 | 0 | 0 | 0 | 0 | 0 | 0 | 0
|  | petroleum | 0 | 50 | 50 | 50 | 50 | 50 | 50 | 50 | 50 | 50 | 50 | 50 | 50 | 50 | 50 | 50 | 50 | 50 | 50 | 50 | 50 | 50 | 50 | 50 | 50 | 50 | 50 | 50 | 50 | 50 | 50
|  | natural gas peaker | 0 | 0 | 0 | 0 | 0 | 0 | 0 | 50 | 50 | 50 | 50 | 50 | 50 | 50 | 50 | 50 | 50 | 50 | 50 | 50 | 50 | 50 | 50 | 50 | 50 | 50 | 50 | 50 | 50 | 50 | 50
|  | lignite | 0 | 0 | 0 | 0 | 0 | 0 | 0 | 0 | 0 | 0 | 0 | 0 | 0 | 0 | 0 | 0 | 0 | 0 | 0 | 0 | 0 | 0 | 0 | 0 | 0 | 0 | 0 | 0 | 0 | 0 | 0
|  | offshore wind | 0 | 0 | 0 | 0 | 0 | 0 | 0 | 0 | 0 | 0 | 0 | 0 | 0 | 0 | 0 | 0 | 0 | 0 | 0 | 0 | 0 | 0 | 0 | 0 | 0 | 0 | 0 | 0 | 0 | 0 | 0
|  | crude oil | 0 | 0 | 0 | 0 | 0 | 0 | 0 | 0 | 0 | 0 | 0 | 0 | 0 | 0 | 0 | 0 | 0 | 0 | 0 | 0 | 0 | 0 | 0 | 0 | 0 | 0 | 0 | 0 | 0 | 0 | 0
|  | heavy or residual fuel oil | 0 | 0 | 0 | 0 | 0 | 0 | 0 | 0 | 0 | 0 | 0 | 0 | 0 | 0 | 0 | 0 | 0 | 0 | 0 | 0 | 0 | 0 | 0 | 0 | 0 | 0 | 0 | 0 | 0 | 0 | 0
|  | municipal solid waste | 0 | 0 | 0 | 0 | 0 | 0 | 0 | 0 | 0 | 0 | 0 | 0 | 0 | 0 | 0 | 0 | 0 | 0 | 0 | 0 | 0 | 0 | 0 | 0 | 0 | 0 | 0 | 0 | 0 | 0 | 0
|  | hard coal w CCS | 0 | 0 | 0 | 0 | 0 | 0 | 0 | 0 | 0 | 0 | 0 | 0 | 0 | 0 | 0 | 0 | 0 | 0 | 0 | 0 | 0 | 0 | 0 | 0 | 0 | 0 | 0 | 0 | 0 | 0 | 0
|  | natural gas combined cycle w CCS | 0 | 0 | 0 | 0 | 0 | 0 | 0 | 0 | 0 | 0 | 0 | 0 | 0 | 0 | 0 | 0 | 0 | 0 | 0 | 0 | 0 | 0 | 0 | 0 | 0 | 0 | 0 | 0 | 0 | 0 | 0
|  | biomass w CCS | 0 | 0 | 0 | 0 | 0 | 0 | 0 | 0 | 0 | 0 | 0 | 0 | 0 | 0 | 0 | 0 | 0 | 0 | 0 | 0 | 0 | 0 | 0 | 0 | 0 | 0 | 0 | 0 | 0 | 0 | 0
|  | lignite w CCS | 0 | 0 | 0 | 0 | 0 | 0 | 0 | 0 | 0 | 0 | 0 | 0 | 0 | 0 | 0 | 0 | 0 | 0 | 0 | 0 | 0 | 0 | 0 | 0 | 0 | 0 | 0 | 0 | 0 | 0 | 0
|  | small modular reactor | 0 | 0 | 0 | 0 | 0 | 0 | 0 | 0 | 0 | 0 | 0 | 0 | 0 | 0 | 0 | 0 | 0 | 0 | 0 | 0 | 0 | 0 | 0 | 0 | 0 | 0 | 0 | 0 | 0 | 0 | 0
|  | hydrogen combustion turbine | 0 | 0 | 0 | 0 | 0 | 0 | 0 | 0 | 0 | 0 | 0 | 0 | 0 | 0 | 0 | 0 | 0 | 0 | 0 | 0 | 0 | 0 | 0 | 0 | 0 | 0 | 0 | 0 | 0 | 0 | 0
|  | hydrogen combined cycle | 0 | 0 | 0 | 0 | 0 | 0 | 0 | 0 | 0 | 0 | 0 | 0 | 0 | 0 | 0 | 0 | 0 | 0 | 0 | 0 | 0 | 0 | 0 | 0 | 0 | 0 | 0 | 0 | 0 | 0 | 0
Annual Values
|  | EPS Plant Type | 2020 | 2021 | 2022 | 2023 | 2024 | 2025 | 2026 | 2027 | 2028 | 2029 | 2030 | 2031 | 2032 | 2033 | 2034 | 2035 | 2036 | 2037 | 2038 | 2039 | 2040 | 2041 | 2042 | 2043 | 2044 | 2045 | 2046 | 2047 | 2048 | 2049 | 2050
| TRUE | hard coal | 0 | 0 | 0 | 0 | 0 | 0 | 0 | 0 | 0 | 0 | 0 | 0 | 0 | 0 | 0 | 0 | 0 | 0 | 0 | 0 | 0 | 0 | 0 | 0 | 0 | 0 | 0 | 0 | 0 | 0 | 0
| TRUE | natural gas steam turbine | 0 | 0 | 0 | 2200 | 1750 | 0 | 0 | 0 | 0 | 0 | 0 | 0 | 0 | 0 | 0 | 0 | 0 | 0 | 0 | 0 | 0 | 0 | 0 | 0 | 0 | 0 | 0 | 0 | 0 | 0 | 0
| TRUE | natural gas combined cycle | 0 | 0 | 0 | 0 | 0 | 0 | 0 | 0 | 0 | 0 | 0 | 0 | 0 | 0 | 0 | 0 | 0 | 0 | 0 | 0 | 0 | 0 | 0 | 0 | 0 | 0 | 0 | 0 | 0 | 0 | 0
| TRUE | nuclear | 0 | 0 | 0 | 0 | 1000 | 1000 | 0 | 0 | 0 | 0 | 0 | 0 | 0 | 0 | 0 | 0 | 0 | 0 | 0 | 0 | 0 | 0 | 0 | 0 | 0 | 0 | 0 | 0 | 0 | 0 | 0
| TRUE | hydro | 0 | 0 | 3 | 1 | 3 | 0 | 0 | 0 | 0 | 0 | 0 | 0 | 0 | 0 | 0 | 0 | 0 | 0 | 0 | 0 | 0 | 0 | 0 | 0 | 0 | 0 | 0 | 0 | 0 | 0 | 0
| TRUE | onshore wind | 0 | 0 | 5 | 15 | 0 | 0 | 0 | 0 | 0 | 0 | 0 | 0 | 0 | 0 | 0 | 0 | 0 | 0 | 0 | 0 | 0 | 0 | 0 | 0 | 0 | 0 | 0 | 0 | 0 | 0 | 0
| TRUE | solar PV | 0 | 0 | 0 | 0 | 0 | 0 | 0 | 0 | 0 | 0 | 0 | 0 | 0 | 0 | 0 | 0 | 0 | 0 | 0 | 0 | 0 | 0 | 0 | 0 | 0 | 2 | 0 | 2 | 0 | 0 | 0
| TRUE | solar thermal | 0 | 200 | 0 | 0 | 0 | 0 | 0 | 0 | 0 | 0 | 0 | 0 | 0 | 0 | 0 | 0 | 0 | 0 | 0 | 0 | 0 | 0 | 0 | 0 | 0 | 0 | 0 | 0 | 0 | 0 | 0
| TRUE | biomass | 0 | 0 | 0 | 0 | 0 | 0 | 0 | 0 | 0 | 0 | 0 | 0 | 0 | 0 | 0 | 0 | 0 | 0 | 0 | 0 | 0 | 0 | 0 | 0 | 0 | 0 | 0 | 0 | 0 | 0 | 0
| TRUE | geothermal | 0 | 0 | 0 | 0 | 0 | 0 | 0 | 0 | 0 | 0 | 0 | 0 | 0 | 0 | 0 | 0 | 0 | 0 | 0 | 0 | 0 | 0 | 0 | 0 | 0 | 0 | 0 | 0 | 0 | 0 | 0
| TRUE | petroleum | 0 | 50 | 0 | 0 | 0 | 0 | 0 | 0 | 0 | 0 | 0 | 0 | 0 | 0 | 0 | 0 | 0 | 0 | 0 | 0 | 0 | 0 | 0 | 0 | 0 | 0 | 0 | 0 | 0 | 0 | 0
| TRUE | natural gas peaker | 0 | 0 | 0 | 0 | 0 | 0 | 0 | 50 | 0 | 0 | 0 | 0 | 0 | 0 | 0 | 0 | 0 | 0 | 0 | 0 | 0 | 0 | 0 | 0 | 0 | 0 | 0 | 0 | 0 | 0 | 0
| TRUE | lignite | 0 | 0 | 0 | 0 | 0 | 0 | 0 | 0 | 0 | 0 | 0 | 0 | 0 | 0 | 0 | 0 | 0 | 0 | 0 | 0 | 0 | 0 | 0 | 0 | 0 | 0 | 0 | 0 | 0 | 0 | 0
| TRUE | offshore wind | 0 | 0 | 0 | 0 | 0 | 0 | 0 | 0 | 0 | 0 | 0 | 0 | 0 | 0 | 0 | 0 | 0 | 0 | 0 | 0 | 0 | 0 | 0 | 0 | 0 | 0 | 0 | 0 | 0 | 0 | 0
| TRUE | crude oil | 0 | 0 | 0 | 0 | 0 | 0 | 0 | 0 | 0 | 0 | 0 | 0 | 0 | 0 | 0 | 0 | 0 | 0 | 0 | 0 | 0 | 0 | 0 | 0 | 0 | 0 | 0 | 0 | 0 | 0 | 0
| TRUE | heavy or residual fuel oil | 0 | 0 | 0 | 0 | 0 | 0 | 0 | 0 | 0 | 0 | 0 | 0 | 0 | 0 | 0 | 0 | 0 | 0 | 0 | 0 | 0 | 0 | 0 | 0 | 0 | 0 | 0 | 0 | 0 | 0 | 0
| TRUE | municipal solid waste | 0 | 0 | 0 | 0 | 0 | 0 | 0 | 0 | 0 | 0 | 0 | 0 | 0 | 0 | 0 | 0 | 0 | 0 | 0 | 0 | 0 | 0 | 0 | 0 | 0 | 0 | 0 | 0 | 0 | 0 | 0
| TRUE | hard coal w CCS | 0 | 0 | 0 | 0 | 0 | 0 | 0 | 0 | 0 | 0 | 0 | 0 | 0 | 0 | 0 | 0 | 0 | 0 | 0 | 0 | 0 | 0 | 0 | 0 | 0 | 0 | 0 | 0 | 0 | 0 | 0
| TRUE | natural gas combined cycle w CCS | 0 | 0 | 0 | 0 | 0 | 0 | 0 | 0 | 0 | 0 | 0 | 0 | 0 | 0 | 0 | 0 | 0 | 0 | 0 | 0 | 0 | 0 | 0 | 0 | 0 | 0 | 0 | 0 | 0 | 0 | 0
| TRUE | biomass w CCS | 0 | 0 | 0 | 0 | 0 | 0 | 0 | 0 | 0 | 0 | 0 | 0 | 0 | 0 | 0 | 0 | 0 | 0 | 0 | 0 | 0 | 0 | 0 | 0 | 0 | 0 | 0 | 0 | 0 | 0 | 0
| TRUE | lignite w CCS | 0 | 0 | 0 | 0 | 0 | 0 | 0 | 0 | 0 | 0 | 0 | 0 | 0 | 0 | 0 | 0 | 0 | 0 | 0 | 0 | 0 | 0 | 0 | 0 | 0 | 0 | 0 | 0 | 0 | 0 | 0
| TRUE | small modular reactor | 0 | 0 | 0 | 0 | 0 | 0 | 0 | 0 | 0 | 0 | 0 | 0 | 0 | 0 | 0 | 0 | 0 | 0 | 0 | 0 | 0 | 0 | 0 | 0 | 0 | 0 | 0 | 0 | 0 | 0 | 0
| TRUE | hydrogen combustion turbine | 0 | 0 | 0 | 0 | 0 | 0 | 0 | 0 | 0 | 0 | 0 | 0 | 0 | 0 | 0 | 0 | 0 | 0 | 0 | 0 | 0 | 0 | 0 | 0 | 0 | 0 | 0 | 0 | 0 | 0 | 0
| TRUE | hydrogen combined cycle | 0 | 0 | 0 | 0 | 0 | 0 | 0 | 0 | 0 | 0 | 0 | 0 | 0 | 0 | 0 | 0 | 0 | 0 | 0 | 0 | 0 | 0 | 0 | 0 | 0 | 0 | 0 | 0 | 0 | 0 | 0

## CRbQ
BAU Capacity Retirements (MW) | 2020 | 2021 | 2022 | 2023 | 2024 | 2025 | 2026 | 2027 | 2028 | 2029 | 2030 | 2031 | 2032 | 2033 | 2034 | 2035 | 2036 | 2037 | 2038 | 2039 | 2040 | 2041 | 2042 | 2043 | 2044 | 2045 | 2046 | 2047 | 2048 | 2049 | 2050
hard coal | 0 | 0 | 0 | 0 | 0 | 0 | 0 | 0 | 0 | 0 | 0 | 0 | 0 | 0 | 0 | 0 | 0 | 0 | 0 | 0 | 0 | 0 | 0 | 0 | 0 | 0 | 0 | 0 | 0 | 0 | 0
natural gas steam turbine | 0 | 0 | 0 | 2200 | 1750 | 0 | 0 | 0 | 0 | 0 | 0 | 0 | 0 | 0 | 0 | 0 | 0 | 0 | 0 | 0 | 0 | 0 | 0 | 0 | 0 | 0 | 0 | 0 | 0 | 0 | 0
natural gas combined cycle | 0 | 0 | 0 | 0 | 0 | 0 | 0 | 0 | 0 | 0 | 0 | 0 | 0 | 0 | 0 | 0 | 0 | 0 | 0 | 0 | 0 | 0 | 0 | 0 | 0 | 0 | 0 | 0 | 0 | 0 | 0
nuclear | 0 | 0 | 0 | 0 | 1000 | 1000 | 0 | 0 | 0 | 0 | 0 | 0 | 0 | 0 | 0 | 0 | 0 | 0 | 0 | 0 | 0 | 0 | 0 | 0 | 0 | 0 | 0 | 0 | 0 | 0 | 0
hydro | 0 | 0 | 3 | 1 | 3 | 0 | 0 | 0 | 0 | 0 | 0 | 0 | 0 | 0 | 0 | 0 | 0 | 0 | 0 | 0 | 0 | 0 | 0 | 0 | 0 | 0 | 0 | 0 | 0 | 0 | 0
onshore wind | 0 | 0 | 5 | 15 | 0 | 0 | 0 | 0 | 0 | 0 | 0 | 0 | 0 | 0 | 0 | 0 | 0 | 0 | 0 | 0 | 0 | 0 | 0 | 0 | 0 | 0 | 0 | 0 | 0 | 0 | 0
solar pv | 0 | 0 | 0 | 0 | 0 | 0 | 0 | 0 | 0 | 0 | 0 | 0 | 0 | 0 | 0 | 0 | 0 | 0 | 0 | 0 | 0 | 0 | 0 | 0 | 0 | 2 | 0 | 2 | 0 | 0 | 0
solar thermal | 0 | 200 | 0 | 0 | 0 | 0 | 0 | 0 | 0 | 0 | 0 | 0 | 0 | 0 | 0 | 0 | 0 | 0 | 0 | 0 | 0 | 0 | 0 | 0 | 0 | 0 | 0 | 0 | 0 | 0 | 0
biomass | 0 | 0 | 0 | 0 | 0 | 0 | 0 | 0 | 0 | 0 | 0 | 0 | 0 | 0 | 0 | 0 | 0 | 0 | 0 | 0 | 0 | 0 | 0 | 0 | 0 | 0 | 0 | 0 | 0 | 0 | 0
geothermal | 0 | 0 | 0 | 0 | 0 | 0 | 0 | 0 | 0 | 0 | 0 | 0 | 0 | 0 | 0 | 0 | 0 | 0 | 0 | 0 | 0 | 0 | 0 | 0 | 0 | 0 | 0 | 0 | 0 | 0 | 0
petroleum | 0 | 50 | 0 | 0 | 0 | 0 | 0 | 0 | 0 | 0 | 0 | 0 | 0 | 0 | 0 | 0 | 0 | 0 | 0 | 0 | 0 | 0 | 0 | 0 | 0 | 0 | 0 | 0 | 0 | 0 | 0
natural gas peaker | 0 | 0 | 0 | 0 | 0 | 0 | 0 | 50 | 0 | 0 | 0 | 0 | 0 | 0 | 0 | 0 | 0 | 0 | 0 | 0 | 0 | 0 | 0 | 0 | 0 | 0 | 0 | 0 | 0 | 0 | 0
lignite | 0 | 0 | 0 | 0 | 0 | 0 | 0 | 0 | 0 | 0 | 0 | 0 | 0 | 0 | 0 | 0 | 0 | 0 | 0 | 0 | 0 | 0 | 0 | 0 | 0 | 0 | 0 | 0 | 0 | 0 | 0
offshore wind | 0 | 0 | 0 | 0 | 0 | 0 | 0 | 0 | 0 | 0 | 0 | 0 | 0 | 0 | 0 | 0 | 0 | 0 | 0 | 0 | 0 | 0 | 0 | 0 | 0 | 0 | 0 | 0 | 0 | 0 | 0
crude oil | 0 | 0 | 0 | 0 | 0 | 0 | 0 | 0 | 0 | 0 | 0 | 0 | 0 | 0 | 0 | 0 | 0 | 0 | 0 | 0 | 0 | 0 | 0 | 0 | 0 | 0 | 0 | 0 | 0 | 0 | 0
heavy or residual fuel oil | 0 | 0 | 0 | 0 | 0 | 0 | 0 | 0 | 0 | 0 | 0 | 0 | 0 | 0 | 0 | 0 | 0 | 0 | 0 | 0 | 0 | 0 | 0 | 0 | 0 | 0 | 0 | 0 | 0 | 0 | 0
municipal solid waste | 0 | 0 | 0 | 0 | 0 | 0 | 0 | 0 | 0 | 0 | 0 | 0 | 0 | 0 | 0 | 0 | 0 | 0 | 0 | 0 | 0 | 0 | 0 | 0 | 0 | 0 | 0 | 0 | 0 | 0 | 0
hard coal w CCS | 0 | 0 | 0 | 0 | 0 | 0 | 0 | 0 | 0 | 0 | 0 | 0 | 0 | 0 | 0 | 0 | 0 | 0 | 0 | 0 | 0 | 0 | 0 | 0 | 0 | 0 | 0 | 0 | 0 | 0 | 0
natural gas combined cycle w CCS | 0 | 0 | 0 | 0 | 0 | 0 | 0 | 0 | 0 | 0 | 0 | 0 | 0 | 0 | 0 | 0 | 0 | 0 | 0 | 0 | 0 | 0 | 0 | 0 | 0 | 0 | 0 | 0 | 0 | 0 | 0
biomass w CCS | 0 | 0 | 0 | 0 | 0 | 0 | 0 | 0 | 0 | 0 | 0 | 0 | 0 | 0 | 0 | 0 | 0 | 0 | 0 | 0 | 0 | 0 | 0 | 0 | 0 | 0 | 0 | 0 | 0 | 0 | 0
lignite w CCS | 0 | 0 | 0 | 0 | 0 | 0 | 0 | 0 | 0 | 0 | 0 | 0 | 0 | 0 | 0 | 0 | 0 | 0 | 0 | 0 | 0 | 0 | 0 | 0 | 0 | 0 | 0 | 0 | 0 | 0 | 0
small modular reactor | 0 | 0 | 0 | 0 | 0 | 0 | 0 | 0 | 0 | 0 | 0 | 0 | 0 | 0 | 0 | 0 | 0 | 0 | 0 | 0 | 0 | 0 | 0 | 0 | 0 | 0 | 0 | 0 | 0 | 0 | 0
hydrogen combustion turbine | 0 | 0 | 0 | 0 | 0 | 0 | 0 | 0 | 0 | 0 | 0 | 0 | 0 | 0 | 0 | 0 | 0 | 0 | 0 | 0 | 0 | 0 | 0 | 0 | 0 | 0 | 0 | 0 | 0 | 0 | 0
hydrogen combined cycle | 0 | 0 | 0 | 0 | 0 | 0 | 0 | 0 | 0 | 0 | 0 | 0 | 0 | 0 | 0 | 0 | 0 | 0 | 0 | 0 | 0 | 0 | 0 | 0 | 0 | 0 | 0 | 0 | 0 | 0 | 0