## About
CRbQ Capacity Retirements before Quantization | California | 2023-09-25 | Alabama | AL
| CA |  | Alaska | AK
Sources: | 2020-2022 Retirements |  | Arizona | AZ
| Energy Information Administration |  | Arkansas | AR
| Electric Power Monthly, December 2020, 2021, and 2022 |  | California | CA
| http://www.eia.gov/electricity/monthly/ |  | Colorado | CO
| Table 6.4 |  | Connecticut | CT
|  |  | Delaware | DE
| 2023-2050 Retirements |  | Florida | FL
| Energy Information Administration |  | Georgia | GA
| Electric Power Monthly, January 2023 |  | Hawaii | HI
| http://www.eia.gov/electricity/monthly/ |  | Idaho | ID
| Table 6.6 |  | Illinois | IL
|  |  | Indiana | IN
Notes |  |  | Iowa | IA
This variable represents BAU planned capacity retirements and expected capacity |  |  | Kansas | KS
retirements due to the Inflation Reduction Act (see corresponding tab). |  |  | Kentucky | KY
It does not represent any other projected economic retirements. |  |  | Louisiana | LA
|  |  | Maine | ME
Quantization |  |  | Maryland | MD
The EPS retires (and builds) power plants in increments of the minimum power plant size, |  |  | Massachusetts | MA
specified in elec/MPPC. If the BAU retirements you get when running the model do not |  |  | Michigan | MI
match those specified in this variable, this may be because your values here are not |  |  | Minnesota | MN
even multiples of the values in elec/MPPC. If you wish to ensure your retirement schedule |  |  | Mississippi | MS
is followed precisely, make sure that retirements specified here are even multiples of the |  |  | Missouri | MO
values in elec/MPPC. You can reduce the values in elec/MPPC if helpful. |  |  | Montana | MT
|  |  | Nebraska | NE
|  |  | Nevada | NV
Notes for state adaptation |  |  | New Hampshire | NH
excluding IRA funded coop retirements for now, due to subjective estimates of funding impact |  |  | New Jersey | NJ
|  |  | New Mexico | NM
|  |  | New York | NY
|  |  | North Carolina | NC
|  |  | North Dakota | ND
|  |  | Ohio | OH
|  |  | Oklahoma | OK
|  |  | Oregon | OR
|  |  | Pennsylvania | PA
|  |  | Rhode Island | RI
|  |  | South Carolina | SC
|  |  | South Dakota | SD
|  |  | Tennessee | TN
|  |  | Texas | TX
|  |  | Utah | UT
|  |  | Vermont | VT
|  |  | Virginia | VA
|  |  | Washington | WA
|  |  | West Virginia | WV
|  |  | Wisconsin | WI
|  |  | Wyoming | WY

## Crosswalk
Technology | EPS Plant Type | Include CHP Plants? | TRUE
All Other.OTH | other | Include Non-Utilty Plants? | FALSE
All Other.PUR | other
All Other.TDF | other
All Other.WH | other | Sector Name
Batteries.MWH | battery storage | Electric Utility | TRUE
Coal Integrated Gasification Combined Cycle.SGC | hard coal | IPP Non-CHP | FALSE
Conventional Hydroelectric.WAT | hydro | Commercial Non-CHP | TRUE
Conventional Steam Coal.BIT | hard coal | IPP CHP | FALSE
Conventional Steam Coal.LIG | lignite | Industrial CHP | TRUE
Conventional Steam Coal.RC | hard coal | Commercial CHP | TRUE
Conventional Steam Coal.SUB | hard coal | Industrial Non-CHP
Conventional Steam Coal.WC | hard coal
Flywheels.MWH | other
Geothermal.GEO | geothermal
Hydroelectric Pumped Storage.WAT | other
Landfill Gas.LFG | natural gas peaker
Municipal Solid Waste.MSW | municipal solid waste
Natural Gas Fired Combined Cycle.NG | natural gas combined cycle
Natural Gas Fired Combustion Turbine.NG | natural gas peaker
Natural Gas Internal Combustion Engine.NG | natural gas peaker
Natural Gas Steam Turbine.NG | natural gas steam turbine
Natural Gas with Compressed Air Storage.NG | natural gas combined cycle
Nuclear.NUC | nuclear
Offshore Wind Turbine.WND | offshore wind
Onshore Wind Turbine.WND | onshore wind
Other Gases.BFG | other
Other Gases.OG | other
Other Natural Gas.NG | natural gas peaker
Other Waste Biomass.AB | biomass
Other Waste Biomass.OBG | biomass
Other Waste Biomass.OBL | biomass
Other Waste Biomass.OBS | biomass
Petroleum Coke.PC | petroleum
Petroleum Coke.SGP | petroleum
Petroleum Liquids.DFO | petroleum
Petroleum Liquids.JF | petroleum
Petroleum Liquids.KER | petroleum
Petroleum Liquids.PG | petroleum
Petroleum Liquids.RFO | petroleum
Petroleum Liquids.WO | petroleum
Solar Photovoltaic.SUN | solar PV
Solar Thermal with Energy Storage.SUN | solar thermal
Solar Thermal without Energy Storage.SUN | solar thermal
Wood/Wood Waste Biomass.BLQ | biomass
Wood/Wood Waste Biomass.WDL | biomass
Wood/Wood Waste Biomass.WDS | biomass

## Included Plant Filters
Instructions
Change the filter settings below to include or exclude certain plant types.
Filters may be specified separately for each EPS electricity source category. This capability is important for biomass, where much of the most important and cost-effective generation are non-utility CHP plants.
| Include CHP Plants? | Include Non-Utilty Plants?
hard coal | TRUE | FALSE
natural gas steam turbine | TRUE | FALSE
natural gas combined cycle | TRUE | FALSE
nuclear | TRUE | FALSE
hydro | TRUE | FALSE
onshore wind | TRUE | FALSE
solar PV | TRUE | FALSE
solar thermal | TRUE | FALSE
biomass | TRUE | TRUE
geothermal | TRUE | FALSE
petroleum | TRUE | FALSE
natural gas peaker | TRUE | FALSE
lignite | TRUE | FALSE
offshore wind | TRUE | FALSE
crude oil | TRUE | FALSE
heavy or residual fuel oil | TRUE | FALSE
municipal solid waste | TRUE | FALSE
other | TRUE | FALSE | This row exists to help prevent #N/A errors in the "Include?" columns of Form 923 and Form 860.
hard coal w CCS | TRUE | FALSE
natural gas steam turbine w CCS | TRUE | FALSE
natural gas combined cycle w CCS | TRUE | FALSE
biomass w CCS | TRUE | FALSE
natural gas peaker w CCS | TRUE | FALSE
lignite w CCS | TRUE | FALSE
small modular reactor | TRUE | FALSE
pumped hydro | TRUE | FALSE
Average Values for Existing Plants
It can be helpful to see how the average values for existing plants respond while you configure the filter settings above to ensure you get expected behavior from your filters.
Note that average heat rate values are used on the output tab BHRaSYC for vintages with no heat rate data.
| Heat Rate (BTU/(MW*hour)) | Total Start Year Capacity (MW)
hard coal | 10648286.5324 | 520
natural gas steam turbine | 11288508.0028 | 9571.1
natural gas combined cycle | 7967161.6402 | 9859.5
nuclear | 10446660.3279 | 4239.3
hydro | not applicable | 4543.2
onshore wind | not applicable | 1980
solar PV | not applicable | 657.4
solar thermal | not applicable | 0
biomass | 9536107.1582 | 198.5
geothermal | not applicable | 0
petroleum | 11351477.7378 | 2414
natural gas peaker | 10852612.211 | 3037.1
lignite | 0 | 0
offshore wind | not applicable | 0
crude oil | 0 | 0
heavy or residual fuel oil | 0 | 0
municipal solid waste | 18731050.5731 | 194.8
hard coal w CCS |  | 0
natural gas steam turbine w CCS |  | 0
natural gas combined cycle w CCS |  | 0
biomass w CCS |  | 0
natural gas peaker w CCS |  | 0
lignite w CCS |  | 0
small modular reactor
pumped hydro

## Table_6_04_2020
Table 6.4. Retired Utility Scale Generating Units by Operating Company, Plant, and Month, 2020
Technology.EnergySource | EPS Electricity Source | Include? | Year | Month | Entity ID | Entity Name | Plant Producer Type | Plant Name | Plant State | Plant ID | Generator ID | Net Summer Capacity (MW) | Technology | Energy Source Code | Prime Mover Code
Conventional Steam Coal.BIT | hard coal | TRUE | 2020 | 1 | 3046 | Duke Energy Progress - (NC) | Electric Utility | Asheville | NC | 2706 | 1 | 189 | Conventional Steam Coal | BIT | ST
Conventional Steam Coal.BIT | hard coal | TRUE | 2020 | 1 | 3046 | Duke Energy Progress - (NC) | Electric Utility | Asheville | NC | 2706 | 2 | 189 | Conventional Steam Coal | BIT | ST
Natural Gas Fired Combined Cycle.NG | natural gas combined cycle | TRUE | 2020 | 1 | 9155 | Inland Empire Energy Ctr LLC | IPP | Inland Empire Energy Center | CA | 55853 | 1 | 345 | Natural Gas Fired Combined Cycle | NG | CS
Natural Gas Fired Combined Cycle.NG | natural gas combined cycle | TRUE | 2020 | 1 | 9155 | Inland Empire Energy Ctr LLC | IPP | Inland Empire Energy Center | CA | 55853 | 2 | 345 | Natural Gas Fired Combined Cycle | NG | CS
Conventional Steam Coal.WC | hard coal | TRUE | 2020 | 1 | 12949 | Morgantown Energy Associates | Electric CHP | Morgantown Energy Facility | WV | 10743 | GEN1 | 50 | Conventional Steam Coal | WC | ST
Conventional Steam Coal.SUB | hard coal | TRUE | 2020 | 1 | 15298 | Talen Montana LLC | IPP | Colstrip | MT | 6076 | 1 | 307 | Conventional Steam Coal | SUB | ST
Conventional Steam Coal.SUB | hard coal | TRUE | 2020 | 1 | 15298 | Talen Montana LLC | IPP | Colstrip | MT | 6076 | 2 | 307 | Conventional Steam Coal | SUB | ST
Conventional Steam Coal.BIT | hard coal | TRUE | 2020 | 1 | 18642 | Tennessee Valley Authority | Electric Utility | Paradise | KY | 1378 | 3 | 971 | Conventional Steam Coal | BIT | ST
Onshore Wind Turbine.WND | onshore wind | TRUE | 2020 | 1 | 2770 | Terra-Gen Operating Co-Wind | IPP | Difwind Farms Ltd I | CA | 54681 | EXIS | 7.3 | Onshore Wind Turbine | WND | WT
Onshore Wind Turbine.WND | onshore wind | TRUE | 2020 | 1 | 2770 | Terra-Gen Operating Co-Wind | IPP | Difwind Farms Ltd II | CA | 54682 | EXIS | 5.4 | Onshore Wind Turbine | WND | WT
Onshore Wind Turbine.WND | onshore wind | TRUE | 2020 | 1 | 2770 | Terra-Gen Operating Co-Wind | IPP | Difwind Farms Ltd V | CA | 54685 | EXIS | 11.6 | Onshore Wind Turbine | WND | WT
Onshore Wind Turbine.WND | onshore wind | TRUE | 2020 | 1 | 2770 | Terra-Gen Operating Co-Wind | IPP | Terra-Gen 251 Wind LLC | CA | 52161 | WGNS | 18.4 | Onshore Wind Turbine | WND | WT
Onshore Wind Turbine.WND | onshore wind | TRUE | 2020 | 1 | 2770 | Terra-Gen Operating Co-Wind | IPP | Victory Garden Phase IV LLC | CA | 52160 | WGNS | 22 | Onshore Wind Turbine | WND | WT
Natural Gas Internal Combustion Engine.NG | natural gas peaker | FALSE | 2020 | 2 | 56953 | Bos Dairy, LLC | Industrial | Bos Dairy, LLC | IN | 57625 | BOS2 | 0.6 | Natural Gas Internal Combustion Engine | NG | IC
Petroleum Liquids.DFO | petroleum | TRUE | 2020 | 2 | 6526 | FirstEnergy Generation Corp | IPP | FirstEnergy Eastlake | OH | 2837 | 6 | 24 | Petroleum Liquids | DFO | GT
Natural Gas Fired Combined Cycle.NG | natural gas combined cycle | FALSE | 2020 | 2 | 57463 | Kimberly-Clark Worldwide Inc | Industrial | Fullerton Mill CHP | CA | 58083 | GTG1 | 12 | Natural Gas Fired Combined Cycle | NG | CT
Natural Gas Fired Combined Cycle.NG | natural gas combined cycle | FALSE | 2020 | 2 | 57463 | Kimberly-Clark Worldwide Inc | Industrial | Fullerton Mill CHP | CA | 58083 | STG1 | 1 | Natural Gas Fired Combined Cycle | NG | CA
Onshore Wind Turbine.WND | onshore wind | TRUE | 2020 | 2 | 2770 | Terra-Gen Operating Co-Wind | IPP | Altech III | CA | 50485 | GEN1 | 21.7 | Onshore Wind Turbine | WND | WT
Onshore Wind Turbine.WND | onshore wind | TRUE | 2020 | 2 | 2770 | Terra-Gen Operating Co-Wind | IPP | Altech III | CA | 50485 | GEN2 | 3.4 | Onshore Wind Turbine | WND | WT
Onshore Wind Turbine.WND | onshore wind | TRUE | 2020 | 2 | 2770 | Terra-Gen Operating Co-Wind | IPP | Dutch Wind Energy | CA | 57301 | DEC | 8 | Onshore Wind Turbine | WND | WT
Conventional Steam Coal.WC | hard coal | TRUE | 2020 | 2 | 20541 | Wheelabrator Environmental Systems | Electric CHP | Wheelabrator Frackville Energy | PA | 50879 | GEN1 | 42.5 | Conventional Steam Coal | WC | ST
Natural Gas Fired Combustion Turbine.NG | natural gas peaker | TRUE | 2020 | 3 | 4161 | Constellation Power Source Gen | IPP | Notch Cliff | MD | 1555 | GT5 | 14.6 | Natural Gas Fired Combustion Turbine | NG | GT
Natural Gas Fired Combustion Turbine.NG | natural gas peaker | TRUE | 2020 | 3 | 4161 | Constellation Power Source Gen | IPP | Notch Cliff | MD | 1555 | GT6 | 15.6 | Natural Gas Fired Combustion Turbine | NG | GT
Natural Gas Fired Combustion Turbine.NG | natural gas peaker | TRUE | 2020 | 3 | 4161 | Constellation Power Source Gen | IPP | Notch Cliff | MD | 1555 | GT7 | 14.5 | Natural Gas Fired Combustion Turbine | NG | GT
Natural Gas Fired Combustion Turbine.NG | natural gas peaker | TRUE | 2020 | 3 | 4161 | Constellation Power Source Gen | IPP | Notch Cliff | MD | 1555 | GT8 | 16 | Natural Gas Fired Combustion Turbine | NG | GT
Natural Gas Fired Combustion Turbine.NG | natural gas peaker | TRUE | 2020 | 3 | 3046 | Duke Energy Progress - (NC) | Electric Utility | Darlington County | SC | 3250 | 1 | 50 | Natural Gas Fired Combustion Turbine | NG | GT
Petroleum Liquids.DFO | petroleum | TRUE | 2020 | 3 | 3046 | Duke Energy Progress - (NC) | Electric Utility | Darlington County | SC | 3250 | 10 | 49 | Petroleum Liquids | DFO | GT
Petroleum Liquids.DFO | petroleum | TRUE | 2020 | 3 | 3046 | Duke Energy Progress - (NC) | Electric Utility | Darlington County | SC | 3250 | 2 | 48 | Petroleum Liquids | DFO | GT
Natural Gas Fired Combustion Turbine.NG | natural gas peaker | TRUE | 2020 | 3 | 3046 | Duke Energy Progress - (NC) | Electric Utility | Darlington County | SC | 3250 | 3 | 50 | Natural Gas Fired Combustion Turbine | NG | GT
Petroleum Liquids.DFO | petroleum | TRUE | 2020 | 3 | 3046 | Duke Energy Progress - (NC) | Electric Utility | Darlington County | SC | 3250 | 4 | 48 | Petroleum Liquids | DFO | GT
Petroleum Liquids.DFO | petroleum | TRUE | 2020 | 3 | 3046 | Duke Energy Progress - (NC) | Electric Utility | Darlington County | SC | 3250 | 6 | 43 | Petroleum Liquids | DFO | GT
Natural Gas Fired Combustion Turbine.NG | natural gas peaker | TRUE | 2020 | 3 | 3046 | Duke Energy Progress - (NC) | Electric Utility | Darlington County | SC | 3250 | 7 | 47 | Natural Gas Fired Combustion Turbine | NG | GT
Petroleum Liquids.DFO | petroleum | TRUE | 2020 | 3 | 3046 | Duke Energy Progress - (NC) | Electric Utility | Darlington County | SC | 3250 | 8 | 44 | Petroleum Liquids | DFO | GT
Conventional Steam Coal.SUB | hard coal | TRUE | 2020 | 3 | 5860 | Empire District Electric Co | Electric Utility | Asbury | MO | 2076 | 1 | 198 | Conventional Steam Coal | SUB | ST
Natural Gas Steam Turbine.NG | natural gas steam turbine | FALSE | 2020 | 3 | 7049 | General Electric Aircraft Engines | Industrial | General Electric Aircraft Engines | MA | 10029 | GEN5 | 8.5 | Natural Gas Steam Turbine | NG | ST
Natural Gas Steam Turbine.NG | natural gas steam turbine | FALSE | 2020 | 3 | 7049 | General Electric Aircraft Engines | Industrial | General Electric Aircraft Engines | MA | 10029 | GEN6 | 8.5 | Natural Gas Steam Turbine | NG | ST
Natural Gas Steam Turbine.NG | natural gas steam turbine | FALSE | 2020 | 3 | 7049 | General Electric Aircraft Engines | Industrial | General Electric Aircraft Engines | MA | 10029 | GEN7 | 6.8 | Natural Gas Steam Turbine | NG | ST
Onshore Wind Turbine.WND | onshore wind | TRUE | 2020 | 3 | 56046 | High Plains Wind Power LLC | IPP | High Plains | TX | 56834 | 1 | 10 | Onshore Wind Turbine | WND | WT
Natural Gas Fired Combined Cycle.NG | natural gas combined cycle | TRUE | 2020 | 3 | 16668 | Sabine Cogen LP | Electric CHP | Sabine Cogen | TX | 55104 | CTG1 | 33.1 | Natural Gas Fired Combined Cycle | NG | CT
Natural Gas Fired Combined Cycle.NG | natural gas combined cycle | TRUE | 2020 | 3 | 16668 | Sabine Cogen LP | Electric CHP | Sabine Cogen | TX | 55104 | CTG2 | 33.6 | Natural Gas Fired Combined Cycle | NG | CT
Natural Gas Fired Combined Cycle.NG | natural gas combined cycle | TRUE | 2020 | 3 | 16668 | Sabine Cogen LP | Electric CHP | Sabine Cogen | TX | 55104 | STG | 20 | Natural Gas Fired Combined Cycle | NG | CA
Conventional Steam Coal.BIT | hard coal | TRUE | 2020 | 3 | 22129 | Somerset Operating Co LLC | IPP | Somerset Operating Co LLC | NY | 6082 | 1 | 685.9 | Conventional Steam Coal | BIT | ST
Onshore Wind Turbine.WND | onshore wind | TRUE | 2020 | 3 | 2770 | Terra-Gen Operating Co-Wind | IPP | Windland | CA | 50386 | WING | 15.3 | Onshore Wind Turbine | WND | WT
Nuclear.NUC | nuclear | TRUE | 2020 | 4 | 6027 | Entergy Nuclear Indian Point 2 | IPP | Indian Point 2 | NY | 2497 | 2 | 1016.1 | Nuclear | NUC | ST
Natural Gas Fired Combustion Turbine.NG | natural gas peaker | FALSE | 2020 | 4 | 55970 | JHP Pharmaceuticals LLC | Industrial | Par Sterile Products | MI | 50318 | 38-1 | 2.8 | Natural Gas Fired Combustion Turbine | NG | GT
Landfill Gas.LFG | natural gas peaker | TRUE | 2020 | 5 | 57173 | AC Landfill Energy LLC | IPP | AC Landfill Energy LLC | NJ | 57845 | UNIT1 | 1.5 | Landfill Gas | LFG | IC
Landfill Gas.LFG | natural gas peaker | TRUE | 2020 | 5 | 57173 | AC Landfill Energy LLC | IPP | AC Landfill Energy LLC | NJ | 57845 | UNIT2 | 1.8 | Landfill Gas | LFG | IC
Landfill Gas.LFG | natural gas peaker | TRUE | 2020 | 5 | 57175 | BC Landfill Energy LLC | IPP | BC Landfill Energy LLC | NJ | 57847 | UNIT1 | 1.4 | Landfill Gas | LFG | IC
Landfill Gas.LFG | natural gas peaker | TRUE | 2020 | 5 | 57175 | BC Landfill Energy LLC | IPP | BC Landfill Energy LLC | NJ | 57847 | UNIT2 | 1.4 | Landfill Gas | LFG | IC
Landfill Gas.LFG | natural gas peaker | TRUE | 2020 | 5 | 57175 | BC Landfill Energy LLC | IPP | BC Landfill Energy LLC | NJ | 57847 | UNIT3 | 1.4 | Landfill Gas | LFG | IC
Landfill Gas.LFG | natural gas peaker | TRUE | 2020 | 5 | 57175 | BC Landfill Energy LLC | IPP | BC Landfill Energy LLC | NJ | 57847 | UNIT4 | 1.4 | Landfill Gas | LFG | IC
Landfill Gas.LFG | natural gas peaker | TRUE | 2020 | 5 | 57175 | BC Landfill Energy LLC | IPP | BC Landfill Energy LLC | NJ | 57847 | UNIT5 | 1.4 | Landfill Gas | LFG | IC
Conventional Steam Coal.BIT | hard coal | TRUE | 2020 | 5 | 14268 | City of Owensboro - (KY) | Electric Utility | Elmer Smith | KY | 1374 | 1 | 137 | Conventional Steam Coal | BIT | ST
Conventional Steam Coal.BIT | hard coal | TRUE | 2020 | 5 | 14268 | City of Owensboro - (KY) | Electric Utility | Elmer Smith | KY | 1374 | 2 | 262.8 | Conventional Steam Coal | BIT | ST
Other Waste Biomass.OBG | biomass | TRUE | 2020 | 5 | 59878 | Clean Fuel Partners Dane | Electric CHP | Clean Fuel Dane Community Digester | WI | 59559 | GEN#1 | 1 | Other Waste Biomass | OBG | IC
Other Waste Biomass.OBG | biomass | TRUE | 2020 | 5 | 59878 | Clean Fuel Partners Dane | Electric CHP | Clean Fuel Dane Community Digester | WI | 59559 | GEN#2 | 1 | Other Waste Biomass | OBG | IC
Conventional Steam Coal.BIT | hard coal | TRUE | 2020 | 5 | 6526 | FirstEnergy Generation Corp | IPP | FirstEnergy W H Sammis | OH | 2866 | 1 | 180 | Conventional Steam Coal | BIT | ST
Conventional Steam Coal.BIT | hard coal | TRUE | 2020 | 5 | 6526 | FirstEnergy Generation Corp | IPP | FirstEnergy W H Sammis | OH | 2866 | 2 | 180 | Conventional Steam Coal | BIT | ST
Conventional Steam Coal.BIT | hard coal | TRUE | 2020 | 5 | 6526 | FirstEnergy Generation Corp | IPP | FirstEnergy W H Sammis | OH | 2866 | 3 | 180 | Conventional Steam Coal | BIT | ST
Conventional Steam Coal.BIT | hard coal | TRUE | 2020 | 5 | 6526 | FirstEnergy Generation Corp | IPP | FirstEnergy W H Sammis | OH | 2866 | 4 | 180 | Conventional Steam Coal | BIT | ST
Natural Gas Fired Combustion Turbine.NG | natural gas peaker | FALSE | 2020 | 5 | 15174 | Freeport McMoRan Oil & Gas | Industrial | Gaviota Oil Plant | CA | 50623 | GENA | 3 | Natural Gas Fired Combustion Turbine | NG | GT
Natural Gas Fired Combustion Turbine.NG | natural gas peaker | FALSE | 2020 | 5 | 15174 | Freeport McMoRan Oil & Gas | Industrial | Gaviota Oil Plant | CA | 50623 | GENB | 3 | Natural Gas Fired Combustion Turbine | NG | GT
Natural Gas Fired Combustion Turbine.NG | natural gas peaker | FALSE | 2020 | 5 | 15174 | Freeport McMoRan Oil & Gas | Industrial | Gaviota Oil Plant | CA | 50623 | GENC | 3 | Natural Gas Fired Combustion Turbine | NG | GT
Natural Gas Fired Combustion Turbine.NG | natural gas peaker | FALSE | 2020 | 5 | 15174 | Freeport McMoRan Oil & Gas | Industrial | Gaviota Oil Plant | CA | 50623 | GEND | 3 | Natural Gas Fired Combustion Turbine | NG | GT
Conventional Steam Coal.WC | hard coal | TRUE | 2020 | 5 | 9379 | Inter-Power/AhlCon Partners, L.P. | IPP | Colver Green Energy | PA | 10143 | COLV | 110 | Conventional Steam Coal | WC | ST
Landfill Gas.LFG | natural gas peaker | TRUE | 2020 | 5 | 57172 | SC Landfill Energy LLC | IPP | SC Landfill Energy LLC | NJ | 57843 | GEN1 | 1.8 | Landfill Gas | LFG | IC
Landfill Gas.LFG | natural gas peaker | TRUE | 2020 | 5 | 57174 | SX Landfill Energy LLC | IPP | SX Landfill Energy LLC | NJ | 57846 | UNIT1 | 1.5 | Landfill Gas | LFG | IC
Landfill Gas.LFG | natural gas peaker | TRUE | 2020 | 5 | 57174 | SX Landfill Energy LLC | IPP | SX Landfill Energy LLC | NJ | 57846 | UNIT2 | 1.5 | Landfill Gas | LFG | IC
Natural Gas Steam Turbine.NG | natural gas steam turbine | TRUE | 2020 | 5 | 17698 | Southwestern Electric Power Co | Electric Utility | Knox Lee | TX | 3476 | 2 | 31 | Natural Gas Steam Turbine | NG | ST
Natural Gas Steam Turbine.NG | natural gas steam turbine | TRUE | 2020 | 5 | 17698 | Southwestern Electric Power Co | Electric Utility | Knox Lee | TX | 3476 | 3 | 25 | Natural Gas Steam Turbine | NG | ST
Natural Gas Steam Turbine.NG | natural gas steam turbine | TRUE | 2020 | 5 | 17698 | Southwestern Electric Power Co | Electric Utility | Lieberman | LA | 1417 | 2 | 26 | Natural Gas Steam Turbine | NG | ST
Natural Gas Steam Turbine.NG | natural gas steam turbine | TRUE | 2020 | 5 | 17698 | Southwestern Electric Power Co | Electric Utility | Lone Star | TX | 3477 | 1 | 50 | Natural Gas Steam Turbine | NG | ST
Natural Gas Internal Combustion Engine.NG | natural gas peaker | FALSE | 2020 | 5 | 17897 | St Mary's Hospital | Commercial | Saint Marys Hospital Power Plant | MN | 54262 | 6 | 2.7 | Natural Gas Internal Combustion Engine | NG | IC
Conventional Steam Coal.BIT | hard coal | TRUE | 2020 | 6 | 58620 | AEP Generation Resources Inc | IPP | Conesville | OH | 2840 | 4 | 780 | Conventional Steam Coal | BIT | ST
Landfill Gas.LFG | natural gas peaker | TRUE | 2020 | 6 | 61351 | APTIM Environmental & Infrastructure | IPP | Keystone Recovery | PA | 54934 | NO 1 | 0.7 | Landfill Gas | LFG | IC
Landfill Gas.LFG | natural gas peaker | TRUE | 2020 | 6 | 61351 | APTIM Environmental & Infrastructure | IPP | Keystone Recovery | PA | 54934 | NO 2 | 0.7 | Landfill Gas | LFG | IC
Landfill Gas.LFG | natural gas peaker | TRUE | 2020 | 6 | 61351 | APTIM Environmental & Infrastructure | IPP | Keystone Recovery | PA | 54934 | NO 3 | 0.7 | Landfill Gas | LFG | IC
Landfill Gas.LFG | natural gas peaker | TRUE | 2020 | 6 | 61351 | APTIM Environmental & Infrastructure | IPP | Keystone Recovery | PA | 54934 | NO 4 | 0.7 | Landfill Gas | LFG | IC
Landfill Gas.LFG | natural gas peaker | TRUE | 2020 | 6 | 61351 | APTIM Environmental & Infrastructure | IPP | Keystone Recovery | PA | 54934 | NO 5 | 0.7 | Landfill Gas | LFG | IC
Landfill Gas.LFG | natural gas peaker | TRUE | 2020 | 6 | 61351 | APTIM Environmental & Infrastructure | IPP | Keystone Recovery | PA | 54934 | NO 6 | 0.7 | Landfill Gas | LFG | IC
Landfill Gas.LFG | natural gas peaker | TRUE | 2020 | 6 | 61351 | APTIM Environmental & Infrastructure | IPP | Keystone Recovery | PA | 54934 | NO 7 | 0.7 | Landfill Gas | LFG | IC
Natural Gas Internal Combustion Engine.NG | natural gas peaker | TRUE | 2020 | 6 | 7483 | City of Grand Haven - (MI) | Electric Utility | Grand Haven Diesel Plant | MI | 1826 | 1 | 8.4 | Natural Gas Internal Combustion Engine | NG | IC
Conventional Steam Coal.BIT | hard coal | TRUE | 2020 | 6 | 7483 | City of Grand Haven - (MI) | Electric Utility | J B Sims | MI | 1825 | 3 | 69.1 | Conventional Steam Coal | BIT | ST
Natural Gas Fired Combustion Turbine.NG | natural gas peaker | TRUE | 2020 | 6 | 4161 | Constellation Power Source Gen | IPP | Notch Cliff | MD | 1555 | GT1 | 14 | Natural Gas Fired Combustion Turbine | NG | GT
Natural Gas Fired Combustion Turbine.NG | natural gas peaker | TRUE | 2020 | 6 | 4161 | Constellation Power Source Gen | IPP | Notch Cliff | MD | 1555 | GT2 | 14 | Natural Gas Fired Combustion Turbine | NG | GT
Natural Gas Fired Combustion Turbine.NG | natural gas peaker | TRUE | 2020 | 6 | 4161 | Constellation Power Source Gen | IPP | Notch Cliff | MD | 1555 | GT3 | 14 | Natural Gas Fired Combustion Turbine | NG | GT
Natural Gas Fired Combustion Turbine.NG | natural gas peaker | TRUE | 2020 | 6 | 4161 | Constellation Power Source Gen | IPP | Notch Cliff | MD | 1555 | GT4 | 14 | Natural Gas Fired Combustion Turbine | NG | GT
Natural Gas Fired Combustion Turbine.NG | natural gas peaker | TRUE | 2020 | 6 | 4161 | Constellation Power Source Gen | IPP | Westport | MD | 1560 | GT5 | 115.8 | Natural Gas Fired Combustion Turbine | NG | GT
Landfill Gas.LFG | natural gas peaker | TRUE | 2020 | 6 | 6035 | Exelon Power | IPP | Fairless Hills | PA | 7701 | A | 30 | Landfill Gas | LFG | ST
Landfill Gas.LFG | natural gas peaker | TRUE | 2020 | 6 | 6035 | Exelon Power | IPP | Fairless Hills | PA | 7701 | B | 30 | Landfill Gas | LFG | ST
Conventional Steam Coal.RC | hard coal | TRUE | 2020 | 6 | 60422 | H.A. Wagner LLC | IPP | Herbert A Wagner | MD | 1554 | 2 | 118 | Conventional Steam Coal | RC | ST
Natural Gas Fired Combustion Turbine.NG | natural gas peaker | TRUE | 2020 | 6 | 20856 | Wisconsin Power & Light Co | Electric Utility | Rock River | WI | 4057 | 3 | 21.5 | Natural Gas Fired Combustion Turbine | NG | GT
Natural Gas Fired Combustion Turbine.NG | natural gas peaker | TRUE | 2020 | 6 | 20856 | Wisconsin Power & Light Co | Electric Utility | Rock River | WI | 4057 | 4 | 14.3 | Natural Gas Fired Combustion Turbine | NG | GT
Natural Gas Fired Combustion Turbine.NG | natural gas peaker | TRUE | 2020 | 6 | 20856 | Wisconsin Power & Light Co | Electric Utility | Rock River | WI | 4057 | 5 | 45.1 | Natural Gas Fired Combustion Turbine | NG | GT
Natural Gas Fired Combustion Turbine.NG | natural gas peaker | TRUE | 2020 | 6 | 20856 | Wisconsin Power & Light Co | Electric Utility | Rock River | WI | 4057 | 6 | 33.7 | Natural Gas Fired Combustion Turbine | NG | GT
Natural Gas Fired Combustion Turbine.NG | natural gas peaker | TRUE | 2020 | 6 | 20856 | Wisconsin Power & Light Co | Electric Utility | Sheepskin | WI | 4059 | 1 | 27.2 | Natural Gas Fired Combustion Turbine | NG | GT
Other Natural Gas.NG | natural gas peaker | TRUE | 2020 | 7 | 57128 | Bloom Energy | IPP | eBay - South Jordan | UT | 59281 | EBY00 | 6 | Other Natural Gas | NG | FC
Other Natural Gas.NG | natural gas peaker | TRUE | 2020 | 7 | 57128 | Bloom Energy | IPP | eBay - South Jordan | UT | 59281 | EBY03 | 3.8 | Other Natural Gas | NG | FC
Natural Gas Fired Combustion Turbine.NG | natural gas peaker | TRUE | 2020 | 7 | 13756 | Northern Indiana Pub Serv Co | Electric Utility | Bailly | IN | 995 | 10 | 31 | Natural Gas Fired Combustion Turbine | NG | GT
Natural Gas Steam Turbine.NG | natural gas steam turbine | TRUE | 2020 | 7 | 20737 | Willmar Municipal Utilities | Electric Utility | Willmar | MN | 2022 | 3 | 16.8 | Natural Gas Steam Turbine | NG | ST
Natural Gas Steam Turbine.NG | natural gas steam turbine | TRUE | 2020 | 7 | 20737 | Willmar Municipal Utilities | Electric Utility | Willmar | MN | 2022 | ST2 | 6.5 | Natural Gas Steam Turbine | NG | ST
Conventional Steam Coal.BIT | hard coal | TRUE | 2020 | 8 | 12653 | GenOn Mid-Atlantic LLC | IPP | Dickerson | MD | 1572 | 2 | 173 | Conventional Steam Coal | BIT | ST
Conventional Steam Coal.BIT | hard coal | TRUE | 2020 | 8 | 12653 | GenOn Mid-Atlantic LLC | IPP | Dickerson | MD | 1572 | 3 | 173 | Conventional Steam Coal | BIT | ST
Conventional Steam Coal.BIT | hard coal | TRUE | 2020 | 8 | 12653 | GenOn Mid-Atlantic LLC | IPP | Dickerson | MD | 1572 | ST1 | 173 | Conventional Steam Coal | BIT | ST
Nuclear.NUC | nuclear | TRUE | 2020 | 8 | 55269 | NextEra Energy Duane Arnold LLC | IPP | Duane Arnold Energy Center | IA | 1060 | 1 | 601.4 | Nuclear | NUC | ST
Natural Gas Fired Combustion Turbine.NG | natural gas peaker | TRUE | 2020 | 9 | 61130 | Helix Ravenswood, LLC | IPP | Ravenswood | NY | 2500 | GT4 | 12.9 | Natural Gas Fired Combustion Turbine | NG | GT
Natural Gas Fired Combustion Turbine.NG | natural gas peaker | TRUE | 2020 | 9 | 61130 | Helix Ravenswood, LLC | IPP | Ravenswood | NY | 2500 | GT5 | 15.5 | Natural Gas Fired Combustion Turbine | NG | GT
Natural Gas Fired Combustion Turbine.NG | natural gas peaker | TRUE | 2020 | 9 | 61130 | Helix Ravenswood, LLC | IPP | Ravenswood | NY | 2500 | GT6 | 12.6 | Natural Gas Fired Combustion Turbine | NG | GT
Natural Gas Fired Combustion Turbine.NG | natural gas peaker | TRUE | 2020 | 9 | 61130 | Helix Ravenswood, LLC | IPP | Ravenswood | NY | 2500 | GT9 | 16.3 | Natural Gas Fired Combustion Turbine | NG | GT
Conventional Steam Coal.SUB | hard coal | TRUE | 2020 | 9 | 15474 | Public Service Co of Oklahoma | Electric Utility | Oklaunion | TX | 127 | 1 | 650 | Conventional Steam Coal | SUB | ST
Natural Gas Fired Combustion Turbine.NG | natural gas peaker | TRUE | 2020 | 10 | 6455 | Duke Energy Florida, LLC | Electric Utility | Avon Park | FL | 624 | P1 | 24 | Natural Gas Fired Combustion Turbine | NG | GT
Petroleum Liquids.DFO | petroleum | TRUE | 2020 | 10 | 6455 | Duke Energy Florida, LLC | Electric Utility | Avon Park | FL | 624 | P2 | 24 | Petroleum Liquids | DFO | GT
Conventional Steam Coal.SUB | hard coal | TRUE | 2020 | 10 | 15248 | Portland General Electric Co | Electric Utility | Boardman | OR | 6106 | 1 | 585 | Conventional Steam Coal | SUB | ST
Conventional Steam Coal.BIT | hard coal | TRUE | 2020 | 10 | 189 | PowerSouth Energy Cooperative | Electric Utility | Lowman Energy Center | AL | 56 | 1 | 78 | Conventional Steam Coal | BIT | ST
Conventional Steam Coal.BIT | hard coal | TRUE | 2020 | 10 | 189 | PowerSouth Energy Cooperative | Electric Utility | Lowman Energy Center | AL | 56 | 2 | 238 | Conventional Steam Coal | BIT | ST
Conventional Steam Coal.BIT | hard coal | TRUE | 2020 | 10 | 189 | PowerSouth Energy Cooperative | Electric Utility | Lowman Energy Center | AL | 56 | 3 | 238 | Conventional Steam Coal | BIT | ST
. |  |  | NOTES: Capacity from facilities with a total generator nameplate capacity less than 1 MW are excluded from this table. Entity ID and Plant ID are official, unique identification numbers assigned by EIA; Generator IDs are assigned by plant owners and/or operators. Descriptions for the Energy Source Codes and the Prime Mover Codes listed in the table can be found in the Technical Notes. Sources: U.S. Energy Information Administration, Form EIA-860, 'Annual Electric Generator Report' and Form EIA-860M, 'Monthly Update to the Annual Electric Generator Report.'

## Table_6_04_2021
Table 6.4. Retired Utility Scale Generating Units by Operating Company, Plant, and Month, 2021
Technology.EnergySource | EPS Electricity Source | Include? | Year | Month | Entity ID | Entity Name | Plant Producer Type | Plant Name | Plant State | Plant ID | Generator ID | Net Summer Capacity (MW) | Technology | Energy Source Code | Prime Mover Code
Conventional Hydroelectric.WAT | hydro | TRUE | 2021 | 1 | 39006 | Brookfield White Pine Hydro LLC | IPP | Bar Mills | ME | 1481 | 1 | 2 | Conventional Hydroelectric | WAT | HY
Conventional Hydroelectric.WAT | hydro | TRUE | 2021 | 1 | 39006 | Brookfield White Pine Hydro LLC | IPP | Bar Mills | ME | 1481 | 2 | 2 | Conventional Hydroelectric | WAT | HY
Natural Gas Fired Combined Cycle.NG | natural gas combined cycle | TRUE | 2021 | 1 | 3258 | Central Iowa Power Cooperative | Electric Utility | Summit Lake | IA | 1206 | 1 | 6.5 | Natural Gas Fired Combined Cycle | NG | CA
Natural Gas Fired Combined Cycle.NG | natural gas combined cycle | TRUE | 2021 | 1 | 3258 | Central Iowa Power Cooperative | Electric Utility | Summit Lake | IA | 1206 | 2 | 6.5 | Natural Gas Fired Combined Cycle | NG | CA
Natural Gas Fired Combined Cycle.NG | natural gas combined cycle | TRUE | 2021 | 1 | 3258 | Central Iowa Power Cooperative | Electric Utility | Summit Lake | IA | 1206 | 3 | 7 | Natural Gas Fired Combined Cycle | NG | CA
Petroleum Liquids.DFO | petroleum | TRUE | 2021 | 1 | 3227 | City of Center - (CO) | Electric Utility | Center | CO | 491 | 3 | 0.5 | Petroleum Liquids | DFO | IC
Petroleum Liquids.DFO | petroleum | TRUE | 2021 | 1 | 3227 | City of Center - (CO) | Electric Utility | Center | CO | 491 | 5 | 1 | Petroleum Liquids | DFO | IC
Petroleum Liquids.JF | petroleum | TRUE | 2021 | 1 | 54803 | Dynegy Oakland, LLC | IPP | Dynegy Oakland Power Plant | CA | 6211 | GEN2 | 55 | Petroleum Liquids | JF | GT
Natural Gas Internal Combustion Engine.NG | natural gas peaker | FALSE | 2021 | 1 | 6738 | Franklin Heating Station | Commercial | Franklin Heating Station | MN | 54224 | DG7 | 2.3 | Natural Gas Internal Combustion Engine | NG | IC
Natural Gas Steam Turbine.NG | natural gas steam turbine | TRUE | 2021 | 1 | 12341 | MidAmerican Energy Co | Electric Utility | Riverside | IA | 1081 | 5 | 116.5 | Natural Gas Steam Turbine | NG | ST
Landfill Gas.LFG | natural gas peaker | TRUE | 2021 | 1 | 58845 | Pine Tree Landfill | IPP | Pine Tree Landfill Gas to Energy | ME | 58993 | 3202 | 0.9 | Landfill Gas | LFG | IC
Landfill Gas.LFG | natural gas peaker | TRUE | 2021 | 1 | 58845 | Pine Tree Landfill | IPP | Pine Tree Landfill Gas to Energy | ME | 58993 | 3203 | 0.9 | Landfill Gas | LFG | IC
Landfill Gas.LFG | natural gas peaker | FALSE | 2021 | 1 | 59526 | State Correctnl Inst Laurel Highlands | Commercial | Glades Pike Generation Plant | PA | 59759 | SOLAR | 2.3 | Landfill Gas | LFG | GT
Conventional Steam Coal.BIT | hard coal | TRUE | 2021 | 1 | 61854 | Veolia Energy Operating Service | Electric CHP | Spruance Operating Services LLC | VA | 54081 | GEN1 | 52.5 | Conventional Steam Coal | BIT | ST
Conventional Steam Coal.BIT | hard coal | TRUE | 2021 | 1 | 61854 | Veolia Energy Operating Service | Electric CHP | Spruance Operating Services LLC | VA | 54081 | GEN2 | 52.5 | Conventional Steam Coal | BIT | ST
Natural Gas Fired Combustion Turbine.NG | natural gas peaker | FALSE | 2021 | 1 | 57139 | W&T Offshore Inc | Industrial | Yellowhammer Gas Plant | AL | 54730 | 701 | 3 | Natural Gas Fired Combustion Turbine | NG | GT
Petroleum Liquids.DFO | petroleum | TRUE | 2021 | 2 | 18301 | City of Sumner - (IA) | Electric Utility | Sumner | IA | 1191 | 1 | 2.6 | Petroleum Liquids | DFO | IC
Petroleum Liquids.DFO | petroleum | TRUE | 2021 | 2 | 18301 | City of Sumner - (IA) | Electric Utility | Sumner | IA | 1191 | 2 | 1.1 | Petroleum Liquids | DFO | IC
Petroleum Liquids.DFO | petroleum | TRUE | 2021 | 2 | 18301 | City of Sumner - (IA) | Electric Utility | Sumner | IA | 1191 | 6 | 1.8 | Petroleum Liquids | DFO | IC
Conventional Steam Coal.SUB | hard coal | TRUE | 2021 | 2 | 13579 | Dunkirk Power LLC | IPP | Dunkirk Generating Plant | NY | 2554 | 2 | 75 | Conventional Steam Coal | SUB | ST
Natural Gas Internal Combustion Engine.NG | natural gas peaker | FALSE | 2021 | 2 | 6738 | Franklin Heating Station | Commercial | Franklin Heating Station | MN | 54224 | DG6 | 2.3 | Natural Gas Internal Combustion Engine | NG | IC
Petroleum Liquids.DFO | petroleum | FALSE | 2021 | 2 | 17664 | Spartanburg Commissioners PW | Commercial | Spartanburg Water System | SC | 54675 | DI3 | 1.3 | Petroleum Liquids | DFO | IC
Conventional Steam Coal.BIT | hard coal | TRUE | 2021 | 3 | 1735 | Birchwood Power Partners LP | IPP | Birchwood Power | VA | 54304 | 1 | 237.7 | Conventional Steam Coal | BIT | ST
Wood/Wood Waste Biomass.WDS | biomass | TRUE | 2021 | 3 | 58210 | CPI USA NC Roxboro LLC | IPP | CPI USA NC Roxboro | NC | 10379 | GEN1 | 47 | Wood/Wood Waste Biomass | WDS | ST
Wood/Wood Waste Biomass.WDS | biomass | TRUE | 2021 | 3 | 58209 | CPI USA NC Southport LLC | Electric CHP | CPI USA NC Southport | NC | 10378 | GEN1 | 48 | Wood/Wood Waste Biomass | WDS | ST
Wood/Wood Waste Biomass.WDS | biomass | TRUE | 2021 | 3 | 58209 | CPI USA NC Southport LLC | Electric CHP | CPI USA NC Southport | NC | 10378 | GEN2 | 48 | Wood/Wood Waste Biomass | WDS | ST
Natural Gas Fired Combined Cycle.NG | natural gas combined cycle | TRUE | 2021 | 3 | 2956 | Capitol District Energy Center | Electric CHP | Capitol District Energy Center | CT | 50498 | GTG | 52.4 | Natural Gas Fired Combined Cycle | NG | CT
Natural Gas Fired Combined Cycle.NG | natural gas combined cycle | TRUE | 2021 | 3 | 2956 | Capitol District Energy Center | Electric CHP | Capitol District Energy Center | CT | 50498 | STG |  | Natural Gas Fired Combined Cycle | NG | CA
Conventional Hydroelectric.WAT | hydro | TRUE | 2021 | 3 | 56268 | City of Rock Island | IPP | Sears Hydroelectric Plant | IL | 56978 | 1 | 0.3 | Conventional Hydroelectric | WAT | HY
Conventional Hydroelectric.WAT | hydro | TRUE | 2021 | 3 | 56268 | City of Rock Island | IPP | Sears Hydroelectric Plant | IL | 56978 | 2 | 0.3 | Conventional Hydroelectric | WAT | HY
Conventional Hydroelectric.WAT | hydro | TRUE | 2021 | 3 | 56268 | City of Rock Island | IPP | Sears Hydroelectric Plant | IL | 56978 | 3 | 0.3 | Conventional Hydroelectric | WAT | HY
Conventional Hydroelectric.WAT | hydro | TRUE | 2021 | 3 | 56268 | City of Rock Island | IPP | Sears Hydroelectric Plant | IL | 56978 | 4 | 0.3 | Conventional Hydroelectric | WAT | HY
Conventional Steam Coal.BIT | hard coal | TRUE | 2021 | 3 | 5416 | Duke Energy Carolinas, LLC | Electric Utility | G G Allen | NC | 2718 | 3 | 258 | Conventional Steam Coal | BIT | ST
Natural Gas Fired Combined Cycle.NG | natural gas combined cycle | TRUE | 2021 | 3 | 63363 | Elmwood Park Power LLC | IPP | Elmwood Park Power LLC | NJ | 50852 | GEN1 | 51.5 | Natural Gas Fired Combined Cycle | NG | CT
Natural Gas Fired Combined Cycle.NG | natural gas combined cycle | TRUE | 2021 | 3 | 63363 | Elmwood Park Power LLC | IPP | Elmwood Park Power LLC | NJ | 50852 | GEN2 | 17.7 | Natural Gas Fired Combined Cycle | NG | CA
Conventional Steam Coal.LIG | lignite | TRUE | 2021 | 3 | 12199 | Montana-Dakota Utilities Co | Electric Utility | Lewis & Clark | MT | 6089 | 1 | 53.1 | Conventional Steam Coal | LIG | ST
Natural Gas Fired Combined Cycle.NG | natural gas combined cycle | TRUE | 2021 | 3 | 14584 | Pawtucket Power Associates LP | IPP | Pawtucket Power Associates | RI | 54056 | GEN1 | 33 | Natural Gas Fired Combined Cycle | NG | CT
Natural Gas Fired Combined Cycle.NG | natural gas combined cycle | TRUE | 2021 | 3 | 14584 | Pawtucket Power Associates LP | IPP | Pawtucket Power Associates | RI | 54056 | GEN2 | 27 | Natural Gas Fired Combined Cycle | NG | CA
Conventional Steam Coal.BIT | hard coal | TRUE | 2021 | 4 | 10623 | City of Lakeland - (FL) | Electric Utility | C D McIntosh Jr | FL | 676 | 3 | 342 | Conventional Steam Coal | BIT | ST
Nuclear.NUC | nuclear | TRUE | 2021 | 4 | 6028 | Entergy Nuclear Indian Point 3 | IPP | Indian Point 3 | NY | 8907 | 3 | 1036.3 | Nuclear | NUC | ST
Natural Gas Fired Combustion Turbine.NG | natural gas peaker | FALSE | 2021 | 4 | 11820 | Massachusetts Inst of Tech | Commercial | Mass Inst Tech Cntrl Utilities/Cogen Plt | MA | 54907 | CTG1 | 19 | Natural Gas Fired Combustion Turbine | NG | GT
Petroleum Liquids.DFO | petroleum | TRUE | 2021 | 4 | 12119 | McGrath Light & Power Co | Electric Utility | McGrath | AK | 6555 | 3A | 0.5 | Petroleum Liquids | DFO | IC
Petroleum Liquids.DFO | petroleum | TRUE | 2021 | 4 | 12119 | McGrath Light & Power Co | Electric Utility | McGrath | AK | 6555 | 4A | 0.5 | Petroleum Liquids | DFO | IC
Petroleum Liquids.DFO | petroleum | TRUE | 2021 | 4 | 12119 | McGrath Light & Power Co | Electric Utility | McGrath | AK | 6555 | 6 | 0.6 | Petroleum Liquids | DFO | IC
Petroleum Liquids.DFO | petroleum | TRUE | 2021 | 4 | 12119 | McGrath Light & Power Co | Electric Utility | McGrath | AK | 6555 | 7 | 0.6 | Petroleum Liquids | DFO | IC
Natural Gas Internal Combustion Engine.NG | natural gas peaker | FALSE | 2021 | 4 | 20712 | Snowbird Corporation | Commercial | Snowbird Power Plant | UT | 10215 | 1392 | 0.6 | Natural Gas Internal Combustion Engine | NG | IC
Petroleum Liquids.DFO | petroleum | FALSE | 2021 | 5 | 4385 | Anderson Power Products | Industrial | Anderson Power Products Division | MA | 10553 | 3622 | 0.1 | Petroleum Liquids | DFO | IC
Petroleum Liquids.DFO | petroleum | FALSE | 2021 | 5 | 4385 | Anderson Power Products | Industrial | Anderson Power Products Division | MA | 10553 | 6033 | 0.3 | Petroleum Liquids | DFO | IC
Petroleum Liquids.DFO | petroleum | FALSE | 2021 | 5 | 4385 | Anderson Power Products | Industrial | Anderson Power Products Division | MA | 10553 | 6035 | 0.3 | Petroleum Liquids | DFO | IC
Petroleum Liquids.DFO | petroleum | FALSE | 2021 | 5 | 4385 | Anderson Power Products | Industrial | Anderson Power Products Division | MA | 10553 | 6046 | 0.3 | Petroleum Liquids | DFO | IC
Natural Gas Internal Combustion Engine.NG | natural gas peaker | TRUE | 2021 | 5 | 11713 | City of Marshall - (MI) | Electric Utility | Marshall (MI) | MI | 1844 | IC2 | 0.9 | Natural Gas Internal Combustion Engine | NG | IC
Petroleum Liquids.DFO | petroleum | TRUE | 2021 | 5 | 11713 | City of Marshall - (MI) | Electric Utility | Marshall (MI) | MI | 1844 | IC4 | 0.7 | Petroleum Liquids | DFO | IC
Conventional Steam Coal.SUB | hard coal | TRUE | 2021 | 5 | 5109 | DTE Electric Company | Electric Utility | River Rouge | MI | 1740 | 3 | 272 | Conventional Steam Coal | SUB | ST
Conventional Steam Coal.BIT | hard coal | TRUE | 2021 | 5 | 9273 | Indianapolis Power & Light Co | Electric Utility | AES Petersburg | IN | 994 | ST1 | 222.5 | Conventional Steam Coal | BIT | ST
Petroleum Liquids.DFO | petroleum | TRUE | 2021 | 5 | 361 | Industrial Energy Applications Inc | IPP | Alliant SBD 8501 Aegon LI | IA | 54714 | 1265 | 1 | Petroleum Liquids | DFO | IC
Petroleum Liquids.DFO | petroleum | TRUE | 2021 | 5 | 361 | Industrial Energy Applications Inc | IPP | Alliant SBD 8501 Aegon LI | IA | 54714 | 1270 | 1 | Petroleum Liquids | DFO | IC
Petroleum Liquids.DFO | petroleum | TRUE | 2021 | 5 | 361 | Industrial Energy Applications Inc | IPP | Alliant SBD 8501 Aegon LI | IA | 54714 | 1794 | 1.1 | Petroleum Liquids | DFO | IC
Conventional Steam Coal.SUB | hard coal | TRUE | 2021 | 5 | 56155 | Lansing Board of Water and Light | Electric Utility | Eckert Station | MI | 1831 | 4 | 64 | Conventional Steam Coal | SUB | ST
Natural Gas Steam Turbine.NG | natural gas steam turbine | TRUE | 2021 | 5 | 54899 | NAES Corporation - (DE) | IPP | McKee Run | DE | 599 | 3 | 103.1 | Natural Gas Steam Turbine | NG | ST
Landfill Gas.LFG | natural gas peaker | TRUE | 2021 | 5 | 57146 | Tulsa LFG LLC | IPP | Tulsa LFG LLC | OK | 57828 | GEN1 | 1.4 | Landfill Gas | LFG | IC
Petroleum Liquids.DFO | petroleum | TRUE | 2021 | 5 | 6775 | Village of Freeport - (NY) | Electric Utility | Plant No 1 Freeport | NY | 2678 | 4 | 4.5 | Petroleum Liquids | DFO | IC
Conventional Steam Coal.BIT | hard coal | TRUE | 2021 | 6 | 12628 | Chalk Point Steam, LLC | IPP | Chalk Point LLC | MD | 1571 | ST1 | 333.1 | Conventional Steam Coal | BIT | ST
Conventional Steam Coal.BIT | hard coal | TRUE | 2021 | 6 | 12628 | Chalk Point Steam, LLC | IPP | Chalk Point LLC | MD | 1571 | ST2 | 336.9 | Conventional Steam Coal | BIT | ST
Petroleum Liquids.RFO | petroleum | TRUE | 2021 | 6 | 49965 | Constellation Mystic Power LLC | IPP | Mystic Generating Station | MA | 1588 | 7 | 512.4 | Petroleum Liquids | RFO | ST
Petroleum Liquids.DFO | petroleum | TRUE | 2021 | 6 | 49965 | Constellation Mystic Power LLC | IPP | Mystic Generating Station | MA | 1588 | GT1 | 9.1 | Petroleum Liquids | DFO | GT
Conventional Steam Coal.SUB | hard coal | TRUE | 2021 | 6 | 4716 | Dairyland Power Coop | Electric Utility | Genoa | WI | 4143 | ST3 | 307.5 | Conventional Steam Coal | SUB | ST
Conventional Steam Coal.BIT | hard coal | TRUE | 2021 | 6 | 15470 | Duke Energy Indiana, LLC | Electric Utility | R Gallagher | IN | 1008 | 2 | 140 | Conventional Steam Coal | BIT | ST
Conventional Steam Coal.BIT | hard coal | TRUE | 2021 | 6 | 15470 | Duke Energy Indiana, LLC | Electric Utility | R Gallagher | IN | 1008 | 4 | 140 | Conventional Steam Coal | BIT | ST
Natural Gas Fired Combined Cycle.NG | natural gas combined cycle | TRUE | 2021 | 6 | 6909 | Gainesville Regional Utilities | Electric Utility | John R Kelly | FL | 664 | 8 | 36 | Natural Gas Fired Combined Cycle | NG | CA
Petroleum Liquids.DFO | petroleum | FALSE | 2021 | 6 | 11637 | Marathon Electric Mfg Corp | Industrial | Marathon Electric | WI | 50990 | P2-3 | 0.9 | Petroleum Liquids | DFO | IC
Petroleum Liquids.DFO | petroleum | FALSE | 2021 | 6 | 11637 | Marathon Electric Mfg Corp | Industrial | Marathon Electric | WI | 50990 | P2-4 | 0.9 | Petroleum Liquids | DFO | IC
Natural Gas Internal Combustion Engine.NG | natural gas peaker | FALSE | 2021 | 6 | 60791 | Monroe County (NY) | Commercial | Iola Powerhouse & Cogeneration Facility | NY | 62424 | 1 | 1.4 | Natural Gas Internal Combustion Engine | NG | IC
Natural Gas Internal Combustion Engine.NG | natural gas peaker | FALSE | 2021 | 6 | 60791 | Monroe County (NY) | Commercial | Iola Powerhouse & Cogeneration Facility | NY | 62424 | 2 | 1.4 | Natural Gas Internal Combustion Engine | NG | IC
Natural Gas Internal Combustion Engine.NG | natural gas peaker | FALSE | 2021 | 6 | 60791 | Monroe County (NY) | Commercial | Iola Powerhouse & Cogeneration Facility | NY | 62424 | 3 | 1.4 | Natural Gas Internal Combustion Engine | NG | IC
Conventional Steam Coal.SUB | hard coal | TRUE | 2021 | 6 | 14232 | Otter Tail Power Co | Electric Utility | Hoot Lake | MN | 1943 | 2 | 58 | Conventional Steam Coal | SUB | ST
Conventional Steam Coal.SUB | hard coal | TRUE | 2021 | 6 | 14232 | Otter Tail Power Co | Electric Utility | Hoot Lake | MN | 1943 | 3 | 80 | Conventional Steam Coal | SUB | ST
Petroleum Liquids.DFO | petroleum | TRUE | 2021 | 6 | 14232 | Otter Tail Power Co | Electric Utility | Hoot Lake | MN | 1943 | D1 | 0.2 | Petroleum Liquids | DFO | IC
Petroleum Liquids.DFO | petroleum | TRUE | 2021 | 6 | 14232 | Otter Tail Power Co | Electric Utility | Hoot Lake | MN | 1943 | D2 | 0.1 | Petroleum Liquids | DFO | IC
Conventional Steam Coal.SUB | hard coal | TRUE | 2021 | 6 | 15452 | PSEG Power Connecticut LLC | IPP | Bridgeport Station | CT | 568 | 3 | 257.6 | Conventional Steam Coal | SUB | ST
Natural Gas Internal Combustion Engine.NG | natural gas peaker | FALSE | 2021 | 6 | 16657 | San Jose/Santa Clara Water P C | Commercial | SJ/SC WPCP | CA | 56080 | EG2 | 2.8 | Natural Gas Internal Combustion Engine | NG | IC
Natural Gas Internal Combustion Engine.NG | natural gas peaker | FALSE | 2021 | 6 | 20712 | Snowbird Corporation | Commercial | Snowbird Power Plant | UT | 10215 | 1391 | 0.6 | Natural Gas Internal Combustion Engine | NG | IC
Solar Thermal without Energy Storage.SUN | solar thermal | TRUE | 2021 | 7 | 55711 | FPL Energy Operating Services Inc - SEGS | IPP | SEGS III | CA | 10439 | GEN1 | 36 | Solar Thermal without Energy Storage | SUN | ST
Solar Thermal without Energy Storage.SUN | solar thermal | TRUE | 2021 | 7 | 55711 | FPL Energy Operating Services Inc - SEGS | IPP | SEGS IV | CA | 10440 | GEN1 | 36 | Solar Thermal without Energy Storage | SUN | ST
Solar Thermal without Energy Storage.SUN | solar thermal | TRUE | 2021 | 7 | 55711 | FPL Energy Operating Services Inc - SEGS | IPP | SEGS V | CA | 10441 | GEN1 | 36 | Solar Thermal without Energy Storage | SUN | ST
Solar Thermal without Energy Storage.SUN | solar thermal | TRUE | 2021 | 7 | 55711 | FPL Energy Operating Services Inc - SEGS | IPP | SEGS VI | CA | 10442 | GEN1 | 36 | Solar Thermal without Energy Storage | SUN | ST
Solar Thermal without Energy Storage.SUN | solar thermal | TRUE | 2021 | 7 | 55711 | FPL Energy Operating Services Inc - SEGS | IPP | SEGS VII | CA | 10443 | GEN1 | 36 | Solar Thermal without Energy Storage | SUN | ST
Natural Gas Internal Combustion Engine.NG | natural gas peaker | FALSE | 2021 | 7 | 16657 | San Jose/Santa Clara Water P C | Commercial | SJ/SC WPCP | CA | 56080 | EG1 | 2.8 | Natural Gas Internal Combustion Engine | NG | IC
Conventional Hydroelectric.WAT | hydro | FALSE | 2021 | 8 | 11208 | Los Angeles Department of Water & Power | Commercial | North Hollywood | CA | 57854 | 2T1 | 1.2 | Conventional Hydroelectric | WAT | HY
Conventional Hydroelectric.WAT | hydro | FALSE | 2021 | 8 | 11208 | Los Angeles Department of Water & Power | Commercial | North Hollywood | CA | 57854 | 2T2 | 1.2 | Conventional Hydroelectric | WAT | HY
Landfill Gas.LFG | natural gas peaker | TRUE | 2021 | 9 | 57173 | AC Landfill Energy LLC | IPP | AC Landfill Energy LLC | NJ | 57845 | UNIT1 | 1.5 | Landfill Gas | LFG | IC
Landfill Gas.LFG | natural gas peaker | TRUE | 2021 | 9 | 57173 | AC Landfill Energy LLC | IPP | AC Landfill Energy LLC | NJ | 57845 | UNIT2 | 1.8 | Landfill Gas | LFG | IC
Natural Gas Steam Turbine.NG | natural gas steam turbine | TRUE | 2021 | 9 | 7977 | City of Hamilton - (OH) | Electric Utility | Hamilton (OH) | OH | 2917 | 5 | 10 | Natural Gas Steam Turbine | NG | ST
Natural Gas Steam Turbine.NG | natural gas steam turbine | TRUE | 2021 | 9 | 7977 | City of Hamilton - (OH) | Electric Utility | Hamilton (OH) | OH | 2917 | 7 | 25 | Natural Gas Steam Turbine | NG | ST
Natural Gas Steam Turbine.NG | natural gas steam turbine | TRUE | 2021 | 9 | 7977 | City of Hamilton - (OH) | Electric Utility | Hamilton (OH) | OH | 2917 | 8 | 25 | Natural Gas Steam Turbine | NG | ST
Natural Gas Steam Turbine.NG | natural gas steam turbine | TRUE | 2021 | 9 | 7977 | City of Hamilton - (OH) | Electric Utility | Hamilton (OH) | OH | 2917 | 9 | 51 | Natural Gas Steam Turbine | NG | ST
Natural Gas Steam Turbine.NG | natural gas steam turbine | FALSE | 2021 | 9 | 55919 | Georgia-Pacific Consumer Oper. Green Bay LLC | Industrial | Consumer Operations LLC | WI | 10360 | GEN9 | 38 | Natural Gas Steam Turbine | NG | ST
Natural Gas Internal Combustion Engine.NG | natural gas peaker | FALSE | 2021 | 9 | 20712 | Snowbird Corporation | Commercial | Snowbird Power Plant | UT | 10215 | 1367 | 0.6 | Natural Gas Internal Combustion Engine | NG | IC
Natural Gas Fired Combined Cycle.NG | natural gas combined cycle | TRUE | 2021 | 9 | 18458 | York Generation Company LLC | Electric CHP | York Generation Company LLC | PA | 54693 | GT#1 | 46.2 | Natural Gas Fired Combined Cycle | NG | CT
Natural Gas Fired Combined Cycle.NG | natural gas combined cycle | TRUE | 2021 | 9 | 18458 | York Generation Company LLC | Electric CHP | York Generation Company LLC | PA | 54693 | GT#2 |  | Natural Gas Fired Combined Cycle | NG | CT
Natural Gas Fired Combined Cycle.NG | natural gas combined cycle | TRUE | 2021 | 9 | 18458 | York Generation Company LLC | Electric CHP | York Generation Company LLC | PA | 54693 | GT#5 |  | Natural Gas Fired Combined Cycle | NG | CT
Natural Gas Fired Combined Cycle.NG | natural gas combined cycle | TRUE | 2021 | 9 | 18458 | York Generation Company LLC | Electric CHP | York Generation Company LLC | PA | 54693 | GT#6 |  | Natural Gas Fired Combined Cycle | NG | CT
Natural Gas Fired Combined Cycle.NG | natural gas combined cycle | TRUE | 2021 | 9 | 18458 | York Generation Company LLC | Electric CHP | York Generation Company LLC | PA | 54693 | ST#1 |  | Natural Gas Fired Combined Cycle | NG | CA
Natural Gas Fired Combined Cycle.NG | natural gas combined cycle | TRUE | 2021 | 9 | 18458 | York Generation Company LLC | Electric CHP | York Generation Company LLC | PA | 54693 | ST#2 |  | Natural Gas Fired Combined Cycle | NG | CA
Conventional Steam Coal.SUB | hard coal | TRUE | 2021 | 10 | 13756 | Northern Indiana Pub Serv Co | Electric Utility | R M Schahfer | IN | 6085 | 14 | 431 | Conventional Steam Coal | SUB | ST
Conventional Steam Coal.SUB | hard coal | TRUE | 2021 | 10 | 13756 | Northern Indiana Pub Serv Co | Electric Utility | R M Schahfer | IN | 6085 | 15 | 472 | Conventional Steam Coal | SUB | ST
Natural Gas Internal Combustion Engine.NG | natural gas peaker | FALSE | 2021 | 10 | 16657 | San Jose/Santa Clara Water P C | Commercial | SJ/SC WPCP | CA | 56080 | EG3 | 2.8 | Natural Gas Internal Combustion Engine | NG | IC
Solar Thermal without Energy Storage.SUN | solar thermal | TRUE | 2021 | 10 | 61950 | Terra-Gen Operating Co-Solar | IPP | SEGS VIII | CA | 10444 | GEN1 | 80 | Solar Thermal without Energy Storage | SUN | ST
. |  |  | NOTES: Capacity from facilities with a total generator nameplate capacity less than 1 MW are excluded from this table. Entity ID and Plant ID are official, unique identification numbers assigned by EIA; Generator IDs are assigned by plant owners and/or operators. Descriptions for the Energy Source Codes and the Prime Mover Codes listed in the table can be found in the Technical Notes. Sources: U.S. Energy Information Administration, Form EIA-860, 'Annual Electric Generator Report' and Form EIA-860M, 'Monthly Update to the Annual Electric Generator Report.'

## Table_6_04_2022
Table 6.4. Retired Utility Scale Generating Units by Operating Company, Plant, and Month, 2022
Technology.EnergySource | EPS Electricity Source | Include? | Year | Month | Entity ID | Entity Name | Plant Producer Type | Plant Name | Plant State | Plant ID | Generator ID | Net Summer Capacity (MW) | Technology | Energy Source Code | Prime Mover Code
Landfill Gas.LFG | natural gas peaker | TRUE | 2022 | 1 | 463 | Ameresco LFG I Inc | IPP | Al Turi | NY | 10549 | 2 | 0.8 | Landfill Gas | LFG | IC
Landfill Gas.LFG | natural gas peaker | TRUE | 2022 | 1 | 463 | Ameresco LFG I Inc | IPP | Al Turi | NY | 10549 | 3 | 0.8 | Landfill Gas | LFG | IC
Landfill Gas.LFG | natural gas peaker | TRUE | 2022 | 1 | 463 | Ameresco LFG I Inc | IPP | Al Turi | NY | 10549 | 3010 | 0.8 | Landfill Gas | LFG | IC
Natural Gas Internal Combustion Engine.NG | natural gas peaker | FALSE | 2022 | 1 | 3179 | Caterpillar Inc | Industrial | Caterpillar | IN | 50935 | ET1 | 2 | Natural Gas Internal Combustion Engine | NG | IC
Conventional Steam Coal.SUB | hard coal | TRUE | 2022 | 1 | 7140 | Georgia Power Co | Electric Utility | Scherer | GA | 6257 | 4 | 860 | Conventional Steam Coal | SUB | ST
Conventional Steam Coal.LIG | lignite | TRUE | 2022 | 1 | 12199 | Montana-Dakota Utilities Co | Electric Utility | R M Heskett | ND | 2790 | 2 | 74.8 | Conventional Steam Coal | LIG | ST
Conventional Steam Coal.LIG | lignite | TRUE | 2022 | 2 | 12199 | Montana-Dakota Utilities Co | Electric Utility | R M Heskett | ND | 2790 | 1 | 29.5 | Conventional Steam Coal | LIG | ST
Landfill Gas.LFG | natural gas peaker | TRUE | 2022 | 2 | 65241 | Terreva Suffolk RNG, LLC | IPP | Terreva Suffolk RNG, LLC | VA | 54781 | SU1 | 0.7 | Landfill Gas | LFG | IC
Landfill Gas.LFG | natural gas peaker | TRUE | 2022 | 2 | 65241 | Terreva Suffolk RNG, LLC | IPP | Terreva Suffolk RNG, LLC | VA | 54781 | SU2 | 0.7 | Landfill Gas | LFG | IC
Landfill Gas.LFG | natural gas peaker | TRUE | 2022 | 2 | 65241 | Terreva Suffolk RNG, LLC | IPP | Terreva Suffolk RNG, LLC | VA | 54781 | SU3 | 0.7 | Landfill Gas | LFG | IC
Landfill Gas.LFG | natural gas peaker | TRUE | 2022 | 2 | 65241 | Terreva Suffolk RNG, LLC | IPP | Terreva Suffolk RNG, LLC | VA | 54781 | SU4 | 0.7 | Landfill Gas | LFG | IC
Natural Gas Steam Turbine.NG | natural gas steam turbine | TRUE | 2022 | 3 | 1015 | Austin Energy | Electric Utility | Decker Creek | TX | 3548 | 2 | 404 | Natural Gas Steam Turbine | NG | ST
Petroleum Liquids.DFO | petroleum | TRUE | 2022 | 3 | 768 | City of Arcanum - (OH) | Electric Utility | Arcanum | OH | 2902 | 1 | 0.8 | Petroleum Liquids | DFO | IC
Petroleum Liquids.DFO | petroleum | TRUE | 2022 | 3 | 17539 | Dominion Energy South Carolina, Inc | Electric Utility | Hardeeville | SC | 3286 | 1 | 9 | Petroleum Liquids | DFO | GT
Petroleum Liquids.DFO | petroleum | TRUE | 2022 | 3 | 14165 | GenOn Power Midwest, LP | IPP | Avon Lake | OH | 2836 | 10 | 25 | Petroleum Liquids | DFO | GT
Conventional Steam Coal.BIT | hard coal | TRUE | 2022 | 3 | 14165 | GenOn Power Midwest, LP | IPP | Avon Lake | OH | 2836 | 9 | 627 | Conventional Steam Coal | BIT | ST
Conventional Steam Coal.BIT | hard coal | TRUE | 2022 | 3 | 14165 | GenOn Power Midwest, LP | IPP | Cheswick Power Plant | PA | 8226 | 1 | 565 | Conventional Steam Coal | BIT | ST
Petroleum Liquids.DFO | petroleum | TRUE | 2022 | 4 | 20806 | City of Windom | Electric Utility | Windom | MN | 2023 | GT1 | 2.5 | Petroleum Liquids | DFO | GT
Municipal Solid Waste.MSW | municipal solid waste | FALSE | 2022 | 4 | 56125 | Community Eco Springfield LLC | Commercial | Pioneer Valley Resource Recovery | MA | 50273 | DLV1 | 7.5 | Municipal Solid Waste | MSW | ST
Conventional Steam Coal.SUB | hard coal | TRUE | 2022 | 4 | 13579 | Dunkirk Power LLC | IPP | Dunkirk Generating Plant | NY | 2554 | 1 | 75 | Conventional Steam Coal | SUB | ST
Conventional Steam Coal.SUB | hard coal | TRUE | 2022 | 4 | 13579 | Dunkirk Power LLC | IPP | Dunkirk Generating Plant | NY | 2554 | 3 | 185 | Conventional Steam Coal | SUB | ST
Conventional Steam Coal.SUB | hard coal | TRUE | 2022 | 4 | 13579 | Dunkirk Power LLC | IPP | Dunkirk Generating Plant | NY | 2554 | ST4 | 185 | Conventional Steam Coal | SUB | ST
Natural Gas Internal Combustion Engine.NG | natural gas peaker | FALSE | 2022 | 4 | 24205 | HF Sinclair Parco Refining LLC | Industrial | Sinclair Oil Refinery | WY | 54374 | 2004 | 1.3 | Natural Gas Internal Combustion Engine | NG | IC
Natural Gas Internal Combustion Engine.NG | natural gas peaker | FALSE | 2022 | 4 | 24205 | HF Sinclair Parco Refining LLC | Industrial | Sinclair Oil Refinery | WY | 54374 | 2006 | 1.3 | Natural Gas Internal Combustion Engine | NG | IC
Natural Gas Internal Combustion Engine.NG | natural gas peaker | FALSE | 2022 | 4 | 24205 | HF Sinclair Parco Refining LLC | Industrial | Sinclair Oil Refinery | WY | 54374 | 2008 | 1.3 | Natural Gas Internal Combustion Engine | NG | IC
Petroleum Liquids.DFO | petroleum | TRUE | 2022 | 4 | 15276 | TalenEnergy Martins Creek LLC | IPP | TalenEnergy Martins Creek LLC Fishbach | PA | 3142 | UNT1 | 14 | Petroleum Liquids | DFO | GT
Petroleum Liquids.DFO | petroleum | TRUE | 2022 | 4 | 15276 | TalenEnergy Martins Creek LLC | IPP | TalenEnergy Martins Creek LLC Fishbach | PA | 3142 | UNT2 | 14 | Petroleum Liquids | DFO | GT
Petroleum Liquids.DFO | petroleum | TRUE | 2022 | 4 | 15276 | TalenEnergy Martins Creek LLC | IPP | TalenEnergy Martins Creek LLC Jenkins | PA | 3146 | CTG1 | 13.8 | Petroleum Liquids | DFO | GT
Petroleum Liquids.DFO | petroleum | TRUE | 2022 | 4 | 15276 | TalenEnergy Martins Creek LLC | IPP | TalenEnergy Martins Creek LLC Jenkins | PA | 3146 | CTG2 | 13.8 | Petroleum Liquids | DFO | GT
Petroleum Liquids.DFO | petroleum | TRUE | 2022 | 4 | 15276 | TalenEnergy Martins Creek LLC | IPP | TalenEnergy Martins Creek LLC Lock Haven | PA | 3147 | CTG | 14 | Petroleum Liquids | DFO | GT
Petroleum Liquids.DFO | petroleum | TRUE | 2022 | 4 | 15276 | TalenEnergy Martins Creek LLC | IPP | TalenEnergy Martins Creek LLC West Shore | PA | 3154 | CTG1 | 14 | Petroleum Liquids | DFO | GT
Petroleum Liquids.DFO | petroleum | TRUE | 2022 | 4 | 15276 | TalenEnergy Martins Creek LLC | IPP | TalenEnergy Martins Creek LLC West Shore | PA | 3154 | CTG2 | 14 | Petroleum Liquids | DFO | GT
Petroleum Liquids.DFO | petroleum | TRUE | 2022 | 4 | 15276 | TalenEnergy Martins Creek LLC | IPP | TalenEnergy Martins Creek LLC Williamsport | PA | 3155 | CTG1 | 13.2 | Petroleum Liquids | DFO | GT
Petroleum Liquids.DFO | petroleum | TRUE | 2022 | 4 | 15276 | TalenEnergy Martins Creek LLC | IPP | TalenEnergy Martins Creek LLC Williamsport | PA | 3155 | CTG2 | 13.4 | Petroleum Liquids | DFO | GT
Conventional Steam Coal.RC | hard coal | TRUE | 2022 | 5 | 59920 | Dynegy W H Zimmer | IPP | W H Zimmer | OH | 6019 | ST1 | 1305 | Conventional Steam Coal | RC | ST
Landfill Gas.LFG | natural gas peaker | TRUE | 2022 | 5 | 55858 | EDL Inc | IPP | Ottawa County Project | OH | 56865 | 1 | 1.4 | Landfill Gas | LFG | IC
Landfill Gas.LFG | natural gas peaker | TRUE | 2022 | 5 | 55858 | EDL Inc | IPP | Ottawa County Project | OH | 56865 | 2 | 1.4 | Landfill Gas | LFG | IC
Conventional Steam Coal.BIT | hard coal | TRUE | 2022 | 5 | 63046 | Logan Generating Company LP | Electric CHP | Logan Generating Plant | NJ | 10043 | GEN1 | 219 | Conventional Steam Coal | BIT | ST
Natural Gas Fired Combined Cycle.NG | natural gas combined cycle | TRUE | 2022 | 5 | 55846 | Newark Bay Cogeneration Partnership LP | IPP | Newark Bay Cogeneration Partnership LP | NJ | 50385 | GEN1 | 120.2 | Natural Gas Fired Combined Cycle | NG | CT
Natural Gas Fired Combined Cycle.NG | natural gas combined cycle | TRUE | 2022 | 5 | 55846 | Newark Bay Cogeneration Partnership LP | IPP | Newark Bay Cogeneration Partnership LP | NJ | 50385 | GEN2 | 120.2 | Natural Gas Fired Combined Cycle | NG | CT
Natural Gas Fired Combined Cycle.NG | natural gas combined cycle | TRUE | 2022 | 5 | 55846 | Newark Bay Cogeneration Partnership LP | IPP | Newark Bay Cogeneration Partnership LP | NJ | 50385 | GEN3 | 120.2 | Natural Gas Fired Combined Cycle | NG | CA
Natural Gas Fired Combined Cycle.NG | natural gas combined cycle | TRUE | 2022 | 5 | 50160 | Pedricktown Cogeneration Company LP | IPP | Pedricktown Cogeneration Company LP | NJ | 10099 | GEN1 | 112.8 | Natural Gas Fired Combined Cycle | NG | CT
Natural Gas Fired Combined Cycle.NG | natural gas combined cycle | TRUE | 2022 | 5 | 50160 | Pedricktown Cogeneration Company LP | IPP | Pedricktown Cogeneration Company LP | NJ | 10099 | GEN2 | 112.8 | Natural Gas Fired Combined Cycle | NG | CA
Petroleum Liquids.DFO | petroleum | TRUE | 2022 | 5 | 15276 | TalenEnergy Martins Creek LLC | IPP | TalenEnergy Martins Creek LLC Harwood | PA | 3144 | CTG1 | 12.9 | Petroleum Liquids | DFO | GT
Petroleum Liquids.DFO | petroleum | TRUE | 2022 | 5 | 15276 | TalenEnergy Martins Creek LLC | IPP | TalenEnergy Martins Creek LLC Harwood | PA | 3144 | CTG2 | 12.3 | Petroleum Liquids | DFO | GT
Nuclear.NUC | nuclear | TRUE | 2022 | 6 | 56192 | Entergy Nuclear Palisades LLC | IPP | Palisades | MI | 1715 | 1 | 768.5 | Nuclear | NUC | ST
Solar Photovoltaic.SUN | solar PV | FALSE | 2022 | 6 | 60268 | Hartz Solar, LLC | Commercial | Jefferson Avenue | NJ | 60499 | 1 | 1.7 | Solar Photovoltaic | SUN | PV
Wood/Wood Waste Biomass.BLQ | biomass | FALSE | 2022 | 6 | 9210 | International Paper Co-Riegelwood | Industrial | International Paper Riegelwood Mill | NC | 54656 | NO 1 | 7.8 | Wood/Wood Waste Biomass | BLQ | ST
Conventional Steam Coal.BIT | hard coal | TRUE | 2022 | 6 | 12653 | Lanyard Power Holdings, LLC | IPP | Morgantown Generating Plant | MD | 1573 | ST1 | 596 | Conventional Steam Coal | BIT | ST
Conventional Steam Coal.BIT | hard coal | TRUE | 2022 | 6 | 12653 | Lanyard Power Holdings, LLC | IPP | Morgantown Generating Plant | MD | 1573 | ST2 | 609 | Conventional Steam Coal | BIT | ST
Conventional Steam Coal.SUB | hard coal | TRUE | 2022 | 6 | 12384 | Midwest Generations EME LLC | IPP | Waukegan | IL | 883 | 7 | 328 | Conventional Steam Coal | SUB | ST
Conventional Steam Coal.SUB | hard coal | TRUE | 2022 | 6 | 12384 | Midwest Generations EME LLC | IPP | Waukegan | IL | 883 | 8 | 361 | Conventional Steam Coal | SUB | ST
Conventional Steam Coal.SUB | hard coal | TRUE | 2022 | 6 | 12384 | Midwest Generations EME LLC | IPP | Will County | IL | 884 | 4 | 510 | Conventional Steam Coal | SUB | ST
Natural Gas Fired Combustion Turbine.NG | natural gas peaker | TRUE | 2022 | 6 | 15147 | PSEG Fossil LLC | IPP | PSEG Essex Generating Station | NJ | 2401 | 9 | 81 | Natural Gas Fired Combustion Turbine | NG | GT
Conventional Steam Coal.RC | hard coal | TRUE | 2022 | 6 | 15473 | Public Service Co of NM | Electric Utility | San Juan | NM | 2451 | 1 | 340 | Conventional Steam Coal | RC | ST
Petroleum Liquids.DFO | petroleum | TRUE | 2022 | 6 | 15276 | TalenEnergy Martins Creek LLC | IPP | TalenEnergy Martin Creek LLC Allentown | PA | 3139 | CTG1 | 14 | Petroleum Liquids | DFO | GT
Petroleum Liquids.DFO | petroleum | TRUE | 2022 | 6 | 15276 | TalenEnergy Martins Creek LLC | IPP | TalenEnergy Martin Creek LLC Allentown | PA | 3139 | CTG2 | 14 | Petroleum Liquids | DFO | GT
Petroleum Liquids.DFO | petroleum | TRUE | 2022 | 6 | 15276 | TalenEnergy Martins Creek LLC | IPP | TalenEnergy Martin Creek LLC Allentown | PA | 3139 | CTG3 | 14 | Petroleum Liquids | DFO | GT
Petroleum Liquids.DFO | petroleum | TRUE | 2022 | 6 | 15276 | TalenEnergy Martins Creek LLC | IPP | TalenEnergy Martin Creek LLC Allentown | PA | 3139 | CTG4 | 14 | Petroleum Liquids | DFO | GT
Natural Gas Fired Combustion Turbine.NG | natural gas peaker | TRUE | 2022 | 6 | 15276 | TalenEnergy Martins Creek LLC | IPP | TalenEnergy Martins Creek | PA | 3148 | CTG3 | 18 | Natural Gas Fired Combustion Turbine | NG | GT
Petroleum Liquids.DFO | petroleum | TRUE | 2022 | 6 | 15276 | TalenEnergy Martins Creek LLC | IPP | TalenEnergy Martins Creek LLC Harrisburg | PA | 3143 | CTG1 | 13.4 | Petroleum Liquids | DFO | GT
Petroleum Liquids.DFO | petroleum | TRUE | 2022 | 6 | 15276 | TalenEnergy Martins Creek LLC | IPP | TalenEnergy Martins Creek LLC Harrisburg | PA | 3143 | CTG2 | 13.9 | Petroleum Liquids | DFO | GT
Petroleum Liquids.DFO | petroleum | TRUE | 2022 | 6 | 15276 | TalenEnergy Martins Creek LLC | IPP | TalenEnergy Martins Creek LLC Harrisburg | PA | 3143 | CTG3 | 13.8 | Petroleum Liquids | DFO | GT
All Other.WH | other | FALSE | 2022 | 6 | 2674 | Tesoro Refining & Marketing Company LLC | Industrial | Tesoro Wilmington Calciner | CA | 10601 | GEN1 | 30.7 | All Other | WH | ST
Batteries.MWH | battery storage | TRUE | 2022 | 7 | 59717 | Joliet Battery Storage LLC | IPP | Jake Energy Storage Center | IL | 59960 | JBS | 19.8 | Batteries | MWH | BA
Municipal Solid Waste.MSW | municipal solid waste | TRUE | 2022 | 7 | 4426 | NAES Corp | IPP | CT Resource Rec Authority Facility | CT | 54945 | NO 5 | 28.8 | Municipal Solid Waste | MSW | ST
Municipal Solid Waste.MSW | municipal solid waste | TRUE | 2022 | 7 | 4426 | NAES Corp | IPP | CT Resource Rec Authority Facility | CT | 54945 | NO 6 | 29.7 | Municipal Solid Waste | MSW | ST
Natural Gas Fired Combined Cycle.NG | natural gas combined cycle | TRUE | 2022 | 7 | 19153 | Nassau Energy Corp | Electric CHP | Nassau Energy Corp | NY | 52056 | GT1 | 38 | Natural Gas Fired Combined Cycle | NG | CT
Natural Gas Fired Combined Cycle.NG | natural gas combined cycle | TRUE | 2022 | 7 | 19153 | Nassau Energy Corp | Electric CHP | Nassau Energy Corp | NY | 52056 | ST1 | 12 | Natural Gas Fired Combined Cycle | NG | CA
Onshore Wind Turbine.WND | onshore wind | TRUE | 2022 | 7 | 60558 | Rock County Energy Center, LLC | IPP | Minwind 3-9 | MN | 56123 | 1 | 11.6 | Onshore Wind Turbine | WND | WT
Batteries.MWH | battery storage | TRUE | 2022 | 7 | 59718 | West Chicago Battery Storage LLC | IPP | Elwood Energy Storage Center | IL | 59959 | WCBS | 19.8 | Batteries | MWH | BA
Conventional Steam Coal.RC | hard coal | TRUE | 2022 | 8 | 5748 | Electric Energy Inc | IPP | Joppa Steam | IL | 887 | 1 | 158 | Conventional Steam Coal | RC | ST
Conventional Steam Coal.RC | hard coal | TRUE | 2022 | 8 | 5748 | Electric Energy Inc | IPP | Joppa Steam | IL | 887 | 2 | 158 | Conventional Steam Coal | RC | ST
Conventional Steam Coal.RC | hard coal | TRUE | 2022 | 8 | 5748 | Electric Energy Inc | IPP | Joppa Steam | IL | 887 | 3 | 158 | Conventional Steam Coal | RC | ST
Conventional Steam Coal.RC | hard coal | TRUE | 2022 | 8 | 5748 | Electric Energy Inc | IPP | Joppa Steam | IL | 887 | 4 | 158 | Conventional Steam Coal | RC | ST
Conventional Steam Coal.RC | hard coal | TRUE | 2022 | 8 | 5748 | Electric Energy Inc | IPP | Joppa Steam | IL | 887 | 5 | 158 | Conventional Steam Coal | RC | ST
Conventional Steam Coal.RC | hard coal | TRUE | 2022 | 8 | 5748 | Electric Energy Inc | IPP | Joppa Steam | IL | 887 | 6 | 158 | Conventional Steam Coal | RC | ST
Natural Gas Fired Combustion Turbine.NG | natural gas peaker | TRUE | 2022 | 8 | 12159 | Midwest Electric Power Inc | IPP | MEPI GT Facility | IL | 7858 | 1 | 55 | Natural Gas Fired Combustion Turbine | NG | GT
Natural Gas Fired Combustion Turbine.NG | natural gas peaker | TRUE | 2022 | 8 | 12159 | Midwest Electric Power Inc | IPP | MEPI GT Facility | IL | 7858 | 2 | 55 | Natural Gas Fired Combustion Turbine | NG | GT
Natural Gas Fired Combustion Turbine.NG | natural gas peaker | TRUE | 2022 | 8 | 12159 | Midwest Electric Power Inc | IPP | MEPI GT Facility | IL | 7858 | 3 | 55 | Natural Gas Fired Combustion Turbine | NG | GT
Natural Gas Fired Combustion Turbine.NG | natural gas peaker | TRUE | 2022 | 8 | 12159 | Midwest Electric Power Inc | IPP | MEPI GT Facility | IL | 7858 | 4 | 37 | Natural Gas Fired Combustion Turbine | NG | GT
Natural Gas Fired Combustion Turbine.NG | natural gas peaker | TRUE | 2022 | 8 | 12159 | Midwest Electric Power Inc | IPP | MEPI GT Facility | IL | 7858 | 5 | 37 | Natural Gas Fired Combustion Turbine | NG | GT
Conventional Steam Coal.SUB | hard coal | TRUE | 2022 | 9 | 177 | AES Hawaii LLC | Electric CHP | AES Hawaii | HI | 10673 | GEN1 | 180 | Conventional Steam Coal | SUB | ST
Conventional Steam Coal.SUB | hard coal | TRUE | 2022 | 9 | 3989 | City of Colorado Springs - (CO) | Electric Utility | Martin Drake | CO | 492 | 6 | 77 | Conventional Steam Coal | SUB | ST
Natural Gas Steam Turbine.NG | natural gas steam turbine | TRUE | 2022 | 9 | 3989 | City of Colorado Springs - (CO) | Electric Utility | Martin Drake | CO | 492 | 7 | 131 | Natural Gas Steam Turbine | NG | ST
Petroleum Liquids.DFO | petroleum | TRUE | 2022 | 9 | 6915 | Galena Electric Utility | Electric Utility | Galena Electric Utility | AK | 7437 | 3A | 0.8 | Petroleum Liquids | DFO | IC
Petroleum Liquids.DFO | petroleum | TRUE | 2022 | 9 | 12653 | Lanyard Power Holdings, LLC | IPP | Morgantown Generating Plant | MD | 1573 | GT1 | 13 | Petroleum Liquids | DFO | GT
Petroleum Liquids.DFO | petroleum | TRUE | 2022 | 9 | 12653 | Lanyard Power Holdings, LLC | IPP | Morgantown Generating Plant | MD | 1573 | GT2 | 13 | Petroleum Liquids | DFO | GT
Landfill Gas.LFG | natural gas peaker | TRUE | 2022 | 9 | 57250 | MM Prima Deshecha Energy LLC | IPP | Prima Plant | CA | 55601 | UNT1 | 2.7 | Landfill Gas | LFG | IC
Landfill Gas.LFG | natural gas peaker | TRUE | 2022 | 9 | 57250 | MM Prima Deshecha Energy LLC | IPP | Prima Plant | CA | 55601 | UNT2 | 2.7 | Landfill Gas | LFG | IC
Other Waste Biomass.OBG | biomass | TRUE | 2022 | 9 | 58098 | New Energy One LLC | IPP | Rock Creek Dairy | ID | 58142 | CHP1 | 1.6 | Other Waste Biomass | OBG | IC
Other Waste Biomass.OBG | biomass | TRUE | 2022 | 9 | 58098 | New Energy One LLC | IPP | Rock Creek Dairy | ID | 58142 | CHP2 | 1.6 | Other Waste Biomass | OBG | IC
Conventional Hydroelectric.WAT | hydro | TRUE | 2022 | 9 | 57301 | Orchard Mesa Irrigation District | Electric Utility | Grand Valley Project Power Plant | CO | 473 | 1 | 1.5 | Conventional Hydroelectric | WAT | HY
Conventional Steam Coal.RC | hard coal | TRUE | 2022 | 9 | 15473 | Public Service Co of NM | Electric Utility | San Juan | NM | 2451 | 4 | 507 | Conventional Steam Coal | RC | ST
Natural Gas Fired Combustion Turbine.NG | natural gas peaker | TRUE | 2022 | 9 | 17554 | South Carolina Genertg Co, Inc | Electric Utility | Williams | SC | 3298 | 1 | 20 | Natural Gas Fired Combustion Turbine | NG | GT
Natural Gas Fired Combustion Turbine.NG | natural gas peaker | TRUE | 2022 | 9 | 17554 | South Carolina Genertg Co, Inc | Electric Utility | Williams | SC | 3298 | 2 | 20 | Natural Gas Fired Combustion Turbine | NG | GT
Natural Gas Fired Combined Cycle.NG | natural gas combined cycle | TRUE | 2022 | 9 | 30151 | Tri-State G & T Assn, Inc | Electric Utility | Rifle Generating Station | CO | 10755 | GT2 | 13 | Natural Gas Fired Combined Cycle | NG | CT
Natural Gas Fired Combined Cycle.NG | natural gas combined cycle | TRUE | 2022 | 9 | 30151 | Tri-State G & T Assn, Inc | Electric Utility | Rifle Generating Station | CO | 10755 | GT3 | 13 | Natural Gas Fired Combined Cycle | NG | CT
Natural Gas Fired Combined Cycle.NG | natural gas combined cycle | TRUE | 2022 | 9 | 30151 | Tri-State G & T Assn, Inc | Electric Utility | Rifle Generating Station | CO | 10755 | GT4 | 13 | Natural Gas Fired Combined Cycle | NG | CT
Natural Gas Fired Combined Cycle.NG | natural gas combined cycle | TRUE | 2022 | 9 | 30151 | Tri-State G & T Assn, Inc | Electric Utility | Rifle Generating Station | CO | 10755 | ST1 | 34 | Natural Gas Fired Combined Cycle | NG | CA
Natural Gas Steam Turbine.NG | natural gas steam turbine | FALSE | 2022 | 9 | 19664 | University of Washington | Commercial | University of Washington Power Plant | WA | 54809 | TG2 | 5 | Natural Gas Steam Turbine | NG | ST
Petroleum Liquids.DFO | petroleum | FALSE | 2022 | 9 | 20680 | William Beaumont Hospital | Commercial | William Beaumont Hospital | MI | 50937 | GENA | 1.9 | Petroleum Liquids | DFO | IC
Petroleum Liquids.DFO | petroleum | FALSE | 2022 | 9 | 20680 | William Beaumont Hospital | Commercial | William Beaumont Hospital | MI | 50937 | GENB | 1.9 | Petroleum Liquids | DFO | IC
Onshore Wind Turbine.WND | onshore wind | TRUE | 2022 | 9 | 20707 | Wintec Energy Ltd | IPP | Wintec Energy Ltd | CA | 50276 | EXIS | 5.9 | Onshore Wind Turbine | WND | WT
Landfill Gas.LFG | natural gas peaker | TRUE | 2022 | 10 | 5773 | City of Elk River | Electric Utility | Elk River City of | MN | 1971 | 5 | 0.8 | Landfill Gas | LFG | IC
Landfill Gas.LFG | natural gas peaker | TRUE | 2022 | 10 | 5773 | City of Elk River | Electric Utility | Elk River City of | MN | 1971 | 6 | 0.8 | Landfill Gas | LFG | IC
Landfill Gas.LFG | natural gas peaker | TRUE | 2022 | 10 | 5773 | City of Elk River | Electric Utility | Elk River City of | MN | 1971 | 7 | 0.8 | Landfill Gas | LFG | IC
Landfill Gas.LFG | natural gas peaker | TRUE | 2022 | 10 | 5773 | City of Elk River | Electric Utility | Elk River City of | MN | 1971 | 8 | 0.8 | Landfill Gas | LFG | IC
Petroleum Liquids.DFO | petroleum | TRUE | 2022 | 10 | 12653 | Lanyard Power Holdings, LLC | IPP | Dickerson Power | MD | 1572 | GT1 | 18 | Petroleum Liquids | DFO | GT
Conventional Hydroelectric.WAT | hydro | TRUE | 2022 | 10 | 27075 | San Diego County Water Auth | IPP | Rancho Penasquitos | CA | 56615 | G100 | 3.6 | Conventional Hydroelectric | WAT | HY
Petroleum Liquids.DFO | petroleum | TRUE | 2022 | 11 | 221 | Alaska Village Elec Coop, Inc | Electric Utility | St Marys IC | AK | 6338 | 1B | 0.5 | Petroleum Liquids | DFO | IC
Petroleum Liquids.DFO | petroleum | TRUE | 2022 | 11 | 221 | Alaska Village Elec Coop, Inc | Electric Utility | St Marys IC | AK | 6338 | 2 | 0.6 | Petroleum Liquids | DFO | IC
Petroleum Liquids.DFO | petroleum | TRUE | 2022 | 11 | 221 | Alaska Village Elec Coop, Inc | Electric Utility | St Marys IC | AK | 6338 | 3 | 0.9 | Petroleum Liquids | DFO | IC
Petroleum Liquids.KER | petroleum | TRUE | 2022 | 11 | 4226 | Consolidated Edison Co-NY Inc | Electric Utility | Hudson Avenue | NY | 2496 | GT3 | 13.5 | Petroleum Liquids | KER | GT
Petroleum Liquids.KER | petroleum | TRUE | 2022 | 11 | 4226 | Consolidated Edison Co-NY Inc | Electric Utility | Hudson Avenue | NY | 2496 | GT5 | 14.1 | Petroleum Liquids | KER | GT
. |  |  | NOTES: Capacity from facilities with a total generator nameplate capacity less than 1 MW are excluded from this table. Entity ID and Plant ID are official, unique identification numbers assigned by EIA; Generator IDs are assigned by plant owners and/or operators. Descriptions for the Energy Source Codes and the Prime Mover Codes listed in the table can be found in the Technical Notes. Sources: U.S. Energy Information Administration, Form EIA-860, 'Annual Electric Generator Report' and Form EIA-860M, 'Monthly Update to the Annual Electric Generator Report.'

## Table_6_06_2023
Table 6.6. Planned U.S. Electric Generating Unit Retirements
Technology.EnergySource | EPS Electricity Source | Include? | Year | Month | Entity ID | Entity Name | Plant Producer Type | Plant Name | Plant State | Plant ID | Generator ID | Net Summer Capacity (MW) | Technology | Energy Source Code | Prime Mover Code
Landfill Gas.LFG | natural gas peaker | TRUE | 2023 | 2 | 55858 | EDL Inc | IPP | Loraine County Project | OH | 56869 | 1 | 1.4 | Landfill Gas | LFG | IC
Landfill Gas.LFG | natural gas peaker | TRUE | 2023 | 2 | 55858 | EDL Inc | IPP | Loraine County Project | OH | 56869 | 10 | 1.6 | Landfill Gas | LFG | IC
Landfill Gas.LFG | natural gas peaker | TRUE | 2023 | 2 | 55858 | EDL Inc | IPP | Loraine County Project | OH | 56869 | 11 | 1.6 | Landfill Gas | LFG | IC
Landfill Gas.LFG | natural gas peaker | TRUE | 2023 | 2 | 55858 | EDL Inc | IPP | Loraine County Project | OH | 56869 | 12 | 1.6 | Landfill Gas | LFG | IC
Landfill Gas.LFG | natural gas peaker | TRUE | 2023 | 2 | 55858 | EDL Inc | IPP | Loraine County Project | OH | 56869 | 13 | 1.6 | Landfill Gas | LFG | IC
Landfill Gas.LFG | natural gas peaker | TRUE | 2023 | 2 | 55858 | EDL Inc | IPP | Loraine County Project | OH | 56869 | 14 | 1.6 | Landfill Gas | LFG | IC
Landfill Gas.LFG | natural gas peaker | TRUE | 2023 | 2 | 55858 | EDL Inc | IPP | Loraine County Project | OH | 56869 | 15 | 1.6 | Landfill Gas | LFG | IC
Landfill Gas.LFG | natural gas peaker | TRUE | 2023 | 2 | 55858 | EDL Inc | IPP | Loraine County Project | OH | 56869 | 16 | 1.6 | Landfill Gas | LFG | IC
Landfill Gas.LFG | natural gas peaker | TRUE | 2023 | 2 | 55858 | EDL Inc | IPP | Loraine County Project | OH | 56869 | 17 | 1.6 | Landfill Gas | LFG | IC
Landfill Gas.LFG | natural gas peaker | TRUE | 2023 | 2 | 55858 | EDL Inc | IPP | Loraine County Project | OH | 56869 | 18 | 1.6 | Landfill Gas | LFG | IC
Landfill Gas.LFG | natural gas peaker | TRUE | 2023 | 2 | 55858 | EDL Inc | IPP | Loraine County Project | OH | 56869 | 2 | 1.4 | Landfill Gas | LFG | IC
Landfill Gas.LFG | natural gas peaker | TRUE | 2023 | 2 | 55858 | EDL Inc | IPP | Loraine County Project | OH | 56869 | 3 | 1.4 | Landfill Gas | LFG | IC
Landfill Gas.LFG | natural gas peaker | TRUE | 2023 | 2 | 55858 | EDL Inc | IPP | Loraine County Project | OH | 56869 | 4 | 1.4 | Landfill Gas | LFG | IC
Landfill Gas.LFG | natural gas peaker | TRUE | 2023 | 2 | 55858 | EDL Inc | IPP | Loraine County Project | OH | 56869 | 5 | 1.4 | Landfill Gas | LFG | IC
Landfill Gas.LFG | natural gas peaker | TRUE | 2023 | 2 | 55858 | EDL Inc | IPP | Loraine County Project | OH | 56869 | 6 | 1.4 | Landfill Gas | LFG | IC
Landfill Gas.LFG | natural gas peaker | TRUE | 2023 | 2 | 55858 | EDL Inc | IPP | Loraine County Project | OH | 56869 | 7 | 1.4 | Landfill Gas | LFG | IC
Landfill Gas.LFG | natural gas peaker | TRUE | 2023 | 2 | 55858 | EDL Inc | IPP | Loraine County Project | OH | 56869 | 8 | 1.4 | Landfill Gas | LFG | IC
Landfill Gas.LFG | natural gas peaker | TRUE | 2023 | 2 | 55858 | EDL Inc | IPP | Loraine County Project | OH | 56869 | 9 | 1.6 | Landfill Gas | LFG | IC
Petroleum Liquids.DFO | petroleum | FALSE | 2023 | 2 | 61013 | Northern Westchester Hospital | Commercial | Northern Westchester Hospital | NY | 61378 | 4 | 0.8 | Petroleum Liquids | DFO | IC
Petroleum Liquids.DFO | petroleum | FALSE | 2023 | 2 | 61013 | Northern Westchester Hospital | Commercial | Northern Westchester Hospital | NY | 61378 | 5 | 0.8 | Petroleum Liquids | DFO | IC
Landfill Gas.LFG | natural gas peaker | TRUE | 2023 | 2 | 59828 | Solid Waste Authority of Central Ohio | IPP | Model Gas Power Station | OH | 56863 | 1 | 1.4 | Landfill Gas | LFG | IC
Landfill Gas.LFG | natural gas peaker | TRUE | 2023 | 2 | 59828 | Solid Waste Authority of Central Ohio | IPP | Model Gas Power Station | OH | 56863 | 2 | 1.4 | Landfill Gas | LFG | IC
Petroleum Liquids.DFO | petroleum | TRUE | 2023 | 2 | 63560 | TDX Sand Point Generating, LLC | Electric Utility | Sand Point | AK | 1 | 5 | 0.4 | Petroleum Liquids | DFO | IC
Conventional Steam Coal.SUB | hard coal | TRUE | 2023 | 3 | 12647 | ALLETE, Inc. | Electric Utility | Taconite Harbor Energy Center | MN | 10075 | GEN1 | 79 | Conventional Steam Coal | SUB | ST
Conventional Steam Coal.SUB | hard coal | TRUE | 2023 | 3 | 12647 | ALLETE, Inc. | Electric Utility | Taconite Harbor Energy Center | MN | 10075 | GEN2 | 75.9 | Conventional Steam Coal | SUB | ST
Natural Gas Fired Combustion Turbine.NG | natural gas peaker | TRUE | 2023 | 3 | 17539 | Dominion Energy South Carolina, Inc | Electric Utility | Parr GT | SC | 3291 | GT1 | 13.5 | Natural Gas Fired Combustion Turbine | NG | GT
Natural Gas Fired Combustion Turbine.NG | natural gas peaker | TRUE | 2023 | 3 | 17539 | Dominion Energy South Carolina, Inc | Electric Utility | Parr GT | SC | 3291 | GT2 | 13.5 | Natural Gas Fired Combustion Turbine | NG | GT
Natural Gas Fired Combustion Turbine.NG | natural gas peaker | TRUE | 2023 | 3 | 17539 | Dominion Energy South Carolina, Inc | Electric Utility | Parr GT | SC | 3291 | GT3 | 16.5 | Natural Gas Fired Combustion Turbine | NG | GT
Natural Gas Fired Combustion Turbine.NG | natural gas peaker | TRUE | 2023 | 3 | 17539 | Dominion Energy South Carolina, Inc | Electric Utility | Parr GT | SC | 3291 | GT4 | 16.5 | Natural Gas Fired Combustion Turbine | NG | GT
Conventional Steam Coal.BIT | hard coal | TRUE | 2023 | 3 | 21554 | Seminole Electric Cooperative Inc | Electric Utility | Seminole (FL) | FL | 136 | 1 | 626 | Conventional Steam Coal | BIT | ST
Conventional Steam Coal.LIG | lignite | TRUE | 2023 | 3 | 17698 | Southwestern Electric Power Co | Electric Utility | Pirkey | TX | 7902 | 1 | 650 | Conventional Steam Coal | LIG | ST
Petroleum Liquids.DFO | petroleum | TRUE | 2023 | 4 | 221 | Alaska Village Elec Coop, Inc | Electric Utility | Mountain Village | AK | 6329 | 3B | 0.5 | Petroleum Liquids | DFO | IC
Petroleum Liquids.KER | petroleum | TRUE | 2023 | 4 | 4226 | Consolidated Edison Co-NY Inc | Electric Utility | 74th Street | NY | 2504 | GT1 | 18.5 | Petroleum Liquids | KER | GT
Petroleum Liquids.KER | petroleum | TRUE | 2023 | 4 | 4226 | Consolidated Edison Co-NY Inc | Electric Utility | 74th Street | NY | 2504 | GT2 | 19.3 | Petroleum Liquids | KER | GT
Natural Gas Steam Turbine.NG | natural gas steam turbine | TRUE | 2023 | 4 | 18454 | Tampa Electric Co | Electric Utility | Big Bend | FL | 645 | ST3 | 395 | Natural Gas Steam Turbine | NG | ST
Petroleum Liquids.DFO | petroleum | TRUE | 2023 | 5 | 8723 | City of Holland | Electric Utility | Sixth Street Gas Turbine | MI | 6356 | 1 | 16 | Petroleum Liquids | DFO | GT
Conventional Steam Coal.SUB | hard coal | TRUE | 2023 | 5 | 4254 | Consumers Energy Co | Electric Utility | Dan E Karn | MI | 1702 | 1A | 127.5 | Conventional Steam Coal | SUB | ST
Conventional Steam Coal.SUB | hard coal | TRUE | 2023 | 5 | 4254 | Consumers Energy Co | Electric Utility | Dan E Karn | MI | 1702 | 1B | 127.5 | Conventional Steam Coal | SUB | ST
Conventional Steam Coal.SUB | hard coal | TRUE | 2023 | 5 | 4254 | Consumers Energy Co | Electric Utility | Dan E Karn | MI | 1702 | 2A | 115.5 | Conventional Steam Coal | SUB | ST
Conventional Steam Coal.SUB | hard coal | TRUE | 2023 | 5 | 4254 | Consumers Energy Co | Electric Utility | Dan E Karn | MI | 1702 | 2B | 115.5 | Conventional Steam Coal | SUB | ST
Natural Gas Fired Combustion Turbine.NG | natural gas peaker | TRUE | 2023 | 5 | 13582 | NRG Astoria Gas Turbine Operations Inc | IPP | Astoria Gas Turbines | NY | 55243 | 2-1 | 34.9 | Natural Gas Fired Combustion Turbine | NG | GT
Natural Gas Fired Combustion Turbine.NG | natural gas peaker | TRUE | 2023 | 5 | 13582 | NRG Astoria Gas Turbine Operations Inc | IPP | Astoria Gas Turbines | NY | 55243 | 2-2 | 34.3 | Natural Gas Fired Combustion Turbine | NG | GT
Natural Gas Fired Combustion Turbine.NG | natural gas peaker | TRUE | 2023 | 5 | 13582 | NRG Astoria Gas Turbine Operations Inc | IPP | Astoria Gas Turbines | NY | 55243 | 2-3 | 36.3 | Natural Gas Fired Combustion Turbine | NG | GT
Natural Gas Fired Combustion Turbine.NG | natural gas peaker | TRUE | 2023 | 5 | 13582 | NRG Astoria Gas Turbine Operations Inc | IPP | Astoria Gas Turbines | NY | 55243 | 2-4 | 32.5 | Natural Gas Fired Combustion Turbine | NG | GT
Natural Gas Fired Combustion Turbine.NG | natural gas peaker | TRUE | 2023 | 5 | 13582 | NRG Astoria Gas Turbine Operations Inc | IPP | Astoria Gas Turbines | NY | 55243 | 3-1 | 34.6 | Natural Gas Fired Combustion Turbine | NG | GT
Natural Gas Fired Combustion Turbine.NG | natural gas peaker | TRUE | 2023 | 5 | 13582 | NRG Astoria Gas Turbine Operations Inc | IPP | Astoria Gas Turbines | NY | 55243 | 3-2 | 35.7 | Natural Gas Fired Combustion Turbine | NG | GT
Natural Gas Fired Combustion Turbine.NG | natural gas peaker | TRUE | 2023 | 5 | 13582 | NRG Astoria Gas Turbine Operations Inc | IPP | Astoria Gas Turbines | NY | 55243 | 3-3 | 33.9 | Natural Gas Fired Combustion Turbine | NG | GT
Natural Gas Fired Combustion Turbine.NG | natural gas peaker | TRUE | 2023 | 5 | 13582 | NRG Astoria Gas Turbine Operations Inc | IPP | Astoria Gas Turbines | NY | 55243 | 3-4 | 34.9 | Natural Gas Fired Combustion Turbine | NG | GT
Natural Gas Fired Combustion Turbine.NG | natural gas peaker | TRUE | 2023 | 5 | 13582 | NRG Astoria Gas Turbine Operations Inc | IPP | Astoria Gas Turbines | NY | 55243 | 4-1 | 33.6 | Natural Gas Fired Combustion Turbine | NG | GT
Natural Gas Fired Combustion Turbine.NG | natural gas peaker | TRUE | 2023 | 5 | 13582 | NRG Astoria Gas Turbine Operations Inc | IPP | Astoria Gas Turbines | NY | 55243 | 4-2 | 34.3 | Natural Gas Fired Combustion Turbine | NG | GT
Natural Gas Fired Combustion Turbine.NG | natural gas peaker | TRUE | 2023 | 5 | 13582 | NRG Astoria Gas Turbine Operations Inc | IPP | Astoria Gas Turbines | NY | 55243 | 4-3 | 35.4 | Natural Gas Fired Combustion Turbine | NG | GT
Natural Gas Fired Combustion Turbine.NG | natural gas peaker | TRUE | 2023 | 5 | 13582 | NRG Astoria Gas Turbine Operations Inc | IPP | Astoria Gas Turbines | NY | 55243 | 4-4 | 35.2 | Natural Gas Fired Combustion Turbine | NG | GT
Conventional Steam Coal.BIT | hard coal | TRUE | 2023 | 5 | 19876 | Virginia Electric & Power Co | Electric Utility | Chesterfield | VA | 3797 | 5 | 336 | Conventional Steam Coal | BIT | ST
Conventional Steam Coal.BIT | hard coal | TRUE | 2023 | 5 | 19876 | Virginia Electric & Power Co | Electric Utility | Chesterfield | VA | 3797 | 6 | 670 | Conventional Steam Coal | BIT | ST
Natural Gas Steam Turbine.NG | natural gas steam turbine | TRUE | 2023 | 5 | 19876 | Virginia Electric & Power Co | Electric Utility | Yorktown | VA | 3809 | 3 | 790 | Natural Gas Steam Turbine | NG | ST
Natural Gas Fired Combustion Turbine.NG | natural gas peaker | TRUE | 2023 | 5 | 20860 | Wisconsin Public Service Corp | Electric Utility | Weston | WI | 4078 | 31 | 16.1 | Natural Gas Fired Combustion Turbine | NG | GT
Natural Gas Fired Combustion Turbine.NG | natural gas peaker | TRUE | 2023 | 5 | 20860 | Wisconsin Public Service Corp | Electric Utility | Weston | WI | 4078 | 32 | 46.5 | Natural Gas Fired Combustion Turbine | NG | GT
Conventional Steam Coal.BIT | hard coal | TRUE | 2023 | 6 | 59774 | Crawfordsville Energy LLC | IPP | Crawfordsville Power Plant | IN | 1024 | 4 | 10.6 | Conventional Steam Coal | BIT | ST
Conventional Steam Coal.RC | hard coal | TRUE | 2023 | 6 | 64226 | Energy Harbor Generation LLC | IPP | Pleasants Power Station | WV | 6004 | 1 | 639 | Conventional Steam Coal | RC | ST
Conventional Steam Coal.RC | hard coal | TRUE | 2023 | 6 | 64226 | Energy Harbor Generation LLC | IPP | Pleasants Power Station | WV | 6004 | 2 | 639 | Conventional Steam Coal | RC | ST
Conventional Steam Coal.BIT | hard coal | TRUE | 2023 | 6 | 64226 | Energy Harbor Generation LLC | IPP | W H Sammis | OH | 2866 | 5 | 290 | Conventional Steam Coal | BIT | ST
Conventional Steam Coal.BIT | hard coal | TRUE | 2023 | 6 | 64226 | Energy Harbor Generation LLC | IPP | W H Sammis | OH | 2866 | 6 | 600 | Conventional Steam Coal | BIT | ST
Conventional Steam Coal.BIT | hard coal | TRUE | 2023 | 6 | 64226 | Energy Harbor Generation LLC | IPP | W H Sammis | OH | 2866 | 7 | 600 | Conventional Steam Coal | BIT | ST
Petroleum Liquids.DFO | petroleum | TRUE | 2023 | 6 | 64226 | Energy Harbor Generation LLC | IPP | W H Sammis | OH | 2866 | A1 | 3 | Petroleum Liquids | DFO | IC
Petroleum Liquids.DFO | petroleum | TRUE | 2023 | 6 | 64226 | Energy Harbor Generation LLC | IPP | W H Sammis | OH | 2866 | B1 | 3 | Petroleum Liquids | DFO | IC
Petroleum Liquids.DFO | petroleum | TRUE | 2023 | 6 | 64226 | Energy Harbor Generation LLC | IPP | W H Sammis | OH | 2866 | B2 | 3 | Petroleum Liquids | DFO | IC
Petroleum Liquids.DFO | petroleum | TRUE | 2023 | 6 | 64226 | Energy Harbor Generation LLC | IPP | W H Sammis | OH | 2866 | B3 | 2 | Petroleum Liquids | DFO | IC
Petroleum Liquids.DFO | petroleum | TRUE | 2023 | 6 | 64226 | Energy Harbor Generation LLC | IPP | W H Sammis | OH | 2866 | B4 | 2 | Petroleum Liquids | DFO | IC
Petroleum Liquids.DFO | petroleum | FALSE | 2023 | 6 | 8453 | Hendricks Regional Health | Commercial | Hendricks Regional Health | IN | 54731 | GEO1 | 0.5 | Petroleum Liquids | DFO | IC
Petroleum Liquids.DFO | petroleum | FALSE | 2023 | 6 | 8453 | Hendricks Regional Health | Commercial | Hendricks Regional Health | IN | 54731 | GEO2 | 0.5 | Petroleum Liquids | DFO | IC
Petroleum Liquids.DFO | petroleum | FALSE | 2023 | 6 | 8453 | Hendricks Regional Health | Commercial | Hendricks Regional Health | IN | 54731 | GEO3 | 0.3 | Petroleum Liquids | DFO | IC
Conventional Steam Coal.BIT | hard coal | TRUE | 2023 | 6 | 9273 | Indianapolis Power & Light Co | Electric Utility | AES Petersburg | IN | 994 | ST2 | 421.8 | Conventional Steam Coal | BIT | ST
Conventional Steam Coal.SUB | hard coal | TRUE | 2023 | 6 | 9417 | Interstate Power and Light Co | Electric Utility | Lansing | IA | 1047 | 4 | 241.4 | Conventional Steam Coal | SUB | ST
Natural Gas Steam Turbine.NG | natural gas steam turbine | TRUE | 2023 | 6 | 12384 | Midwest Generations EME LLC | IPP | Joliet 29 | IL | 384 | 7 | 518 | Natural Gas Steam Turbine | NG | ST
Natural Gas Steam Turbine.NG | natural gas steam turbine | TRUE | 2023 | 6 | 12384 | Midwest Generations EME LLC | IPP | Joliet 29 | IL | 384 | 8 | 518 | Natural Gas Steam Turbine | NG | ST
Natural Gas Steam Turbine.NG | natural gas steam turbine | TRUE | 2023 | 6 | 12384 | Midwest Generations EME LLC | IPP | Joliet 9 | IL | 874 | 6 | 314 | Natural Gas Steam Turbine | NG | ST
Petroleum Liquids.KER | petroleum | TRUE | 2023 | 6 | 4426 | NAES Corp | IPP | South Meadow | CT | 563 | 11 | 35.7 | Petroleum Liquids | KER | GT
Petroleum Liquids.KER | petroleum | TRUE | 2023 | 6 | 4426 | NAES Corp | IPP | South Meadow | CT | 563 | 12 | 37.7 | Petroleum Liquids | KER | GT
Petroleum Liquids.KER | petroleum | TRUE | 2023 | 6 | 4426 | NAES Corp | IPP | South Meadow | CT | 563 | 13 | 38.3 | Petroleum Liquids | KER | GT
Petroleum Liquids.KER | petroleum | TRUE | 2023 | 6 | 4426 | NAES Corp | IPP | South Meadow | CT | 563 | 14 | 36.7 | Petroleum Liquids | KER | GT
Natural Gas Steam Turbine.NG | natural gas steam turbine | TRUE | 2023 | 6 | 15474 | Public Service Co of Oklahoma | Electric Utility | Southwestern | OK | 2964 | 1 | 56 | Natural Gas Steam Turbine | NG | ST
Onshore Wind Turbine.WND | onshore wind | TRUE | 2023 | 6 | 16534 | Sacramento Municipal Util Dist | Electric Utility | Solano Wind | CA | 7526 | 1 | 13.1 | Onshore Wind Turbine | WND | WT
Conventional Hydroelectric.WAT | hydro | TRUE | 2023 | 6 | 16534 | Sacramento Municipal Util Dist | Electric Utility | White Rock/Slab Creek | CA | 435 | H4 | 0.5 | Conventional Hydroelectric | WAT | HY
Natural Gas Fired Combustion Turbine.NG | natural gas peaker | TRUE | 2023 | 6 | 15276 | TalenEnergy Martins Creek LLC | IPP | TalenEnergy Martins Creek | PA | 3148 | CTG1 | 18 | Natural Gas Fired Combustion Turbine | NG | GT
Natural Gas Fired Combustion Turbine.NG | natural gas peaker | TRUE | 2023 | 6 | 15276 | TalenEnergy Martins Creek LLC | IPP | TalenEnergy Martins Creek | PA | 3148 | CTG2 | 17.3 | Natural Gas Fired Combustion Turbine | NG | GT
Natural Gas Fired Combustion Turbine.NG | natural gas peaker | TRUE | 2023 | 6 | 15276 | TalenEnergy Martins Creek LLC | IPP | TalenEnergy Martins Creek | PA | 3148 | CTG4 | 17.2 | Natural Gas Fired Combustion Turbine | NG | GT
Petroleum Liquids.DFO | petroleum | FALSE | 2023 | 7 | 59484 | Framingham State University | Commercial | Framingham State University Plant | MA | 59717 | TOW1 | 0.2 | Petroleum Liquids | DFO | IC
Conventional Hydroelectric.WAT | hydro | FALSE | 2023 | 8 | 7080 | Aclara Meters LLC | Industrial | General Electric Great Falls Upper Hydro | NH | 10059 | 1575 | 1.6 | Conventional Hydroelectric | WAT | HY
Conventional Hydroelectric.WAT | hydro | FALSE | 2023 | 8 | 7080 | Aclara Meters LLC | Industrial | General Electric Great Falls Upper Hydro | NH | 10059 | 500 | 0.5 | Conventional Hydroelectric | WAT | HY
Landfill Gas.LFG | natural gas peaker | TRUE | 2023 | 9 | 17283 | Seneca Energy II | IPP | Seneca Energy | NY | 54782 | GE10 | 0.8 | Landfill Gas | LFG | IC
Landfill Gas.LFG | natural gas peaker | TRUE | 2023 | 9 | 17283 | Seneca Energy II | IPP | Seneca Energy | NY | 54782 | GE11 | 0.8 | Landfill Gas | LFG | IC
Landfill Gas.LFG | natural gas peaker | TRUE | 2023 | 9 | 17283 | Seneca Energy II | IPP | Seneca Energy | NY | 54782 | GE12 | 0.8 | Landfill Gas | LFG | IC
Landfill Gas.LFG | natural gas peaker | TRUE | 2023 | 9 | 17283 | Seneca Energy II | IPP | Seneca Energy | NY | 54782 | GE13 | 0.8 | Landfill Gas | LFG | IC
Landfill Gas.LFG | natural gas peaker | TRUE | 2023 | 9 | 17283 | Seneca Energy II | IPP | Seneca Energy | NY | 54782 | GE14 | 0.8 | Landfill Gas | LFG | IC
Landfill Gas.LFG | natural gas peaker | TRUE | 2023 | 9 | 17283 | Seneca Energy II | IPP | Seneca Energy | NY | 54782 | GEN5 | 0.8 | Landfill Gas | LFG | IC
Landfill Gas.LFG | natural gas peaker | TRUE | 2023 | 9 | 17283 | Seneca Energy II | IPP | Seneca Energy | NY | 54782 | GEN6 | 0.8 | Landfill Gas | LFG | IC
Landfill Gas.LFG | natural gas peaker | TRUE | 2023 | 9 | 17283 | Seneca Energy II | IPP | Seneca Energy | NY | 54782 | GEN7 | 0.8 | Landfill Gas | LFG | IC
Landfill Gas.LFG | natural gas peaker | TRUE | 2023 | 9 | 17283 | Seneca Energy II | IPP | Seneca Energy | NY | 54782 | GEN8 | 0.8 | Landfill Gas | LFG | IC
Landfill Gas.LFG | natural gas peaker | TRUE | 2023 | 9 | 17283 | Seneca Energy II | IPP | Seneca Energy | NY | 54782 | GEN9 | 0.8 | Landfill Gas | LFG | IC
Conventional Steam Coal.BIT | hard coal | TRUE | 2023 | 10 | 17633 | Southern Indiana Gas & Elec Co | Electric Utility | A B Brown | IN | 6137 | 1 | 245 | Conventional Steam Coal | BIT | ST
Conventional Steam Coal.BIT | hard coal | TRUE | 2023 | 10 | 17633 | Southern Indiana Gas & Elec Co | Electric Utility | A B Brown | IN | 6137 | 2 | 240 | Conventional Steam Coal | BIT | ST
Wood/Wood Waste Biomass.WDS | biomass | FALSE | 2023 | 10 | 56785 | The Westervelt Co | Industrial | Westervelt Moundville Cogen | AL | 57467 | TG1 | 8.2 | Wood/Wood Waste Biomass | WDS | ST
Natural Gas Steam Turbine.NG | natural gas steam turbine | TRUE | 2023 | 12 | 22148 | AES Alamitos LLC | IPP | AES Alamitos LLC | CA | 315 | 3 | 332 | Natural Gas Steam Turbine | NG | ST
Natural Gas Steam Turbine.NG | natural gas steam turbine | TRUE | 2023 | 12 | 22148 | AES Alamitos LLC | IPP | AES Alamitos LLC | CA | 315 | 4 | 335 | Natural Gas Steam Turbine | NG | ST
Natural Gas Steam Turbine.NG | natural gas steam turbine | TRUE | 2023 | 12 | 22148 | AES Alamitos LLC | IPP | AES Alamitos LLC | CA | 315 | 5 | 485 | Natural Gas Steam Turbine | NG | ST
Natural Gas Steam Turbine.NG | natural gas steam turbine | TRUE | 2023 | 12 | 23693 | AES Huntington Beach LLC | IPP | AES Huntington Beach LLC | CA | 335 | 2 | 225.8 | Natural Gas Steam Turbine | NG | ST
Natural Gas Steam Turbine.NG | natural gas steam turbine | TRUE | 2023 | 12 | 22484 | AES Redondo Beach LLC | IPP | AES Redondo Beach LLC | CA | 356 | 5 | 175 | Natural Gas Steam Turbine | NG | ST
Natural Gas Steam Turbine.NG | natural gas steam turbine | TRUE | 2023 | 12 | 22484 | AES Redondo Beach LLC | IPP | AES Redondo Beach LLC | CA | 356 | 6 | 175 | Natural Gas Steam Turbine | NG | ST
Natural Gas Steam Turbine.NG | natural gas steam turbine | TRUE | 2023 | 12 | 22484 | AES Redondo Beach LLC | IPP | AES Redondo Beach LLC | CA | 356 | 8 | 480 | Natural Gas Steam Turbine | NG | ST
Natural Gas Fired Combustion Turbine.NG | natural gas peaker | FALSE | 2023 | 12 | 1058 | B Braun Medical Inc | Industrial | B Braun Medical | CA | 50200 | GEN1 | 2.7 | Natural Gas Fired Combustion Turbine | NG | GT
Natural Gas Fired Combustion Turbine.NG | natural gas peaker | FALSE | 2023 | 12 | 1058 | B Braun Medical Inc | Industrial | B Braun Medical | CA | 50200 | GEN2 | 3 | Natural Gas Fired Combustion Turbine | NG | GT
Conventional Steam Coal.BIT | hard coal | TRUE | 2023 | 12 | 17828 | City of Springfield - (IL) | Electric Utility | Dallman | IL | 963 | 3 | 159 | Conventional Steam Coal | BIT | ST
Conventional Steam Coal.BIT | hard coal | TRUE | 2023 | 12 | 5416 | Duke Energy Carolinas, LLC | Electric Utility | G G Allen | NC | 2718 | 1 | 162 | Conventional Steam Coal | BIT | ST
Conventional Steam Coal.BIT | hard coal | TRUE | 2023 | 12 | 5416 | Duke Energy Carolinas, LLC | Electric Utility | G G Allen | NC | 2718 | 5 | 259 | Conventional Steam Coal | BIT | ST
Natural Gas Steam Turbine.NG | natural gas steam turbine | TRUE | 2023 | 12 | 5701 | El Paso Electric Co | Electric Utility | Rio Grande | NM | 2444 | 7 | 46 | Natural Gas Steam Turbine | NG | ST
Natural Gas Steam Turbine.NG | natural gas steam turbine | TRUE | 2023 | 12 | 12686 | Mississippi Power Co | Electric Utility | Jack Watson | MS | 2049 | 4 | 236 | Natural Gas Steam Turbine | NG | ST
Conventional Steam Coal.SUB | hard coal | TRUE | 2023 | 12 | 13781 | Northern States Power Co - Minnesota | Electric Utility | Sherburne County | MN | 6090 | 2 | 682 | Conventional Steam Coal | SUB | ST
Natural Gas Fired Combustion Turbine.NG | natural gas peaker | TRUE | 2023 | 12 | 18642 | Tennessee Valley Authority | Electric Utility | Allen | TN | 3393 | G10 | 15.1 | Natural Gas Fired Combustion Turbine | NG | GT
Natural Gas Fired Combustion Turbine.NG | natural gas peaker | TRUE | 2023 | 12 | 18642 | Tennessee Valley Authority | Electric Utility | Allen | TN | 3393 | G11 | 15.1 | Natural Gas Fired Combustion Turbine | NG | GT
Natural Gas Fired Combustion Turbine.NG | natural gas peaker | TRUE | 2023 | 12 | 18642 | Tennessee Valley Authority | Electric Utility | Allen | TN | 3393 | G12 | 15.1 | Natural Gas Fired Combustion Turbine | NG | GT
Natural Gas Fired Combustion Turbine.NG | natural gas peaker | TRUE | 2023 | 12 | 18642 | Tennessee Valley Authority | Electric Utility | Allen | TN | 3393 | G13 | 15.1 | Natural Gas Fired Combustion Turbine | NG | GT
Natural Gas Fired Combustion Turbine.NG | natural gas peaker | TRUE | 2023 | 12 | 18642 | Tennessee Valley Authority | Electric Utility | Allen | TN | 3393 | G14 | 15.1 | Natural Gas Fired Combustion Turbine | NG | GT
Natural Gas Fired Combustion Turbine.NG | natural gas peaker | TRUE | 2023 | 12 | 18642 | Tennessee Valley Authority | Electric Utility | Allen | TN | 3393 | G15 | 15.1 | Natural Gas Fired Combustion Turbine | NG | GT
Natural Gas Fired Combustion Turbine.NG | natural gas peaker | TRUE | 2023 | 12 | 18642 | Tennessee Valley Authority | Electric Utility | Allen | TN | 3393 | G16 | 15.1 | Natural Gas Fired Combustion Turbine | NG | GT
Natural Gas Fired Combustion Turbine.NG | natural gas peaker | TRUE | 2023 | 12 | 18642 | Tennessee Valley Authority | Electric Utility | Allen | TN | 3393 | G17 | 46.4 | Natural Gas Fired Combustion Turbine | NG | GT
Natural Gas Fired Combustion Turbine.NG | natural gas peaker | TRUE | 2023 | 12 | 18642 | Tennessee Valley Authority | Electric Utility | Allen | TN | 3393 | G18 | 46.4 | Natural Gas Fired Combustion Turbine | NG | GT
Natural Gas Fired Combustion Turbine.NG | natural gas peaker | TRUE | 2023 | 12 | 18642 | Tennessee Valley Authority | Electric Utility | Allen | TN | 3393 | G19 | 46.4 | Natural Gas Fired Combustion Turbine | NG | GT
Natural Gas Fired Combustion Turbine.NG | natural gas peaker | TRUE | 2023 | 12 | 18642 | Tennessee Valley Authority | Electric Utility | Allen | TN | 3393 | G20 | 46.4 | Natural Gas Fired Combustion Turbine | NG | GT
Natural Gas Fired Combustion Turbine.NG | natural gas peaker | TRUE | 2023 | 12 | 18642 | Tennessee Valley Authority | Electric Utility | Allen | TN | 3393 | GT1 | 15.1 | Natural Gas Fired Combustion Turbine | NG | GT
Natural Gas Fired Combustion Turbine.NG | natural gas peaker | TRUE | 2023 | 12 | 18642 | Tennessee Valley Authority | Electric Utility | Allen | TN | 3393 | GT2 | 15.1 | Natural Gas Fired Combustion Turbine | NG | GT
Natural Gas Fired Combustion Turbine.NG | natural gas peaker | TRUE | 2023 | 12 | 18642 | Tennessee Valley Authority | Electric Utility | Allen | TN | 3393 | GT3 | 15.1 | Natural Gas Fired Combustion Turbine | NG | GT
Natural Gas Fired Combustion Turbine.NG | natural gas peaker | TRUE | 2023 | 12 | 18642 | Tennessee Valley Authority | Electric Utility | Allen | TN | 3393 | GT4 | 15.1 | Natural Gas Fired Combustion Turbine | NG | GT
Natural Gas Fired Combustion Turbine.NG | natural gas peaker | TRUE | 2023 | 12 | 18642 | Tennessee Valley Authority | Electric Utility | Allen | TN | 3393 | GT5 | 15.1 | Natural Gas Fired Combustion Turbine | NG | GT
Natural Gas Fired Combustion Turbine.NG | natural gas peaker | TRUE | 2023 | 12 | 18642 | Tennessee Valley Authority | Electric Utility | Allen | TN | 3393 | GT6 | 15.1 | Natural Gas Fired Combustion Turbine | NG | GT
Natural Gas Fired Combustion Turbine.NG | natural gas peaker | TRUE | 2023 | 12 | 18642 | Tennessee Valley Authority | Electric Utility | Allen | TN | 3393 | GT7 | 15.1 | Natural Gas Fired Combustion Turbine | NG | GT
Natural Gas Fired Combustion Turbine.NG | natural gas peaker | TRUE | 2023 | 12 | 18642 | Tennessee Valley Authority | Electric Utility | Allen | TN | 3393 | GT8 | 15.1 | Natural Gas Fired Combustion Turbine | NG | GT
Natural Gas Fired Combustion Turbine.NG | natural gas peaker | TRUE | 2023 | 12 | 18642 | Tennessee Valley Authority | Electric Utility | Allen | TN | 3393 | GT9 | 15.1 | Natural Gas Fired Combustion Turbine | NG | GT
Conventional Steam Coal.BIT | hard coal | TRUE | 2023 | 12 | 18642 | Tennessee Valley Authority | Electric Utility | Bull Run | TN | 3396 | 1 | 865 | Conventional Steam Coal | BIT | ST
Natural Gas Steam Turbine.NG | natural gas steam turbine | TRUE | 2024 | 1 | 63843 | Ormond Beach Power, LLC | IPP | Ormond Beach | CA | 350 | 1 | 741 | Natural Gas Steam Turbine | NG | ST
Natural Gas Steam Turbine.NG | natural gas steam turbine | TRUE | 2024 | 1 | 63843 | Ormond Beach Power, LLC | IPP | Ormond Beach | CA | 350 | 2 | 750 | Natural Gas Steam Turbine | NG | ST
Petroleum Coke.PC | petroleum | FALSE | 2024 | 3 | 4208 | Phillips 66 Company | Industrial | Phillips 66 Carbon Plant | CA | 50388 | GEN1 | 20 | Petroleum Coke | PC | ST
Conventional Steam Coal.BIT | hard coal | TRUE | 2024 | 3 | 14932 | US Operating Services Company | Electric CHP | Chambers Cogeneration LP | NJ | 10566 | GEN1 | 244 | Conventional Steam Coal | BIT | ST
Natural Gas Steam Turbine.NG | natural gas steam turbine | TRUE | 2024 | 5 | 55937 | Entergy Texas Inc. | Electric Utility | Sabine | TX | 3459 | 1 | 211.6 | Natural Gas Steam Turbine | NG | ST
Conventional Steam Coal.RC | hard coal | TRUE | 2024 | 5 | 20847 | Wisconsin Electric Power Co | Electric Utility | South Oak Creek | WI | 4041 | 5 | 242.2 | Conventional Steam Coal | RC | ST
Conventional Steam Coal.RC | hard coal | TRUE | 2024 | 5 | 20847 | Wisconsin Electric Power Co | Electric Utility | South Oak Creek | WI | 4041 | 6 | 253.8 | Conventional Steam Coal | RC | ST
Conventional Steam Coal.RC | hard coal | TRUE | 2024 | 5 | 20847 | Wisconsin Electric Power Co | Electric Utility | South Oak Creek | WI | 4041 | 7 | 306.5 | Conventional Steam Coal | RC | ST
Conventional Steam Coal.RC | hard coal | TRUE | 2024 | 5 | 20847 | Wisconsin Electric Power Co | Electric Utility | South Oak Creek | WI | 4041 | 8 | 309.5 | Conventional Steam Coal | RC | ST
Natural Gas Fired Combustion Turbine.NG | natural gas peaker | TRUE | 2024 | 5 | 20860 | Wisconsin Public Service Corp | Electric Utility | West Marinette | WI | 4076 | 31 | 38.1 | Natural Gas Fired Combustion Turbine | NG | GT
Natural Gas Fired Combustion Turbine.NG | natural gas peaker | TRUE | 2024 | 5 | 20860 | Wisconsin Public Service Corp | Electric Utility | West Marinette | WI | 4076 | 32 | 36.7 | Natural Gas Fired Combustion Turbine | NG | GT
Natural Gas Fired Combustion Turbine.NG | natural gas peaker | TRUE | 2024 | 6 | 56606 | Calpine New Jersey Generation LLC | IPP | Carlls Corner | NJ | 2379 | CA1 | 37.6 | Natural Gas Fired Combustion Turbine | NG | GT
Natural Gas Fired Combustion Turbine.NG | natural gas peaker | TRUE | 2024 | 6 | 56606 | Calpine New Jersey Generation LLC | IPP | Carlls Corner | NJ | 2379 | CA2 | 39.2 | Natural Gas Fired Combustion Turbine | NG | GT
Natural Gas Fired Combustion Turbine.NG | natural gas peaker | TRUE | 2024 | 6 | 56606 | Calpine New Jersey Generation LLC | IPP | Mickleton Station | NJ | 8008 | MICK | 63.7 | Natural Gas Fired Combustion Turbine | NG | GT
Natural Gas Fired Combined Cycle.NG | natural gas combined cycle | TRUE | 2024 | 6 | 49965 | Constellation Mystic Power LLC | IPP | Mystic Generating Station | MA | 1588 | GT81 | 228.8 | Natural Gas Fired Combined Cycle | NG | CT
Natural Gas Fired Combined Cycle.NG | natural gas combined cycle | TRUE | 2024 | 6 | 49965 | Constellation Mystic Power LLC | IPP | Mystic Generating Station | MA | 1588 | GT82 | 230 | Natural Gas Fired Combined Cycle | NG | CT
Natural Gas Fired Combined Cycle.NG | natural gas combined cycle | TRUE | 2024 | 6 | 49965 | Constellation Mystic Power LLC | IPP | Mystic Generating Station | MA | 1588 | GT93 | 229.9 | Natural Gas Fired Combined Cycle | NG | CT
Natural Gas Fired Combined Cycle.NG | natural gas combined cycle | TRUE | 2024 | 6 | 49965 | Constellation Mystic Power LLC | IPP | Mystic Generating Station | MA | 1588 | GT94 | 229.6 | Natural Gas Fired Combined Cycle | NG | CT
Natural Gas Fired Combined Cycle.NG | natural gas combined cycle | TRUE | 2024 | 6 | 49965 | Constellation Mystic Power LLC | IPP | Mystic Generating Station | MA | 1588 | ST85 | 244.6 | Natural Gas Fired Combined Cycle | NG | CA
Natural Gas Fired Combined Cycle.NG | natural gas combined cycle | TRUE | 2024 | 6 | 49965 | Constellation Mystic Power LLC | IPP | Mystic Generating Station | MA | 1588 | ST96 | 250.7 | Natural Gas Fired Combined Cycle | NG | CA
Natural Gas Steam Turbine.NG | natural gas steam turbine | TRUE | 2024 | 6 | 11241 | Entergy Louisiana LLC | Electric Utility | Waterford 1 & 2 | LA | 8056 | 2 | 422.4 | Natural Gas Steam Turbine | NG | ST
Conventional Hydroelectric.WAT | hydro | TRUE | 2024 | 6 | 13902 | NorthWestern Energy (MT Hydro) | Electric Utility | Hauser | MT | 2185 | HAU1 | 2.8 | Conventional Hydroelectric | WAT | HY
Natural Gas Fired Combustion Turbine.NG | natural gas peaker | TRUE | 2024 | 6 | 18642 | Tennessee Valley Authority | Electric Utility | Johnsonville | TN | 3406 | G10 | 47.1 | Natural Gas Fired Combustion Turbine | NG | GT
Natural Gas Fired Combustion Turbine.NG | natural gas peaker | TRUE | 2024 | 6 | 18642 | Tennessee Valley Authority | Electric Utility | Johnsonville | TN | 3406 | G11 | 47.1 | Natural Gas Fired Combustion Turbine | NG | GT
Natural Gas Fired Combustion Turbine.NG | natural gas peaker | TRUE | 2024 | 6 | 18642 | Tennessee Valley Authority | Electric Utility | Johnsonville | TN | 3406 | G12 | 47.1 | Natural Gas Fired Combustion Turbine | NG | GT
Natural Gas Fired Combustion Turbine.NG | natural gas peaker | TRUE | 2024 | 6 | 18642 | Tennessee Valley Authority | Electric Utility | Johnsonville | TN | 3406 | G13 | 47.1 | Natural Gas Fired Combustion Turbine | NG | GT
Natural Gas Fired Combustion Turbine.NG | natural gas peaker | TRUE | 2024 | 6 | 18642 | Tennessee Valley Authority | Electric Utility | Johnsonville | TN | 3406 | G14 | 47.1 | Natural Gas Fired Combustion Turbine | NG | GT
Natural Gas Fired Combustion Turbine.NG | natural gas peaker | TRUE | 2024 | 6 | 18642 | Tennessee Valley Authority | Electric Utility | Johnsonville | TN | 3406 | G15 | 47.1 | Natural Gas Fired Combustion Turbine | NG | GT
Natural Gas Fired Combustion Turbine.NG | natural gas peaker | TRUE | 2024 | 6 | 18642 | Tennessee Valley Authority | Electric Utility | Johnsonville | TN | 3406 | G16 | 47.1 | Natural Gas Fired Combustion Turbine | NG | GT
Natural Gas Fired Combustion Turbine.NG | natural gas peaker | TRUE | 2024 | 6 | 18642 | Tennessee Valley Authority | Electric Utility | Johnsonville | TN | 3406 | GT1 | 47.1 | Natural Gas Fired Combustion Turbine | NG | GT
Natural Gas Fired Combustion Turbine.NG | natural gas peaker | TRUE | 2024 | 6 | 18642 | Tennessee Valley Authority | Electric Utility | Johnsonville | TN | 3406 | GT2 | 47.1 | Natural Gas Fired Combustion Turbine | NG | GT
Natural Gas Fired Combustion Turbine.NG | natural gas peaker | TRUE | 2024 | 6 | 18642 | Tennessee Valley Authority | Electric Utility | Johnsonville | TN | 3406 | GT3 | 47.1 | Natural Gas Fired Combustion Turbine | NG | GT
Natural Gas Fired Combustion Turbine.NG | natural gas peaker | TRUE | 2024 | 6 | 18642 | Tennessee Valley Authority | Electric Utility | Johnsonville | TN | 3406 | GT4 | 47.1 | Natural Gas Fired Combustion Turbine | NG | GT
Natural Gas Fired Combustion Turbine.NG | natural gas peaker | TRUE | 2024 | 6 | 18642 | Tennessee Valley Authority | Electric Utility | Johnsonville | TN | 3406 | GT5 | 47.1 | Natural Gas Fired Combustion Turbine | NG | GT
Natural Gas Fired Combustion Turbine.NG | natural gas peaker | TRUE | 2024 | 6 | 18642 | Tennessee Valley Authority | Electric Utility | Johnsonville | TN | 3406 | GT6 | 47.1 | Natural Gas Fired Combustion Turbine | NG | GT
Natural Gas Fired Combustion Turbine.NG | natural gas peaker | TRUE | 2024 | 6 | 18642 | Tennessee Valley Authority | Electric Utility | Johnsonville | TN | 3406 | GT7 | 47.1 | Natural Gas Fired Combustion Turbine | NG | GT
Natural Gas Fired Combustion Turbine.NG | natural gas peaker | TRUE | 2024 | 6 | 18642 | Tennessee Valley Authority | Electric Utility | Johnsonville | TN | 3406 | GT8 | 47.1 | Natural Gas Fired Combustion Turbine | NG | GT
Natural Gas Fired Combustion Turbine.NG | natural gas peaker | TRUE | 2024 | 6 | 18642 | Tennessee Valley Authority | Electric Utility | Johnsonville | TN | 3406 | GT9 | 47.1 | Natural Gas Fired Combustion Turbine | NG | GT
Natural Gas Fired Combustion Turbine.NG | natural gas peaker | TRUE | 2024 | 9 | 17539 | Dominion Energy South Carolina, Inc | Electric Utility | Coit GT | SC | 3281 | 1 | 14 | Natural Gas Fired Combustion Turbine | NG | GT
Natural Gas Fired Combustion Turbine.NG | natural gas peaker | TRUE | 2024 | 9 | 17539 | Dominion Energy South Carolina, Inc | Electric Utility | Coit GT | SC | 3281 | 2 | 12 | Natural Gas Fired Combustion Turbine | NG | GT
Natural Gas Fired Combined Cycle.NG | natural gas combined cycle | TRUE | 2024 | 10 | 13399 | Nevada Cogeneration Assoc # 1 | Electric CHP | Nevada Cogen Assoc#1 GarnetVly | NV | 54350 | GTA | 20.5 | Natural Gas Fired Combined Cycle | NG | CT
Natural Gas Fired Combined Cycle.NG | natural gas combined cycle | TRUE | 2024 | 10 | 13399 | Nevada Cogeneration Assoc # 1 | Electric CHP | Nevada Cogen Assoc#1 GarnetVly | NV | 54350 | GTB | 20.5 | Natural Gas Fired Combined Cycle | NG | CT
Natural Gas Fired Combined Cycle.NG | natural gas combined cycle | TRUE | 2024 | 10 | 13399 | Nevada Cogeneration Assoc # 1 | Electric CHP | Nevada Cogen Assoc#1 GarnetVly | NV | 54350 | GTC | 20.5 | Natural Gas Fired Combined Cycle | NG | CT
Natural Gas Fired Combined Cycle.NG | natural gas combined cycle | TRUE | 2024 | 10 | 13399 | Nevada Cogeneration Assoc # 1 | Electric CHP | Nevada Cogen Assoc#1 GarnetVly | NV | 54350 | STM | 24 | Natural Gas Fired Combined Cycle | NG | CA
Nuclear.NUC | nuclear | TRUE | 2024 | 11 | 14328 | Pacific Gas & Electric Co. | Electric Utility | Diablo Canyon | CA | 6099 | 1 | 1122 | Nuclear | NUC | ST
Petroleum Liquids.DFO | petroleum | FALSE | 2024 | 11 | 60538 | Vitro Architectural Glass | Industrial | Works 4 | TX | 54364 | L2G | 2 | Petroleum Liquids | DFO | IC
Natural Gas Steam Turbine.NG | natural gas steam turbine | TRUE | 2024 | 12 | 16604 | City of San Antonio - (TX) | Electric Utility | V H Braunig | TX | 3612 | 1 | 217 | Natural Gas Steam Turbine | NG | ST
Natural Gas Steam Turbine.NG | natural gas steam turbine | TRUE | 2024 | 12 | 16604 | City of San Antonio - (TX) | Electric Utility | V H Braunig | TX | 3612 | 2 | 230 | Natural Gas Steam Turbine | NG | ST
Natural Gas Steam Turbine.NG | natural gas steam turbine | TRUE | 2024 | 12 | 16604 | City of San Antonio - (TX) | Electric Utility | V H Braunig | TX | 3612 | 3 | 412 | Natural Gas Steam Turbine | NG | ST
Natural Gas Steam Turbine.NG | natural gas steam turbine | TRUE | 2024 | 12 | 5701 | El Paso Electric Co | Electric Utility | Newman | TX | 3456 | 1 | 76 | Natural Gas Steam Turbine | NG | ST
Natural Gas Steam Turbine.NG | natural gas steam turbine | TRUE | 2024 | 12 | 5701 | El Paso Electric Co | Electric Utility | Newman | TX | 3456 | 2 | 76 | Natural Gas Steam Turbine | NG | ST
Natural Gas Steam Turbine.NG | natural gas steam turbine | TRUE | 2024 | 12 | 5701 | El Paso Electric Co | Electric Utility | Rio Grande | NM | 2444 | 6 | 45 | Natural Gas Steam Turbine | NG | ST
Natural Gas Steam Turbine.NG | natural gas steam turbine | TRUE | 2024 | 12 | 56211 | Evergy Missouri West | Electric Utility | Lake Road (MO) | MO | 2098 | 4 | 94.6 | Natural Gas Steam Turbine | NG | ST
Natural Gas Steam Turbine.NG | natural gas steam turbine | TRUE | 2024 | 12 | 11208 | Los Angeles Department of Water & Power | Electric Utility | Scattergood | CA | 404 | 1 | 105 | Natural Gas Steam Turbine | NG | ST
Natural Gas Steam Turbine.NG | natural gas steam turbine | TRUE | 2024 | 12 | 11208 | Los Angeles Department of Water & Power | Electric Utility | Scattergood | CA | 404 | 2 | 156.3 | Natural Gas Steam Turbine | NG | ST
Conventional Hydroelectric.WAT | hydro | TRUE | 2024 | 12 | 13781 | Northern States Power Co - Minnesota | Electric Utility | Apple River | WI | 6231 | 1 | 0.4 | Conventional Hydroelectric | WAT | HY
Conventional Hydroelectric.WAT | hydro | TRUE | 2024 | 12 | 13781 | Northern States Power Co - Minnesota | Electric Utility | Apple River | WI | 6231 | 3 | 0.5 | Conventional Hydroelectric | WAT | HY
Conventional Hydroelectric.WAT | hydro | TRUE | 2024 | 12 | 13781 | Northern States Power Co - Minnesota | Electric Utility | Apple River | WI | 6231 | 4 | 0.5 | Conventional Hydroelectric | WAT | HY
Conventional Hydroelectric.WAT | hydro | TRUE | 2024 | 12 | 14328 | Pacific Gas & Electric Co. | Electric Utility | Cow Creek | CA | 229 | 1 | 0.9 | Conventional Hydroelectric | WAT | HY
Conventional Hydroelectric.WAT | hydro | TRUE | 2024 | 12 | 14328 | Pacific Gas & Electric Co. | Electric Utility | Cow Creek | CA | 229 | 2 | 0.9 | Conventional Hydroelectric | WAT | HY
Conventional Hydroelectric.WAT | hydro | TRUE | 2024 | 12 | 14328 | Pacific Gas & Electric Co. | Electric Utility | Kilarc | CA | 253 | 1 | 1.6 | Conventional Hydroelectric | WAT | HY
Natural Gas Steam Turbine.NG | natural gas steam turbine | TRUE | 2025 | 1 | 17568 | Cooperative Energy | Electric Utility | Moselle | MS | 2070 | 3 | 59 | Natural Gas Steam Turbine | NG | ST
Natural Gas Internal Combustion Engine.NG | natural gas peaker | FALSE | 2025 | 1 | 14173 | Oroville Cogeneration LP | Industrial | Oroville Cogeneration LP | CA | 54477 | GEN1 | 1.1 | Natural Gas Internal Combustion Engine | NG | IC
Natural Gas Internal Combustion Engine.NG | natural gas peaker | FALSE | 2025 | 1 | 14173 | Oroville Cogeneration LP | Industrial | Oroville Cogeneration LP | CA | 54477 | GEN2 | 1.1 | Natural Gas Internal Combustion Engine | NG | IC
Natural Gas Internal Combustion Engine.NG | natural gas peaker | FALSE | 2025 | 1 | 14173 | Oroville Cogeneration LP | Industrial | Oroville Cogeneration LP | CA | 54477 | GEN3 | 1.1 | Natural Gas Internal Combustion Engine | NG | IC
Natural Gas Internal Combustion Engine.NG | natural gas peaker | FALSE | 2025 | 1 | 14173 | Oroville Cogeneration LP | Industrial | Oroville Cogeneration LP | CA | 54477 | GEN4 | 1.1 | Natural Gas Internal Combustion Engine | NG | IC
Natural Gas Internal Combustion Engine.NG | natural gas peaker | FALSE | 2025 | 1 | 14173 | Oroville Cogeneration LP | Industrial | Oroville Cogeneration LP | CA | 54477 | GEN5 | 1.1 | Natural Gas Internal Combustion Engine | NG | IC
Natural Gas Internal Combustion Engine.NG | natural gas peaker | FALSE | 2025 | 1 | 14173 | Oroville Cogeneration LP | Industrial | Oroville Cogeneration LP | CA | 54477 | GEN6 | 1.1 | Natural Gas Internal Combustion Engine | NG | IC
Natural Gas Internal Combustion Engine.NG | natural gas peaker | FALSE | 2025 | 1 | 14173 | Oroville Cogeneration LP | Industrial | Oroville Cogeneration LP | CA | 54477 | GEN7 | 1.1 | Natural Gas Internal Combustion Engine | NG | IC
Natural Gas Fired Combustion Turbine.NG | natural gas peaker | TRUE | 2025 | 1 | 15474 | Public Service Co of Oklahoma | Electric Utility | Weleetka | OK | 2966 | 4 | 55 | Natural Gas Fired Combustion Turbine | NG | GT
Natural Gas Fired Combustion Turbine.NG | natural gas peaker | TRUE | 2025 | 1 | 15474 | Public Service Co of Oklahoma | Electric Utility | Weleetka | OK | 2966 | 5 | 53 | Natural Gas Fired Combustion Turbine | NG | GT
Natural Gas Fired Combustion Turbine.NG | natural gas peaker | TRUE | 2025 | 4 | 4226 | Consolidated Edison Co-NY Inc | Electric Utility | 59th Street | NY | 2503 | GT1 | 13.1 | Natural Gas Fired Combustion Turbine | NG | GT
Natural Gas Fired Combustion Turbine.NG | natural gas peaker | TRUE | 2025 | 4 | 6452 | Florida Power & Light Co | Electric Utility | Pea Ridge | FL | 7715 | 1 | 4 | Natural Gas Fired Combustion Turbine | NG | GT
Natural Gas Fired Combustion Turbine.NG | natural gas peaker | TRUE | 2025 | 4 | 6452 | Florida Power & Light Co | Electric Utility | Pea Ridge | FL | 7715 | 2 | 4 | Natural Gas Fired Combustion Turbine | NG | GT
Natural Gas Fired Combustion Turbine.NG | natural gas peaker | TRUE | 2025 | 4 | 6452 | Florida Power & Light Co | Electric Utility | Pea Ridge | FL | 7715 | 3 | 4 | Natural Gas Fired Combustion Turbine | NG | GT
Other Waste Biomass.OBG | biomass | FALSE | 2025 | 5 | 58435 | Collinwood BioEnergy | Industrial | Collinwood BioEnergy Facility | OH | 58439 | CBE01 | 1 | Other Waste Biomass | OBG | IC
Conventional Steam Coal.SUB | hard coal | TRUE | 2025 | 5 | 4254 | Consumers Energy Co | Electric Utility | J H Campbell | MI | 1710 | 1 | 260 | Conventional Steam Coal | SUB | ST
Conventional Steam Coal.SUB | hard coal | TRUE | 2025 | 5 | 4254 | Consumers Energy Co | Electric Utility | J H Campbell | MI | 1710 | 2 | 355.5 | Conventional Steam Coal | SUB | ST
Conventional Steam Coal.SUB | hard coal | TRUE | 2025 | 5 | 4254 | Consumers Energy Co | Electric Utility | J H Campbell | MI | 1710 | 3 | 784.6 | Conventional Steam Coal | SUB | ST
Onshore Wind Turbine.WND | onshore wind | TRUE | 2025 | 5 | 10451 | Kotzebue Electric Assn Inc | Electric Utility | Kotzebue Hybrid | AK | 6304 | 11wt | 0.1 | Onshore Wind Turbine | WND | WT
Onshore Wind Turbine.WND | onshore wind | TRUE | 2025 | 5 | 10451 | Kotzebue Electric Assn Inc | Electric Utility | Kotzebue Hybrid | AK | 6304 | 13WT | 0.1 | Onshore Wind Turbine | WND | WT
Onshore Wind Turbine.WND | onshore wind | TRUE | 2025 | 5 | 10451 | Kotzebue Electric Assn Inc | Electric Utility | Kotzebue Hybrid | AK | 6304 | 14wt | 0.1 | Onshore Wind Turbine | WND | WT
Onshore Wind Turbine.WND | onshore wind | TRUE | 2025 | 5 | 10451 | Kotzebue Electric Assn Inc | Electric Utility | Kotzebue Hybrid | AK | 6304 | 15WT | 0.1 | Onshore Wind Turbine | WND | WT
Onshore Wind Turbine.WND | onshore wind | TRUE | 2025 | 5 | 10451 | Kotzebue Electric Assn Inc | Electric Utility | Kotzebue Hybrid | AK | 6304 | 16WT | 0.1 | Onshore Wind Turbine | WND | WT
Onshore Wind Turbine.WND | onshore wind | TRUE | 2025 | 5 | 10451 | Kotzebue Electric Assn Inc | Electric Utility | Kotzebue Hybrid | AK | 6304 | 17WT | 0.1 | Onshore Wind Turbine | WND | WT
Onshore Wind Turbine.WND | onshore wind | TRUE | 2025 | 5 | 10451 | Kotzebue Electric Assn Inc | Electric Utility | Kotzebue Hybrid | AK | 6304 | 1WT | 0.6 | Onshore Wind Turbine | WND | WT
Onshore Wind Turbine.WND | onshore wind | TRUE | 2025 | 5 | 10451 | Kotzebue Electric Assn Inc | Electric Utility | Kotzebue Hybrid | AK | 6304 | 2WT | 0.1 | Onshore Wind Turbine | WND | WT
Onshore Wind Turbine.WND | onshore wind | TRUE | 2025 | 5 | 10451 | Kotzebue Electric Assn Inc | Electric Utility | Kotzebue Hybrid | AK | 6304 | 3WT | 0.2 | Onshore Wind Turbine | WND | WT
Natural Gas Steam Turbine.NG | natural gas steam turbine | TRUE | 2025 | 6 | 814 | Entergy Arkansas LLC | Electric Utility | Lake Catherine | AR | 170 | 4 | 522 | Natural Gas Steam Turbine | NG | ST
Conventional Steam Coal.BIT | hard coal | TRUE | 2025 | 6 | 18414 | TES Filer City Station LP | Electric CHP | TES Filer City Station | MI | 50835 | GEN1 | 60 | Conventional Steam Coal | BIT | ST
Conventional Steam Coal.SUB | hard coal | TRUE | 2025 | 6 | 20856 | Wisconsin Power & Light Co | Electric Utility | Edgewater | WI | 4050 | 5 | 409.1 | Conventional Steam Coal | SUB | ST
Conventional Steam Coal.BIT | hard coal | TRUE | 2025 | 7 | 11208 | Los Angeles Department of Water & Power | Electric Utility | Intermountain Power Project | UT | 6481 | 1 | 900 | Conventional Steam Coal | BIT | ST
Conventional Steam Coal.BIT | hard coal | TRUE | 2025 | 7 | 11208 | Los Angeles Department of Water & Power | Electric Utility | Intermountain Power Project | UT | 6481 | 2 | 900 | Conventional Steam Coal | BIT | ST
Conventional Hydroelectric.WAT | hydro | TRUE | 2025 | 7 | 13781 | Northern States Power Co - Minnesota | Electric Utility | White River (WI) | WI | 3989 | 1 | 0.2 | Conventional Hydroelectric | WAT | HY
Conventional Hydroelectric.WAT | hydro | TRUE | 2025 | 7 | 13781 | Northern States Power Co - Minnesota | Electric Utility | White River (WI) | WI | 3989 | 2 | 0.2 | Conventional Hydroelectric | WAT | HY
Other Waste Biomass.OBG | biomass | FALSE | 2025 | 8 | 13157 | City of Omaha | Commercial | Papillion Creek Wastewater | NE | 55027 | 951 | 0.5 | Other Waste Biomass | OBG | IC
Other Waste Biomass.OBG | biomass | FALSE | 2025 | 8 | 13157 | City of Omaha | Commercial | Papillion Creek Wastewater | NE | 55027 | 952 | 0.5 | Other Waste Biomass | OBG | IC
Other Waste Biomass.OBG | biomass | FALSE | 2025 | 8 | 13157 | City of Omaha | Commercial | Papillion Creek Wastewater | NE | 55027 | 953 | 0.5 | Other Waste Biomass | OBG | IC
Nuclear.NUC | nuclear | TRUE | 2025 | 8 | 14328 | Pacific Gas & Electric Co. | Electric Utility | Diablo Canyon | CA | 6099 | 2 | 1118 | Nuclear | NUC | ST
Conventional Hydroelectric.WAT | hydro | TRUE | 2025 | 11 | 13781 | Northern States Power Co - Minnesota | Electric Utility | Trego | WI | 4012 | 1 | 0.4 | Conventional Hydroelectric | WAT | HY
Conventional Hydroelectric.WAT | hydro | TRUE | 2025 | 11 | 13781 | Northern States Power Co - Minnesota | Electric Utility | Trego | WI | 4012 | 2 | 0.3 | Conventional Hydroelectric | WAT | HY
Natural Gas Fired Combined Cycle.NG | natural gas combined cycle | FALSE | 2025 | 12 | 65384 | Cartier Energy, LLC | Commercial | Hartford Hospital Cogeneration | CT | 52061 | GEN2 | 2.4 | Natural Gas Fired Combined Cycle | NG | CA
Natural Gas Fired Combined Cycle.NG | natural gas combined cycle | FALSE | 2025 | 12 | 65384 | Cartier Energy, LLC | Commercial | Hartford Hospital Cogeneration | CT | 52061 | GEN3 | 6.2 | Natural Gas Fired Combined Cycle | NG | CT
Conventional Steam Coal.RC | hard coal | TRUE | 2025 | 12 | 5517 | Dynegy Midwest Generation Inc | IPP | Baldwin Energy Complex | IL | 889 | 1 | 576 | Conventional Steam Coal | RC | ST
Conventional Steam Coal.RC | hard coal | TRUE | 2025 | 12 | 5517 | Dynegy Midwest Generation Inc | IPP | Baldwin Energy Complex | IL | 889 | 2 | 581 | Conventional Steam Coal | RC | ST
Conventional Steam Coal.BIT | hard coal | TRUE | 2025 | 12 | 13756 | Northern Indiana Pub Serv Co | Electric Utility | R M Schahfer | IN | 6085 | 17 | 361 | Conventional Steam Coal | BIT | ST
Conventional Steam Coal.BIT | hard coal | TRUE | 2025 | 12 | 13756 | Northern Indiana Pub Serv Co | Electric Utility | R M Schahfer | IN | 6085 | 18 | 361 | Conventional Steam Coal | BIT | ST
Natural Gas Fired Combustion Turbine.NG | natural gas peaker | TRUE | 2025 | 12 | 13781 | Northern States Power Co - Minnesota | Electric Utility | Angus Anson | SD | 7237 | 1 | 90 | Natural Gas Fired Combustion Turbine | NG | GT
Natural Gas Fired Combustion Turbine.NG | natural gas peaker | TRUE | 2025 | 12 | 13781 | Northern States Power Co - Minnesota | Electric Utility | Angus Anson | SD | 7237 | 2 | 90 | Natural Gas Fired Combustion Turbine | NG | GT
Petroleum Liquids.DFO | petroleum | TRUE | 2025 | 12 | 13781 | Northern States Power Co - Minnesota | Electric Utility | Blue Lake | MN | 8027 | 1 | 36 | Petroleum Liquids | DFO | GT
Petroleum Liquids.DFO | petroleum | TRUE | 2025 | 12 | 13781 | Northern States Power Co - Minnesota | Electric Utility | Blue Lake | MN | 8027 | 2 | 36 | Petroleum Liquids | DFO | GT
Petroleum Liquids.DFO | petroleum | TRUE | 2025 | 12 | 13781 | Northern States Power Co - Minnesota | Electric Utility | Blue Lake | MN | 8027 | 3 | 36 | Petroleum Liquids | DFO | GT
Petroleum Liquids.DFO | petroleum | TRUE | 2025 | 12 | 13781 | Northern States Power Co - Minnesota | Electric Utility | Blue Lake | MN | 8027 | 4 | 39 | Petroleum Liquids | DFO | GT
Conventional Steam Coal.SUB | hard coal | TRUE | 2025 | 12 | 13781 | Northern States Power Co - Minnesota | Electric Utility | Sherburne County | MN | 6090 | 1 | 680 | Conventional Steam Coal | SUB | ST
Natural Gas Fired Combustion Turbine.NG | natural gas peaker | TRUE | 2025 | 12 | 13781 | Northern States Power Co - Minnesota | Electric Utility | Wheaton | WI | 4014 | 1 | 44 | Natural Gas Fired Combustion Turbine | NG | GT
Natural Gas Fired Combustion Turbine.NG | natural gas peaker | TRUE | 2025 | 12 | 13781 | Northern States Power Co - Minnesota | Electric Utility | Wheaton | WI | 4014 | 2 | 51 | Natural Gas Fired Combustion Turbine | NG | GT
Natural Gas Fired Combustion Turbine.NG | natural gas peaker | TRUE | 2025 | 12 | 13781 | Northern States Power Co - Minnesota | Electric Utility | Wheaton | WI | 4014 | 3 | 44 | Natural Gas Fired Combustion Turbine | NG | GT
Natural Gas Fired Combustion Turbine.NG | natural gas peaker | TRUE | 2025 | 12 | 13781 | Northern States Power Co - Minnesota | Electric Utility | Wheaton | WI | 4014 | 4 | 47 | Natural Gas Fired Combustion Turbine | NG | GT
Petroleum Liquids.DFO | petroleum | TRUE | 2025 | 12 | 13781 | Northern States Power Co - Minnesota | Electric Utility | Wheaton | WI | 4014 | 6 | 48 | Petroleum Liquids | DFO | GT
Conventional Steam Coal.BIT | hard coal | TRUE | 2025 | 12 | 14610 | Orlando Utilities Comm | Electric Utility | Stanton Energy Center | FL | 564 | 1 | 453 | Conventional Steam Coal | BIT | ST
Conventional Steam Coal.SUB | hard coal | TRUE | 2025 | 12 | 14354 | PacifiCorp | Electric Utility | Naughton | WY | 4162 | 1 | 156 | Conventional Steam Coal | SUB | ST
Conventional Steam Coal.SUB | hard coal | TRUE | 2025 | 12 | 14354 | PacifiCorp | Electric Utility | Naughton | WY | 4162 | 2 | 201 | Conventional Steam Coal | SUB | ST
Conventional Steam Coal.SUB | hard coal | TRUE | 2025 | 12 | 15466 | Public Service Co of Colorado | Electric Utility | Comanche (CO) | CO | 470 | 2 | 335 | Conventional Steam Coal | SUB | ST
Conventional Steam Coal.BIT | hard coal | TRUE | 2025 | 12 | 17166 | Sierra Pacific Power Co | Electric Utility | North Valmy | NV | 8224 | 1 | 254 | Conventional Steam Coal | BIT | ST
Conventional Steam Coal.BIT | hard coal | TRUE | 2025 | 12 | 17166 | Sierra Pacific Power Co | Electric Utility | North Valmy | NV | 8224 | 2 | 268 | Conventional Steam Coal | BIT | ST
Conventional Steam Coal.BIT | hard coal | TRUE | 2025 | 12 | 17633 | Southern Indiana Gas & Elec Co | Electric Utility | F B Culley | IN | 1012 | 2 | 90 | Conventional Steam Coal | BIT | ST
Natural Gas Steam Turbine.NG | natural gas steam turbine | TRUE | 2025 | 12 | 17698 | Southwestern Electric Power Co | Electric Utility | Arsenal Hill | LA | 1416 | 5 | 110 | Natural Gas Steam Turbine | NG | ST
Natural Gas Steam Turbine.NG | natural gas steam turbine | TRUE | 2025 | 12 | 17718 | Southwestern Public Service Co | Electric Utility | Cunningham | NM | 2454 | 2 | 183 | Natural Gas Steam Turbine | NG | ST
Natural Gas Fired Combustion Turbine.NG | natural gas peaker | TRUE | 2025 | 12 | 17718 | Southwestern Public Service Co | Electric Utility | Maddox | NM | 2446 | 2 | 61 | Natural Gas Fired Combustion Turbine | NG | GT
Natural Gas Fired Combustion Turbine.NG | natural gas peaker | TRUE | 2025 | 12 | 17718 | Southwestern Public Service Co | Electric Utility | Maddox | NM | 2446 | 3 | 10 | Natural Gas Fired Combustion Turbine | NG | GT
Conventional Steam Coal.RC | hard coal | TRUE | 2025 | 12 | 19099 | TransAlta Centralia Gen LLC | IPP | Transalta Centralia Generation | WA | 3845 | 2 | 670 | Conventional Steam Coal | RC | ST
Conventional Steam Coal.SUB | hard coal | TRUE | 2025 | 12 | 30151 | Tri-State G & T Assn, Inc | Electric Utility | Craig (CO) | CO | 6021 | 1 | 427 | Conventional Steam Coal | SUB | ST
Natural Gas Steam Turbine.NG | natural gas steam turbine | TRUE | 2026 | 6 | 11241 | Entergy Louisiana LLC | Electric Utility | Little Gypsy | LA | 1402 | 2 | 412.5 | Natural Gas Steam Turbine | NG | ST
Natural Gas Steam Turbine.NG | natural gas steam turbine | TRUE | 2026 | 6 | 55937 | Entergy Texas Inc. | Electric Utility | Sabine | TX | 3459 | 3 | 367.9 | Natural Gas Steam Turbine | NG | ST
Natural Gas Steam Turbine.NG | natural gas steam turbine | TRUE | 2026 | 6 | 55937 | Entergy Texas Inc. | Electric Utility | Sabine | TX | 3459 | 4 | 495 | Natural Gas Steam Turbine | NG | ST
Natural Gas Fired Combustion Turbine.NG | natural gas peaker | TRUE | 2026 | 6 | 9417 | Interstate Power and Light Co | Electric Utility | Burlington (IA) | IA | 1104 | GT1 | 5.9 | Natural Gas Fired Combustion Turbine | NG | GT
Natural Gas Fired Combustion Turbine.NG | natural gas peaker | TRUE | 2026 | 6 | 9417 | Interstate Power and Light Co | Electric Utility | Burlington (IA) | IA | 1104 | GT2 | 12.6 | Natural Gas Fired Combustion Turbine | NG | GT
Natural Gas Fired Combustion Turbine.NG | natural gas peaker | TRUE | 2026 | 6 | 9417 | Interstate Power and Light Co | Electric Utility | Burlington (IA) | IA | 1104 | GT3 | 13.3 | Natural Gas Fired Combustion Turbine | NG | GT
Natural Gas Fired Combustion Turbine.NG | natural gas peaker | TRUE | 2026 | 6 | 9417 | Interstate Power and Light Co | Electric Utility | Burlington (IA) | IA | 1104 | GT4 | 5.8 | Natural Gas Fired Combustion Turbine | NG | GT
Conventional Hydroelectric.WAT | hydro | TRUE | 2026 | 6 | 13902 | NorthWestern Energy (MT Hydro) | Electric Utility | Hauser | MT | 2185 | HAU3 | 2.8 | Conventional Hydroelectric | WAT | HY
Conventional Steam Coal.RC | hard coal | TRUE | 2026 | 6 | 20856 | Wisconsin Power & Light Co | Electric Utility | Columbia (WI) | WI | 8023 | 1 | 579.3 | Conventional Steam Coal | RC | ST
Conventional Steam Coal.SUB | hard coal | TRUE | 2026 | 6 | 20856 | Wisconsin Power & Light Co | Electric Utility | Columbia (WI) | WI | 8023 | 2 | 568.8 | Conventional Steam Coal | SUB | ST
Petroleum Liquids.DFO | petroleum | TRUE | 2026 | 9 | 13948 | City of Oberlin - (KS) | Electric Utility | Oberlin (KS) | KS | 1312 | 1 | 0.9 | Petroleum Liquids | DFO | IC
Petroleum Liquids.DFO | petroleum | TRUE | 2026 | 9 | 13948 | City of Oberlin - (KS) | Electric Utility | Oberlin (KS) | KS | 1312 | 2 | 0.6 | Petroleum Liquids | DFO | IC
Petroleum Liquids.DFO | petroleum | TRUE | 2026 | 9 | 13948 | City of Oberlin - (KS) | Electric Utility | Oberlin (KS) | KS | 1312 | 4 | 1.2 | Petroleum Liquids | DFO | IC
Petroleum Liquids.DFO | petroleum | TRUE | 2026 | 9 | 13948 | City of Oberlin - (KS) | Electric Utility | Oberlin (KS) | KS | 1312 | 5 | 1.3 | Petroleum Liquids | DFO | IC
Petroleum Liquids.DFO | petroleum | TRUE | 2026 | 9 | 13948 | City of Oberlin - (KS) | Electric Utility | Oberlin (KS) | KS | 1312 | 6 | 1.2 | Petroleum Liquids | DFO | IC
Batteries.MWH | battery storage | TRUE | 2026 | 10 | 60094 | Clinton Battery Utility, LLC | IPP | Clinton Battery | OH | 60297 | 1 | 5 | Batteries | MWH | BA
Natural Gas Fired Combustion Turbine.NG | natural gas peaker | TRUE | 2026 | 10 | 6909 | Gainesville Regional Utilities | Electric Utility | Deerhaven Generating Station | FL | 663 | GT1 | 17.5 | Natural Gas Fired Combustion Turbine | NG | GT
Natural Gas Fired Combustion Turbine.NG | natural gas peaker | TRUE | 2026 | 10 | 6909 | Gainesville Regional Utilities | Electric Utility | Deerhaven Generating Station | FL | 663 | GT2 | 17.5 | Natural Gas Fired Combustion Turbine | NG | GT
Natural Gas Steam Turbine.NG | natural gas steam turbine | TRUE | 2026 | 10 | 21048 | Wyandotte Municipal Serv Comm | Electric Utility | Wyandotte | MI | 1866 | 4 | 10.5 | Natural Gas Steam Turbine | NG | ST
Natural Gas Steam Turbine.NG | natural gas steam turbine | TRUE | 2026 | 10 | 21048 | Wyandotte Municipal Serv Comm | Electric Utility | Wyandotte | MI | 1866 | 7 | 32 | Natural Gas Steam Turbine | NG | ST
Natural Gas Steam Turbine.NG | natural gas steam turbine | TRUE | 2026 | 12 | 16604 | City of San Antonio - (TX) | Electric Utility | O W Sommers | TX | 3611 | 1 | 420 | Natural Gas Steam Turbine | NG | ST
Natural Gas Fired Combined Cycle.NG | natural gas combined cycle | TRUE | 2026 | 12 | 5701 | El Paso Electric Co | Electric Utility | Newman | TX | 3456 | CT1 | 69 | Natural Gas Fired Combined Cycle | NG | CT
Natural Gas Fired Combined Cycle.NG | natural gas combined cycle | TRUE | 2026 | 12 | 5701 | El Paso Electric Co | Electric Utility | Newman | TX | 3456 | CT2 | 69 | Natural Gas Fired Combined Cycle | NG | CT
Conventional Steam Coal.BIT | hard coal | TRUE | 2026 | 12 | 9332 | Indian River Operations Inc | IPP | Indian River Generating Station | DE | 594 | 4 | 410 | Conventional Steam Coal | BIT | ST
Solar Photovoltaic.SUN | solar PV | TRUE | 2026 | 12 | 56997 | Marina Energy LLC | IPP | L'Oreal Piscataway | NJ | 57868 | UNIT1 | 0.8 | Solar Photovoltaic | SUN | PV
Natural Gas Steam Turbine.NG | natural gas steam turbine | TRUE | 2026 | 12 | 54888 | NRG Texas Power LLC | IPP | W A Parish | TX | 3470 | 1 | 169 | Natural Gas Steam Turbine | NG | ST
Natural Gas Steam Turbine.NG | natural gas steam turbine | TRUE | 2026 | 12 | 54888 | NRG Texas Power LLC | IPP | W A Parish | TX | 3470 | 2 | 169 | Natural Gas Steam Turbine | NG | ST
Natural Gas Steam Turbine.NG | natural gas steam turbine | TRUE | 2026 | 12 | 54888 | NRG Texas Power LLC | IPP | W A Parish | TX | 3470 | 3 | 273 | Natural Gas Steam Turbine | NG | ST
Natural Gas Steam Turbine.NG | natural gas steam turbine | TRUE | 2026 | 12 | 54888 | NRG Texas Power LLC | IPP | W A Parish | TX | 3470 | 4 | 552 | Natural Gas Steam Turbine | NG | ST
Natural Gas Fired Combustion Turbine.NG | natural gas peaker | TRUE | 2026 | 12 | 13781 | Northern States Power Co - Minnesota | Electric Utility | Inver Hills | MN | 1913 | 1 | 47 | Natural Gas Fired Combustion Turbine | NG | GT
Natural Gas Fired Combustion Turbine.NG | natural gas peaker | TRUE | 2026 | 12 | 13781 | Northern States Power Co - Minnesota | Electric Utility | Inver Hills | MN | 1913 | 2 | 47 | Natural Gas Fired Combustion Turbine | NG | GT
Natural Gas Fired Combustion Turbine.NG | natural gas peaker | TRUE | 2026 | 12 | 13781 | Northern States Power Co - Minnesota | Electric Utility | Inver Hills | MN | 1913 | 3 | 47 | Natural Gas Fired Combustion Turbine | NG | GT
Natural Gas Fired Combustion Turbine.NG | natural gas peaker | TRUE | 2026 | 12 | 13781 | Northern States Power Co - Minnesota | Electric Utility | Inver Hills | MN | 1913 | 4 | 47 | Natural Gas Fired Combustion Turbine | NG | GT
Natural Gas Fired Combustion Turbine.NG | natural gas peaker | TRUE | 2026 | 12 | 13781 | Northern States Power Co - Minnesota | Electric Utility | Inver Hills | MN | 1913 | 5 | 47 | Natural Gas Fired Combustion Turbine | NG | GT
Natural Gas Fired Combustion Turbine.NG | natural gas peaker | TRUE | 2026 | 12 | 13781 | Northern States Power Co - Minnesota | Electric Utility | Inver Hills | MN | 1913 | 6 | 47 | Natural Gas Fired Combustion Turbine | NG | GT
Petroleum Liquids.DFO | petroleum | TRUE | 2026 | 12 | 13781 | Northern States Power Co - Minnesota | Electric Utility | Inver Hills | MN | 1913 | 7 | 1.8 | Petroleum Liquids | DFO | GT
Petroleum Liquids.DFO | petroleum | TRUE | 2026 | 12 | 13781 | Northern States Power Co - Minnesota | Electric Utility | Inver Hills | MN | 1913 | 8 | 1.8 | Petroleum Liquids | DFO | GT
Natural Gas Steam Turbine.NG | natural gas steam turbine | TRUE | 2026 | 12 | 14127 | Omaha Public Power District | Electric Utility | North Omaha | NE | 2291 | 1 | 64.8 | Natural Gas Steam Turbine | NG | ST
Natural Gas Steam Turbine.NG | natural gas steam turbine | TRUE | 2026 | 12 | 14127 | Omaha Public Power District | Electric Utility | North Omaha | NE | 2291 | 2 | 90.8 | Natural Gas Steam Turbine | NG | ST
Natural Gas Steam Turbine.NG | natural gas steam turbine | TRUE | 2026 | 12 | 14127 | Omaha Public Power District | Electric Utility | North Omaha | NE | 2291 | 3 | 86 | Natural Gas Steam Turbine | NG | ST
Natural Gas Fired Combustion Turbine.NG | natural gas peaker | TRUE | 2026 | 12 | 15466 | Public Service Co of Colorado | Electric Utility | Alamosa | CO | 464 | CT1 | 13 | Natural Gas Fired Combustion Turbine | NG | GT
Natural Gas Fired Combustion Turbine.NG | natural gas peaker | TRUE | 2026 | 12 | 15466 | Public Service Co of Colorado | Electric Utility | Alamosa | CO | 464 | CT2 | 14 | Natural Gas Fired Combustion Turbine | NG | GT
Natural Gas Fired Combustion Turbine.NG | natural gas peaker | TRUE | 2026 | 12 | 15466 | Public Service Co of Colorado | Electric Utility | Fort Lupton | CO | 8067 | 1 | 44 | Natural Gas Fired Combustion Turbine | NG | GT
Natural Gas Fired Combustion Turbine.NG | natural gas peaker | TRUE | 2026 | 12 | 15466 | Public Service Co of Colorado | Electric Utility | Fort Lupton | CO | 8067 | 2 | 44 | Natural Gas Fired Combustion Turbine | NG | GT
Natural Gas Fired Combustion Turbine.NG | natural gas peaker | TRUE | 2026 | 12 | 15466 | Public Service Co of Colorado | Electric Utility | Fruita | CO | 471 | 1 | 14 | Natural Gas Fired Combustion Turbine | NG | GT
Natural Gas Fired Combustion Turbine.NG | natural gas peaker | TRUE | 2026 | 12 | 15466 | Public Service Co of Colorado | Electric Utility | Valmont | CO | 477 | 6 | 43 | Natural Gas Fired Combustion Turbine | NG | GT
Conventional Steam Coal.BIT | hard coal | TRUE | 2026 | 12 | 18642 | Tennessee Valley Authority | Electric Utility | Cumberland (TN) | TN | 3399 | 2 | 1231 | Conventional Steam Coal | BIT | ST
Conventional Steam Coal.SUB | hard coal | TRUE | 2026 | 12 | 18642 | Tennessee Valley Authority | Electric Utility | Kingston | TN | 3407 | 7 | 174 | Conventional Steam Coal | SUB | ST
Conventional Steam Coal.SUB | hard coal | TRUE | 2026 | 12 | 18642 | Tennessee Valley Authority | Electric Utility | Kingston | TN | 3407 | 8 | 174 | Conventional Steam Coal | SUB | ST
Conventional Steam Coal.SUB | hard coal | TRUE | 2026 | 12 | 18642 | Tennessee Valley Authority | Electric Utility | Kingston | TN | 3407 | 9 | 174 | Conventional Steam Coal | SUB | ST
Natural Gas Fired Combustion Turbine.NG | natural gas peaker | TRUE | 2027 | 1 | 63844 | Ellwood Power, LLC | IPP | Ellwood | CA | 8076 | 01 | 54 | Natural Gas Fired Combustion Turbine | NG | GT
Conventional Steam Coal.SUB | hard coal | TRUE | 2027 | 1 | 24211 | Tucson Electric Power Co | Electric Utility | Springerville | AZ | 8223 | 1 | 381 | Conventional Steam Coal | SUB | ST
Solar Photovoltaic.SUN | solar PV | TRUE | 2027 | 2 | 56997 | Marina Energy LLC | IPP | Heller Industrial Parks | NJ | 57869 | HH | 0.5 | Solar Photovoltaic | SUN | PV
Solar Photovoltaic.SUN | solar PV | TRUE | 2027 | 2 | 56997 | Marina Energy LLC | IPP | Heller Industrial Parks | NJ | 57869 | HII | 0.4 | Solar Photovoltaic | SUN | PV
Solar Photovoltaic.SUN | solar PV | TRUE | 2027 | 2 | 56997 | Marina Energy LLC | IPP | Heller Industrial Parks | NJ | 57869 | HJC | 0.2 | Solar Photovoltaic | SUN | PV
Solar Photovoltaic.SUN | solar PV | TRUE | 2027 | 2 | 56997 | Marina Energy LLC | IPP | Heller Industrial Parks | NJ | 57869 | UNIT1 | 2.7 | Solar Photovoltaic | SUN | PV
Petroleum Liquids.DFO | petroleum | FALSE | 2027 | 3 | 60538 | Vitro Architectural Glass | Industrial | Works 4 | TX | 54364 | L1G | 2 | Petroleum Liquids | DFO | IC
Natural Gas Fired Combined Cycle.NG | natural gas combined cycle | TRUE | 2027 | 4 | 5695 | Desert Star Energy Center SDG&E | Electric Utility | Desert Star Energy Center | NV | 55077 | ED01 | 140 | Natural Gas Fired Combined Cycle | NG | CT
Natural Gas Fired Combined Cycle.NG | natural gas combined cycle | TRUE | 2027 | 4 | 5695 | Desert Star Energy Center SDG&E | Electric Utility | Desert Star Energy Center | NV | 55077 | ED02 | 140 | Natural Gas Fired Combined Cycle | NG | CT
Natural Gas Fired Combined Cycle.NG | natural gas combined cycle | TRUE | 2027 | 4 | 5695 | Desert Star Energy Center SDG&E | Electric Utility | Desert Star Energy Center | NV | 55077 | ED03 | 170 | Natural Gas Fired Combined Cycle | NG | CA
Conventional Hydroelectric.WAT | hydro | TRUE | 2027 | 6 | 64726 | Rivers Electric, LLC | IPP | Mill Pond Hydro | NY | 65399 | U2 | 0.5 | Conventional Hydroelectric | WAT | HY
Batteries.MWH | battery storage | FALSE | 2027 | 8 | 61364 | Lockheed Martin RMS Syracuse | Industrial | Lockheed Martin RMS Syracuse | NY | 61739 | SYR1 | 1 | Batteries | MWH | BA
Conventional Steam Coal.RC | hard coal | TRUE | 2027 | 12 | 56570 | Coleto Creek Power LP | IPP | Coleto Creek | TX | 6178 | 1 | 655 | Conventional Steam Coal | RC | ST
Conventional Steam Coal.SUB | hard coal | TRUE | 2027 | 12 | 59918 | Dynegy Kincaid Generation | IPP | Kincaid Generation LLC | IL | 876 | 1 | 554 | Conventional Steam Coal | SUB | ST
Conventional Steam Coal.SUB | hard coal | TRUE | 2027 | 12 | 59918 | Dynegy Kincaid Generation | IPP | Kincaid Generation LLC | IL | 876 | 2 | 554 | Conventional Steam Coal | SUB | ST
Natural Gas Steam Turbine.NG | natural gas steam turbine | TRUE | 2027 | 12 | 6909 | Gainesville Regional Utilities | Electric Utility | Deerhaven Generating Station | FL | 663 | 1 | 76 | Natural Gas Steam Turbine | NG | ST
Conventional Steam Coal.SUB | hard coal | TRUE | 2027 | 12 | 520 | Illinois Power Generating Co | IPP | Newton | IL | 6017 | 1 | 595 | Conventional Steam Coal | SUB | ST
Conventional Steam Coal.BIT | hard coal | TRUE | 2027 | 12 | 59919 | Luminant Miami Fort | IPP | Miami Fort | OH | 2832 | 7 | 510 | Conventional Steam Coal | BIT | ST
Conventional Steam Coal.BIT | hard coal | TRUE | 2027 | 12 | 59919 | Luminant Miami Fort | IPP | Miami Fort | OH | 2832 | 8 | 510 | Conventional Steam Coal | BIT | ST
Petroleum Liquids.RFO | petroleum | TRUE | 2027 | 12 | 11843 | Maui Electric Co Ltd | Electric Utility | Kahului | HI | 6056 | 1 | 4.7 | Petroleum Liquids | RFO | ST
Petroleum Liquids.RFO | petroleum | TRUE | 2027 | 12 | 11843 | Maui Electric Co Ltd | Electric Utility | Kahului | HI | 6056 | 2 | 4.8 | Petroleum Liquids | RFO | ST
Petroleum Liquids.RFO | petroleum | TRUE | 2027 | 12 | 11843 | Maui Electric Co Ltd | Electric Utility | Kahului | HI | 6056 | 3 | 11 | Petroleum Liquids | RFO | ST
Petroleum Liquids.RFO | petroleum | TRUE | 2027 | 12 | 11843 | Maui Electric Co Ltd | Electric Utility | Kahului | HI | 6056 | 4 | 11.9 | Petroleum Liquids | RFO | ST
Conventional Steam Coal.SUB | hard coal | TRUE | 2027 | 12 | 12686 | Mississippi Power Co | Electric Utility | Victor J Daniel Jr | MS | 6073 | 1 | 502 | Conventional Steam Coal | SUB | ST
Conventional Steam Coal.SUB | hard coal | TRUE | 2027 | 12 | 12686 | Mississippi Power Co | Electric Utility | Victor J Daniel Jr | MS | 6073 | 2 | 502 | Conventional Steam Coal | SUB | ST
Municipal Solid Waste.MSW | municipal solid waste | TRUE | 2027 | 12 | 13781 | Northern States Power Co - Minnesota | Electric Utility | Red Wing | MN | 1926 | 1 | 9 | Municipal Solid Waste | MSW | ST
Municipal Solid Waste.MSW | municipal solid waste | TRUE | 2027 | 12 | 13781 | Northern States Power Co - Minnesota | Electric Utility | Red Wing | MN | 1926 | 2 | 9 | Municipal Solid Waste | MSW | ST
Conventional Hydroelectric.WAT | hydro | TRUE | 2027 | 12 | 13781 | Northern States Power Co - Minnesota | Electric Utility | St Croix Falls | WI | 4011 | 1 | 1.8 | Conventional Hydroelectric | WAT | HY
Conventional Hydroelectric.WAT | hydro | TRUE | 2027 | 12 | 13781 | Northern States Power Co - Minnesota | Electric Utility | St Croix Falls | WI | 4011 | 2 | 1.8 | Conventional Hydroelectric | WAT | HY
Conventional Hydroelectric.WAT | hydro | TRUE | 2027 | 12 | 13781 | Northern States Power Co - Minnesota | Electric Utility | St Croix Falls | WI | 4011 | 3 | 1.9 | Conventional Hydroelectric | WAT | HY
Conventional Hydroelectric.WAT | hydro | TRUE | 2027 | 12 | 13781 | Northern States Power Co - Minnesota | Electric Utility | St Croix Falls | WI | 4011 | 4 | 1.9 | Conventional Hydroelectric | WAT | HY
Conventional Hydroelectric.WAT | hydro | TRUE | 2027 | 12 | 13781 | Northern States Power Co - Minnesota | Electric Utility | St Croix Falls | WI | 4011 | 5 | 2 | Conventional Hydroelectric | WAT | HY
Conventional Hydroelectric.WAT | hydro | TRUE | 2027 | 12 | 13781 | Northern States Power Co - Minnesota | Electric Utility | St Croix Falls | WI | 4011 | 6 | 1.9 | Conventional Hydroelectric | WAT | HY
Conventional Hydroelectric.WAT | hydro | TRUE | 2027 | 12 | 13781 | Northern States Power Co - Minnesota | Electric Utility | St Croix Falls | WI | 4011 | 7 | 2 | Conventional Hydroelectric | WAT | HY
Conventional Hydroelectric.WAT | hydro | TRUE | 2027 | 12 | 13781 | Northern States Power Co - Minnesota | Electric Utility | St Croix Falls | WI | 4011 | 8 | 1.9 | Conventional Hydroelectric | WAT | HY
Municipal Solid Waste.MSW | municipal solid waste | TRUE | 2027 | 12 | 13781 | Northern States Power Co - Minnesota | Electric Utility | Wilmarth | MN | 1934 | 1 | 9 | Municipal Solid Waste | MSW | ST
Municipal Solid Waste.MSW | municipal solid waste | TRUE | 2027 | 12 | 13781 | Northern States Power Co - Minnesota | Electric Utility | Wilmarth | MN | 1934 | 2 | 9 | Municipal Solid Waste | MSW | ST
Conventional Steam Coal.RC | hard coal | TRUE | 2027 | 12 | 14354 | PacifiCorp | Electric Utility | Dave Johnston | WY | 4158 | 1 | 93 | Conventional Steam Coal | RC | ST
Conventional Steam Coal.RC | hard coal | TRUE | 2027 | 12 | 14354 | PacifiCorp | Electric Utility | Dave Johnston | WY | 4158 | 2 | 102 | Conventional Steam Coal | RC | ST
Conventional Steam Coal.RC | hard coal | TRUE | 2027 | 12 | 14354 | PacifiCorp | Electric Utility | Dave Johnston | WY | 4158 | 3 | 220 | Conventional Steam Coal | RC | ST
Conventional Steam Coal.RC | hard coal | TRUE | 2027 | 12 | 14354 | PacifiCorp | Electric Utility | Dave Johnston | WY | 4158 | 4 | 330 | Conventional Steam Coal | RC | ST
Natural Gas Steam Turbine.NG | natural gas steam turbine | TRUE | 2027 | 12 | 15466 | Public Service Co of Colorado | Electric Utility | Cherokee | CO | 469 | 4 | 310 | Natural Gas Steam Turbine | NG | ST
Conventional Steam Coal.BIT | hard coal | TRUE | 2027 | 12 | 15466 | Public Service Co of Colorado | Electric Utility | Hayden | CO | 525 | 2 | 262 | Conventional Steam Coal | BIT | ST
Conventional Hydroelectric.WAT | hydro | TRUE | 2027 | 12 | 15466 | Public Service Co of Colorado | Electric Utility | Salida | CO | 474 | 2 | 0.6 | Conventional Hydroelectric | WAT | HY
Natural Gas Steam Turbine.NG | natural gas steam turbine | TRUE | 2027 | 12 | 17718 | Southwestern Public Service Co | Electric Utility | Nichols | TX | 3484 | 2 | 106 | Natural Gas Steam Turbine | NG | ST
Natural Gas Steam Turbine.NG | natural gas steam turbine | TRUE | 2027 | 12 | 17718 | Southwestern Public Service Co | Electric Utility | Plant X | TX | 3485 | 4 | 190 | Natural Gas Steam Turbine | NG | ST
Conventional Steam Coal.SUB | hard coal | TRUE | 2027 | 12 | 18642 | Tennessee Valley Authority | Electric Utility | Kingston | TN | 3407 | 1 | 132 | Conventional Steam Coal | SUB | ST
Conventional Steam Coal.SUB | hard coal | TRUE | 2027 | 12 | 18642 | Tennessee Valley Authority | Electric Utility | Kingston | TN | 3407 | 2 | 132 | Conventional Steam Coal | SUB | ST
Conventional Steam Coal.SUB | hard coal | TRUE | 2027 | 12 | 18642 | Tennessee Valley Authority | Electric Utility | Kingston | TN | 3407 | 3 | 132 | Conventional Steam Coal | SUB | ST
Conventional Steam Coal.SUB | hard coal | TRUE | 2027 | 12 | 18642 | Tennessee Valley Authority | Electric Utility | Kingston | TN | 3407 | 4 | 132 | Conventional Steam Coal | SUB | ST
Conventional Steam Coal.SUB | hard coal | TRUE | 2027 | 12 | 18642 | Tennessee Valley Authority | Electric Utility | Kingston | TN | 3407 | 5 | 174 | Conventional Steam Coal | SUB | ST
Conventional Steam Coal.SUB | hard coal | TRUE | 2027 | 12 | 18642 | Tennessee Valley Authority | Electric Utility | Kingston | TN | 3407 | 6 | 174 | Conventional Steam Coal | SUB | ST
Solar Photovoltaic.SUN | solar PV | TRUE | 2028 | 1 | 56997 | Marina Energy LLC | IPP | Freeze Solar | NJ | 60759 | PV1 | 1.5 | Solar Photovoltaic | SUN | PV
Conventional Steam Coal.SUB | hard coal | TRUE | 2028 | 1 | 17698 | Southwestern Electric Power Co | Electric Utility | Welsh | TX | 6139 | 1 | 500 | Conventional Steam Coal | SUB | ST
Conventional Steam Coal.SUB | hard coal | TRUE | 2028 | 1 | 17698 | Southwestern Electric Power Co | Electric Utility | Welsh | TX | 6139 | 3 | 500 | Conventional Steam Coal | SUB | ST
Wood/Wood Waste Biomass.WDS | biomass | TRUE | 2028 | 1 | 19876 | Virginia Electric & Power Co | Electric Utility | Altavista Power Station | VA | 10773 | 1 | 51 | Wood/Wood Waste Biomass | WDS | ST
Wood/Wood Waste Biomass.WDS | biomass | TRUE | 2028 | 1 | 19876 | Virginia Electric & Power Co | Electric Utility | Hopewell Power Station | VA | 10771 | 1 | 51 | Wood/Wood Waste Biomass | WDS | ST
Wood/Wood Waste Biomass.WDS | biomass | TRUE | 2028 | 1 | 19876 | Virginia Electric & Power Co | Electric Utility | Southampton Power Station | VA | 10774 | 1 | 51 | Wood/Wood Waste Biomass | WDS | ST
Solar Photovoltaic.SUN | solar PV | TRUE | 2028 | 5 | 56997 | Marina Energy LLC | IPP | Heller 400M | NJ | 62438 | A | 0.8 | Solar Photovoltaic | SUN | PV
Solar Photovoltaic.SUN | solar PV | TRUE | 2028 | 5 | 56997 | Marina Energy LLC | IPP | Heller 400M | NJ | 62438 | B | 0.2 | Solar Photovoltaic | SUN | PV
Solar Photovoltaic.SUN | solar PV | TRUE | 2028 | 5 | 56997 | Marina Energy LLC | IPP | Heller 400M | NJ | 62438 | C | 0.2 | Solar Photovoltaic | SUN | PV
Solar Photovoltaic.SUN | solar PV | TRUE | 2028 | 5 | 56997 | Marina Energy LLC | IPP | Heller Industrial Parks | NJ | 57869 | HM | 0.8 | Solar Photovoltaic | SUN | PV
Conventional Steam Coal.SUB | hard coal | TRUE | 2028 | 5 | 13756 | Northern Indiana Pub Serv Co | Electric Utility | Michigan City | IN | 997 | 12 | 455 | Conventional Steam Coal | SUB | ST
Petroleum Liquids.DFO | petroleum | TRUE | 2028 | 9 | 17166 | Sierra Pacific Power Co | Electric Utility | Brunswick | NV | 6510 | 1 | 2 | Petroleum Liquids | DFO | IC
Petroleum Liquids.DFO | petroleum | TRUE | 2028 | 9 | 17166 | Sierra Pacific Power Co | Electric Utility | Brunswick | NV | 6510 | 2 | 2 | Petroleum Liquids | DFO | IC
Petroleum Liquids.DFO | petroleum | TRUE | 2028 | 9 | 17166 | Sierra Pacific Power Co | Electric Utility | Brunswick | NV | 6510 | 3 | 2 | Petroleum Liquids | DFO | IC
Natural Gas Steam Turbine.NG | natural gas steam turbine | TRUE | 2028 | 9 | 17166 | Sierra Pacific Power Co | Electric Utility | Fort Churchill | NV | 2330 | 1 | 113 | Natural Gas Steam Turbine | NG | ST
Natural Gas Steam Turbine.NG | natural gas steam turbine | TRUE | 2028 | 9 | 17166 | Sierra Pacific Power Co | Electric Utility | Fort Churchill | NV | 2330 | 2 | 113 | Natural Gas Steam Turbine | NG | ST
Conventional Steam Coal.SUB | hard coal | TRUE | 2028 | 9 | 30151 | Tri-State G & T Assn, Inc | Electric Utility | Craig (CO) | CO | 6021 | 2 | 410 | Conventional Steam Coal | SUB | ST
Conventional Steam Coal.BIT | hard coal | TRUE | 2028 | 12 | 61412 | Cardinal Operating Company | IPP | Cardinal | OH | 2828 | 3 | 620 | Conventional Steam Coal | BIT | ST
Natural Gas Steam Turbine.NG | natural gas steam turbine | TRUE | 2028 | 12 | 16604 | City of San Antonio - (TX) | Electric Utility | O W Sommers | TX | 3611 | 2 | 410 | Natural Gas Steam Turbine | NG | ST
Conventional Steam Coal.RC | hard coal | TRUE | 2028 | 12 | 5109 | DTE Electric Company | Electric Utility | Belle River | MI | 6034 | ST1 | 635 | Conventional Steam Coal | RC | ST
Conventional Steam Coal.RC | hard coal | TRUE | 2028 | 12 | 5109 | DTE Electric Company | Electric Utility | Belle River | MI | 6034 | ST2 | 635 | Conventional Steam Coal | RC | ST
Conventional Steam Coal.SUB | hard coal | TRUE | 2028 | 12 | 9324 | Indiana Michigan Power Co | Electric Utility | Rockport | IN | 6166 | 1 | 1300 | Conventional Steam Coal | SUB | ST
Conventional Steam Coal.SUB | hard coal | TRUE | 2028 | 12 | 9324 | Indiana Michigan Power Co | Electric Utility | Rockport | IN | 6166 | 2 | 1300 | Conventional Steam Coal | SUB | ST
Solar Photovoltaic.SUN | solar PV | TRUE | 2028 | 12 | 61944 | MN8 Energy LLC | IPP | ACCC Mays Landing | NJ | 60802 | PV1 | 1.4 | Solar Photovoltaic | SUN | PV
Solar Photovoltaic.SUN | solar PV | TRUE | 2028 | 12 | 61944 | MN8 Energy LLC | IPP | IFF Hazlet | NJ | 60709 | GRND | 3 | Solar Photovoltaic | SUN | PV
Conventional Steam Coal.BIT | hard coal | TRUE | 2028 | 12 | 15466 | Public Service Co of Colorado | Electric Utility | Hayden | CO | 525 | 1 | 179 | Conventional Steam Coal | BIT | ST
Conventional Steam Coal.RC | hard coal | TRUE | 2028 | 12 | 17543 | South Carolina Public Service Authority | Electric Utility | Winyah | SC | 6249 | 1 | 275 | Conventional Steam Coal | RC | ST
Conventional Steam Coal.RC | hard coal | TRUE | 2028 | 12 | 17543 | South Carolina Public Service Authority | Electric Utility | Winyah | SC | 6249 | 2 | 285 | Conventional Steam Coal | RC | ST
Conventional Steam Coal.RC | hard coal | TRUE | 2028 | 12 | 17543 | South Carolina Public Service Authority | Electric Utility | Winyah | SC | 6249 | 3 | 285 | Conventional Steam Coal | RC | ST
Conventional Steam Coal.RC | hard coal | TRUE | 2028 | 12 | 17543 | South Carolina Public Service Authority | Electric Utility | Winyah | SC | 6249 | 4 | 285 | Conventional Steam Coal | RC | ST
Natural Gas Steam Turbine.NG | natural gas steam turbine | TRUE | 2028 | 12 | 17718 | Southwestern Public Service Co | Electric Utility | Maddox | NM | 2446 | 1 | 112 | Natural Gas Steam Turbine | NG | ST
Conventional Steam Coal.BIT | hard coal | TRUE | 2028 | 12 | 18642 | Tennessee Valley Authority | Electric Utility | Cumberland (TN) | TN | 3399 | 1 | 1239 | Conventional Steam Coal | BIT | ST
Conventional Steam Coal.RC | hard coal | TRUE | 2028 | 12 | 19436 | Union Electric Co - (MO) | Electric Utility | Sioux | MO | 2107 | 1 | 487 | Conventional Steam Coal | RC | ST
Conventional Steam Coal.RC | hard coal | TRUE | 2028 | 12 | 19436 | Union Electric Co - (MO) | Electric Utility | Sioux | MO | 2107 | 2 | 487 | Conventional Steam Coal | RC | ST
Other Natural Gas.NG | natural gas peaker | FALSE | 2029 | 6 | 65384 | Cartier Energy, LLC | Commercial | Hartford Hospital Cogeneration | CT | 52061 | GEN4 | 1.4 | Other Natural Gas | NG | FC
Natural Gas Steam Turbine.NG | natural gas steam turbine | TRUE | 2029 | 6 | 11241 | Entergy Louisiana LLC | Electric Utility | Little Gypsy | LA | 1402 | 3 | 513.5 | Natural Gas Steam Turbine | NG | ST
Municipal Solid Waste.MSW | municipal solid waste | TRUE | 2029 | 9 | 10875 | Lee County Board-Commissioners | IPP | Lee County Solid Waste Energy | FL | 52010 | GEN1 | 39 | Municipal Solid Waste | MSW | ST
Onshore Wind Turbine.WND | onshore wind | TRUE | 2029 | 10 | 56667 | Loraine Windpower Project | IPP | Loraine Windpark Project LLC | TX | 57303 | LWG1 | 73.5 | Onshore Wind Turbine | WND | WT
Conventional Steam Coal.SUB | hard coal | TRUE | 2029 | 12 | 3989 | City of Colorado Springs - (CO) | Electric Utility | Ray D Nixon | CO | 8219 | 1 | 208 | Conventional Steam Coal | SUB | ST
Conventional Steam Coal.SUB | hard coal | TRUE | 2029 | 12 | 54888 | NRG Texas Power LLC | IPP | Limestone | TX | 298 | 1 | 831 | Conventional Steam Coal | SUB | ST
Conventional Steam Coal.SUB | hard coal | TRUE | 2029 | 12 | 54888 | NRG Texas Power LLC | IPP | Limestone | TX | 298 | 2 | 858 | Conventional Steam Coal | SUB | ST
Natural Gas Steam Turbine.NG | natural gas steam turbine | TRUE | 2029 | 12 | 14354 | PacifiCorp | Electric Utility | Naughton | WY | 4162 | 3 | 247 | Natural Gas Steam Turbine | NG | ST
Conventional Steam Coal.SUB | hard coal | TRUE | 2029 | 12 | 15143 | Platte River Power Authority | Electric Utility | Rawhide | CO | 6761 | 1 | 280 | Conventional Steam Coal | SUB | ST
Conventional Steam Coal.SUB | hard coal | TRUE | 2029 | 12 | 30151 | Tri-State G & T Assn, Inc | Electric Utility | Craig (CO) | CO | 6021 | 3 | 448 | Conventional Steam Coal | SUB | ST
Natural Gas Internal Combustion Engine.NG | natural gas peaker | TRUE | 2030 | 5 | 8973 | Town of Hudson - (MA) | Electric Utility | Cherry Street | MA | 9038 | 10 | 1.9 | Natural Gas Internal Combustion Engine | NG | IC
Natural Gas Internal Combustion Engine.NG | natural gas peaker | TRUE | 2030 | 5 | 8973 | Town of Hudson - (MA) | Electric Utility | Cherry Street | MA | 9038 | 11 | 1.9 | Natural Gas Internal Combustion Engine | NG | IC
Natural Gas Fired Combustion Turbine.NG | natural gas peaker | FALSE | 2030 | 6 | 327 | Air Liquide Large Industries U S LP | Industrial | Geismar Cogen | LA | 56787 | GTG | 72.5 | Natural Gas Fired Combustion Turbine | NG | GT
Wood/Wood Waste Biomass.WDS | biomass | TRUE | 2030 | 6 | 13781 | Northern States Power Co - Minnesota | Electric Utility | French Island | WI | 4005 | 1 | 9 | Wood/Wood Waste Biomass | WDS | ST
Wood/Wood Waste Biomass.WDS | biomass | TRUE | 2030 | 6 | 13781 | Northern States Power Co - Minnesota | Electric Utility | French Island | WI | 4005 | 2 | 7 | Wood/Wood Waste Biomass | WDS | ST
Petroleum Liquids.DFO | petroleum | TRUE | 2030 | 6 | 13781 | Northern States Power Co - Minnesota | Electric Utility | French Island | WI | 4005 | 3 | 61 | Petroleum Liquids | DFO | GT
Petroleum Liquids.DFO | petroleum | TRUE | 2030 | 6 | 13781 | Northern States Power Co - Minnesota | Electric Utility | French Island | WI | 4005 | 4 | 58 | Petroleum Liquids | DFO | GT
Natural Gas Fired Combustion Turbine.NG | natural gas peaker | FALSE | 2030 | 6 | 16732 | San Jose State University Fclts Dev &Ops | Commercial | San Jose Cogeneration | CA | 10548 | GEN1 | 5.6 | Natural Gas Fired Combustion Turbine | NG | GT
Conventional Hydroelectric.WAT | hydro | TRUE | 2030 | 10 | 6013 | Eugene Water & Electric Board | Electric Utility | Carmen Smith | OR | 3067 | 3 | 3.8 | Conventional Hydroelectric | WAT | HY
Natural Gas Fired Combined Cycle.NG | natural gas combined cycle | TRUE | 2030 | 10 | 13365 | Nevada Cogeneration Assoc # 2 | Electric CHP | Nevada Cogen Associates 2 Black Mountain | NV | 54349 | GTA | 21.7 | Natural Gas Fired Combined Cycle | NG | CT
Natural Gas Fired Combined Cycle.NG | natural gas combined cycle | TRUE | 2030 | 10 | 13365 | Nevada Cogeneration Assoc # 2 | Electric CHP | Nevada Cogen Associates 2 Black Mountain | NV | 54349 | GTB | 21.7 | Natural Gas Fired Combined Cycle | NG | CT
Natural Gas Fired Combined Cycle.NG | natural gas combined cycle | TRUE | 2030 | 10 | 13365 | Nevada Cogeneration Assoc # 2 | Electric CHP | Nevada Cogen Associates 2 Black Mountain | NV | 54349 | GTC | 21.7 | Natural Gas Fired Combined Cycle | NG | CT
Natural Gas Fired Combined Cycle.NG | natural gas combined cycle | TRUE | 2030 | 10 | 13365 | Nevada Cogeneration Assoc # 2 | Electric CHP | Nevada Cogen Associates 2 Black Mountain | NV | 54349 | STM | 28 | Natural Gas Fired Combined Cycle | NG | CA
Natural Gas Fired Combustion Turbine.NG | natural gas peaker | TRUE | 2030 | 12 | 5701 | El Paso Electric Co | Electric Utility | Copper | TX | 9 | 1 | 63 | Natural Gas Fired Combustion Turbine | NG | GT
Natural Gas Steam Turbine.NG | natural gas steam turbine | TRUE | 2030 | 12 | 17718 | Southwestern Public Service Co | Electric Utility | Nichols | TX | 3484 | 3 | 244 | Natural Gas Steam Turbine | NG | ST
Other Natural Gas.NG | natural gas peaker | TRUE | 2031 | 3 | 56778 | Bloom Energy 2009 PPA | IPP | Caltech Central | CA | 57460 | CL00 | 0.1 | Other Natural Gas | NG | FC
Other Natural Gas.NG | natural gas peaker | TRUE | 2031 | 3 | 56778 | Bloom Energy 2009 PPA | IPP | Caltech Central | CA | 57460 | CL01 | 0.1 | Other Natural Gas | NG | FC
Other Natural Gas.NG | natural gas peaker | TRUE | 2031 | 3 | 56778 | Bloom Energy 2009 PPA | IPP | Caltech Central | CA | 57460 | CL02 | 0.1 | Other Natural Gas | NG | FC
Other Natural Gas.NG | natural gas peaker | TRUE | 2031 | 3 | 56778 | Bloom Energy 2009 PPA | IPP | Caltech Central | CA | 57460 | CL03 | 0.1 | Other Natural Gas | NG | FC
Other Natural Gas.NG | natural gas peaker | TRUE | 2031 | 3 | 56778 | Bloom Energy 2009 PPA | IPP | Caltech Central | CA | 57460 | CL04 | 0.1 | Other Natural Gas | NG | FC
Other Natural Gas.NG | natural gas peaker | TRUE | 2031 | 3 | 56778 | Bloom Energy 2009 PPA | IPP | Caltech Central | CA | 57460 | CL05 | 0.1 | Other Natural Gas | NG | FC
Other Natural Gas.NG | natural gas peaker | TRUE | 2031 | 3 | 56778 | Bloom Energy 2009 PPA | IPP | Caltech Central | CA | 57460 | CL06 | 0.1 | Other Natural Gas | NG | FC
Other Natural Gas.NG | natural gas peaker | TRUE | 2031 | 3 | 56778 | Bloom Energy 2009 PPA | IPP | Caltech Central | CA | 57460 | CL07 | 0.1 | Other Natural Gas | NG | FC
Other Natural Gas.NG | natural gas peaker | TRUE | 2031 | 3 | 56778 | Bloom Energy 2009 PPA | IPP | Caltech Central | CA | 57460 | CL08 | 0.1 | Other Natural Gas | NG | FC
Other Natural Gas.NG | natural gas peaker | TRUE | 2031 | 3 | 56778 | Bloom Energy 2009 PPA | IPP | Caltech Central | CA | 57460 | CL09 | 0.1 | Other Natural Gas | NG | FC
Other Natural Gas.NG | natural gas peaker | TRUE | 2031 | 3 | 56778 | Bloom Energy 2009 PPA | IPP | Caltech Central | CA | 57460 | CL10 | 0.1 | Other Natural Gas | NG | FC
Natural Gas Steam Turbine.NG | natural gas steam turbine | TRUE | 2031 | 6 | 11241 | Entergy Louisiana LLC | Electric Utility | Nine Mile Point | LA | 1403 | 6(4) | 738 | Natural Gas Steam Turbine | NG | ST
Conventional Steam Coal.SUB | hard coal | TRUE | 2031 | 12 | 803 | Arizona Public Service Co | Electric Utility | Four Corners | NM | 2442 | 4 | 770 | Conventional Steam Coal | SUB | ST
Conventional Steam Coal.SUB | hard coal | TRUE | 2031 | 12 | 803 | Arizona Public Service Co | Electric Utility | Four Corners | NM | 2442 | 5 | 770 | Conventional Steam Coal | SUB | ST
Natural Gas Steam Turbine.NG | natural gas steam turbine | TRUE | 2031 | 12 | 5701 | El Paso Electric Co | Electric Utility | Newman | TX | 3456 | 3 | 95 | Natural Gas Steam Turbine | NG | ST
Natural Gas Fired Combined Cycle.NG | natural gas combined cycle | TRUE | 2031 | 12 | 5701 | El Paso Electric Co | Electric Utility | Newman | TX | 3456 | 4 | 89 | Natural Gas Fired Combined Cycle | NG | CA
Natural Gas Steam Turbine.NG | natural gas steam turbine | TRUE | 2031 | 12 | 6909 | Gainesville Regional Utilities | Electric Utility | Deerhaven Generating Station | FL | 663 | 2 | 232 | Natural Gas Steam Turbine | NG | ST
Natural Gas Fired Combustion Turbine.NG | natural gas peaker | TRUE | 2031 | 12 | 54888 | NRG Texas Power LLC | IPP | San Jacinto Steam Electric Station | TX | 7325 | 1 | 81 | Natural Gas Fired Combustion Turbine | NG | GT
Natural Gas Fired Combustion Turbine.NG | natural gas peaker | TRUE | 2031 | 12 | 54888 | NRG Texas Power LLC | IPP | San Jacinto Steam Electric Station | TX | 7325 | 2 | 81 | Natural Gas Fired Combustion Turbine | NG | GT
Natural Gas Fired Combined Cycle.NG | natural gas combined cycle | TRUE | 2031 | 12 | 13781 | Northern States Power Co - Minnesota | Electric Utility | Black Dog | MN | 1904 | 2 | 117 | Natural Gas Fired Combined Cycle | NG | CA
Natural Gas Fired Combined Cycle.NG | natural gas combined cycle | TRUE | 2031 | 12 | 13781 | Northern States Power Co - Minnesota | Electric Utility | Black Dog | MN | 1904 | 5 | 165 | Natural Gas Fired Combined Cycle | NG | CT
Natural Gas Steam Turbine.NG | natural gas steam turbine | TRUE | 2031 | 12 | 17718 | Southwestern Public Service Co | Electric Utility | Jones | TX | 3482 | 1 | 243 | Natural Gas Steam Turbine | NG | ST
Conventional Steam Coal.BIT | hard coal | TRUE | 2031 | 12 | 18642 | Tennessee Valley Authority | Electric Utility | Gallatin (TN) | TN | 3403 | 1 | 225 | Conventional Steam Coal | BIT | ST
Conventional Steam Coal.BIT | hard coal | TRUE | 2031 | 12 | 18642 | Tennessee Valley Authority | Electric Utility | Gallatin (TN) | TN | 3403 | 2 | 225 | Conventional Steam Coal | BIT | ST
Conventional Steam Coal.BIT | hard coal | TRUE | 2031 | 12 | 18642 | Tennessee Valley Authority | Electric Utility | Gallatin (TN) | TN | 3403 | 3 | 263 | Conventional Steam Coal | BIT | ST
Conventional Steam Coal.BIT | hard coal | TRUE | 2031 | 12 | 18642 | Tennessee Valley Authority | Electric Utility | Gallatin (TN) | TN | 3403 | 4 | 263 | Conventional Steam Coal | BIT | ST
Natural Gas Fired Combustion Turbine.NG | natural gas peaker | TRUE | 2031 | 12 | 18642 | Tennessee Valley Authority | Electric Utility | Gallatin (TN) | TN | 3403 | GT1 | 71.5 | Natural Gas Fired Combustion Turbine | NG | GT
Natural Gas Fired Combustion Turbine.NG | natural gas peaker | TRUE | 2031 | 12 | 18642 | Tennessee Valley Authority | Electric Utility | Gallatin (TN) | TN | 3403 | GT2 | 71.5 | Natural Gas Fired Combustion Turbine | NG | GT
Natural Gas Fired Combustion Turbine.NG | natural gas peaker | TRUE | 2031 | 12 | 18642 | Tennessee Valley Authority | Electric Utility | Gallatin (TN) | TN | 3403 | GT3 | 71.5 | Natural Gas Fired Combustion Turbine | NG | GT
Natural Gas Fired Combustion Turbine.NG | natural gas peaker | TRUE | 2031 | 12 | 18642 | Tennessee Valley Authority | Electric Utility | Gallatin (TN) | TN | 3403 | GT4 | 71.5 | Natural Gas Fired Combustion Turbine | NG | GT
Natural Gas Fired Combustion Turbine.NG | natural gas peaker | TRUE | 2031 | 12 | 18642 | Tennessee Valley Authority | Electric Utility | Gallatin (TN) | TN | 3403 | GT5 | 73.4 | Natural Gas Fired Combustion Turbine | NG | GT
Natural Gas Fired Combustion Turbine.NG | natural gas peaker | TRUE | 2031 | 12 | 18642 | Tennessee Valley Authority | Electric Utility | Gallatin (TN) | TN | 3403 | GT6 | 73.4 | Natural Gas Fired Combustion Turbine | NG | GT
Natural Gas Fired Combustion Turbine.NG | natural gas peaker | TRUE | 2031 | 12 | 18642 | Tennessee Valley Authority | Electric Utility | Gallatin (TN) | TN | 3403 | GT7 | 73.4 | Natural Gas Fired Combustion Turbine | NG | GT
Natural Gas Fired Combustion Turbine.NG | natural gas peaker | TRUE | 2031 | 12 | 18642 | Tennessee Valley Authority | Electric Utility | Gallatin (TN) | TN | 3403 | GT8 | 73.4 | Natural Gas Fired Combustion Turbine | NG | GT
Batteries.MWH | battery storage | TRUE | 2032 | 8 | 64400 | Flower Valley | IPP | Flower Valley I | TX | 64915 | FLRV1 | 9.9 | Batteries | MWH | BA
Natural Gas Steam Turbine.NG | natural gas steam turbine | TRUE | 2032 | 12 | 14354 | PacifiCorp | Electric Utility | Gadsby | UT | 3648 | 1 | 64 | Natural Gas Steam Turbine | NG | ST
Natural Gas Steam Turbine.NG | natural gas steam turbine | TRUE | 2032 | 12 | 14354 | PacifiCorp | Electric Utility | Gadsby | UT | 3648 | 2 | 69 | Natural Gas Steam Turbine | NG | ST
Natural Gas Steam Turbine.NG | natural gas steam turbine | TRUE | 2032 | 12 | 14354 | PacifiCorp | Electric Utility | Gadsby | UT | 3648 | 3 | 104.5 | Natural Gas Steam Turbine | NG | ST
Natural Gas Fired Combustion Turbine.NG | natural gas peaker | TRUE | 2032 | 12 | 14354 | PacifiCorp | Electric Utility | Gadsby | UT | 3648 | 4 | 39.6 | Natural Gas Fired Combustion Turbine | NG | GT
Natural Gas Fired Combustion Turbine.NG | natural gas peaker | TRUE | 2032 | 12 | 14354 | PacifiCorp | Electric Utility | Gadsby | UT | 3648 | 5 | 39.6 | Natural Gas Fired Combustion Turbine | NG | GT
Natural Gas Fired Combustion Turbine.NG | natural gas peaker | TRUE | 2032 | 12 | 14354 | PacifiCorp | Electric Utility | Gadsby | UT | 3648 | 6 | 36.9 | Natural Gas Fired Combustion Turbine | NG | GT
Conventional Steam Coal.RC | hard coal | TRUE | 2032 | 12 | 16572 | Salt River Project | Electric Utility | Coronado | AZ | 6177 | CO1 | 380 | Conventional Steam Coal | RC | ST
Conventional Steam Coal.RC | hard coal | TRUE | 2032 | 12 | 16572 | Salt River Project | Electric Utility | Coronado | AZ | 6177 | CO2 | 382 | Conventional Steam Coal | RC | ST
Natural Gas Steam Turbine.NG | natural gas steam turbine | TRUE | 2033 | 6 | 11241 | Entergy Louisiana LLC | Electric Utility | Nine Mile Point | LA | 1403 | 5 | 742.1 | Natural Gas Steam Turbine | NG | ST
Conventional Steam Coal.SUB | hard coal | TRUE | 2033 | 12 | 18642 | Tennessee Valley Authority | Electric Utility | Shawnee | KY | 1379 | 1 | 134 | Conventional Steam Coal | SUB | ST
Conventional Steam Coal.SUB | hard coal | TRUE | 2033 | 12 | 18642 | Tennessee Valley Authority | Electric Utility | Shawnee | KY | 1379 | 2 | 134 | Conventional Steam Coal | SUB | ST
Conventional Steam Coal.SUB | hard coal | TRUE | 2033 | 12 | 18642 | Tennessee Valley Authority | Electric Utility | Shawnee | KY | 1379 | 4 | 134 | Conventional Steam Coal | SUB | ST
Conventional Steam Coal.SUB | hard coal | TRUE | 2033 | 12 | 18642 | Tennessee Valley Authority | Electric Utility | Shawnee | KY | 1379 | 5 | 134 | Conventional Steam Coal | SUB | ST
Conventional Steam Coal.SUB | hard coal | TRUE | 2033 | 12 | 18642 | Tennessee Valley Authority | Electric Utility | Shawnee | KY | 1379 | 6 | 134 | Conventional Steam Coal | SUB | ST
Conventional Steam Coal.SUB | hard coal | TRUE | 2033 | 12 | 18642 | Tennessee Valley Authority | Electric Utility | Shawnee | KY | 1379 | 7 | 134 | Conventional Steam Coal | SUB | ST
Conventional Steam Coal.SUB | hard coal | TRUE | 2033 | 12 | 18642 | Tennessee Valley Authority | Electric Utility | Shawnee | KY | 1379 | 8 | 134 | Conventional Steam Coal | SUB | ST
Conventional Steam Coal.SUB | hard coal | TRUE | 2033 | 12 | 18642 | Tennessee Valley Authority | Electric Utility | Shawnee | KY | 1379 | 9 | 134 | Conventional Steam Coal | SUB | ST
Natural Gas Steam Turbine.NG | natural gas steam turbine | TRUE | 2034 | 6 | 55937 | Entergy Texas Inc. | Electric Utility | Lewis Creek | TX | 3457 | 1 | 250 | Natural Gas Steam Turbine | NG | ST
Natural Gas Steam Turbine.NG | natural gas steam turbine | TRUE | 2034 | 6 | 55937 | Entergy Texas Inc. | Electric Utility | Lewis Creek | TX | 3457 | 2 | 250 | Natural Gas Steam Turbine | NG | ST
Conventional Steam Coal.BIT | hard coal | TRUE | 2034 | 12 | 5416 | Duke Energy Carolinas, LLC | Electric Utility | Marshall (NC) | NC | 2727 | 1 | 370 | Conventional Steam Coal | BIT | ST
Conventional Steam Coal.BIT | hard coal | TRUE | 2034 | 12 | 5416 | Duke Energy Carolinas, LLC | Electric Utility | Marshall (NC) | NC | 2727 | 2 | 370 | Conventional Steam Coal | BIT | ST
Conventional Steam Coal.SUB | hard coal | TRUE | 2034 | 12 | 13781 | Northern States Power Co - Minnesota | Electric Utility | Sherburne County | MN | 6090 | 3 | 876 | Conventional Steam Coal | SUB | ST
Natural Gas Steam Turbine.NG | natural gas steam turbine | TRUE | 2034 | 12 | 17718 | Southwestern Public Service Co | Electric Utility | Jones | TX | 3482 | 2 | 243 | Natural Gas Steam Turbine | NG | ST
Petroleum Liquids.DFO | petroleum | TRUE | 2034 | 12 | 17718 | Southwestern Public Service Co | Electric Utility | Quay County | NM | 58125 | 1 | 17 | Petroleum Liquids | DFO | GT
Natural Gas Steam Turbine.NG | natural gas steam turbine | TRUE | 2035 | 6 | 12685 | Entergy Mississippi LLC | Electric Utility | Gerald Andrus | MS | 8054 | 1 | 706.5 | Natural Gas Steam Turbine | NG | ST
Natural Gas Fired Combustion Turbine.NG | natural gas peaker | TRUE | 2035 | 12 | 20169 | Avista Corp | Electric Utility | Northeast (WA) | WA | 6210 | 1 | 45 | Natural Gas Fired Combustion Turbine | NG | GT
Batteries.MWH | battery storage | TRUE | 2035 | 12 | 59474 | BQ Energy LLC | IPP | Mount Kisco Landfill Solar & Storage CSG | NY | 63774 | KISCB | 0.5 | Batteries | MWH | BA
Natural Gas Fired Combustion Turbine.NG | natural gas peaker | TRUE | 2035 | 12 | 5860 | Empire District Electric Co | Electric Utility | Empire Energy Center | MO | 6223 | 1 | 80 | Natural Gas Fired Combustion Turbine | NG | GT
Natural Gas Fired Combustion Turbine.NG | natural gas peaker | TRUE | 2035 | 12 | 5860 | Empire District Electric Co | Electric Utility | Empire Energy Center | MO | 6223 | 2 | 82 | Natural Gas Fired Combustion Turbine | NG | GT
Conventional Steam Coal.BIT | hard coal | TRUE | 2036 | 12 | 14354 | PacifiCorp | Electric Utility | Huntington | UT | 8069 | 1 | 459 | Conventional Steam Coal | BIT | ST
Conventional Steam Coal.BIT | hard coal | TRUE | 2036 | 12 | 14354 | PacifiCorp | Electric Utility | Huntington | UT | 8069 | 2 | 450 | Conventional Steam Coal | BIT | ST
Conventional Steam Coal.SUB | hard coal | TRUE | 2036 | 12 | 17718 | Southwestern Public Service Co | Electric Utility | Harrington | TX | 6193 | 1 | 339 | Conventional Steam Coal | SUB | ST
Conventional Steam Coal.SUB | hard coal | TRUE | 2037 | 12 | 14354 | PacifiCorp | Electric Utility | Jim Bridger | WY | 8066 | 1 | 531 | Conventional Steam Coal | SUB | ST
Conventional Steam Coal.SUB | hard coal | TRUE | 2037 | 12 | 14354 | PacifiCorp | Electric Utility | Jim Bridger | WY | 8066 | 2 | 539 | Conventional Steam Coal | SUB | ST
Conventional Steam Coal.SUB | hard coal | TRUE | 2037 | 12 | 14354 | PacifiCorp | Electric Utility | Jim Bridger | WY | 8066 | 3 | 523 | Conventional Steam Coal | SUB | ST
Conventional Steam Coal.SUB | hard coal | TRUE | 2037 | 12 | 14354 | PacifiCorp | Electric Utility | Jim Bridger | WY | 8066 | 4 | 526 | Conventional Steam Coal | SUB | ST
Conventional Steam Coal.SUB | hard coal | TRUE | 2037 | 12 | 17718 | Southwestern Public Service Co | Electric Utility | Tolk | TX | 6194 | 1 | 532 | Conventional Steam Coal | SUB | ST
Conventional Steam Coal.SUB | hard coal | TRUE | 2037 | 12 | 17718 | Southwestern Public Service Co | Electric Utility | Tolk | TX | 6194 | 2 | 535 | Conventional Steam Coal | SUB | ST
Conventional Steam Coal.SUB | hard coal | TRUE | 2038 | 12 | 17718 | Southwestern Public Service Co | Electric Utility | Harrington | TX | 6193 | 2 | 339 | Conventional Steam Coal | SUB | ST
Natural Gas Fired Combustion Turbine.NG | natural gas peaker | FALSE | 2039 | 10 | 65384 | Cartier Energy, LLC | Commercial | HSCo CHP | CT | 57179 | 1 | 3.5 | Natural Gas Fired Combustion Turbine | NG | GT
Conventional Steam Coal.SUB | hard coal | TRUE | 2039 | 12 | 14354 | PacifiCorp | Electric Utility | Wyodak | WY | 6101 | 1 | 332 | Conventional Steam Coal | SUB | ST
Conventional Steam Coal.RC | hard coal | TRUE | 2039 | 12 | 19436 | Union Electric Co - (MO) | Electric Utility | Rush Island | MO | 6155 | 1 | 589 | Conventional Steam Coal | RC | ST
Conventional Steam Coal.RC | hard coal | TRUE | 2039 | 12 | 19436 | Union Electric Co - (MO) | Electric Utility | Rush Island | MO | 6155 | 2 | 589 | Conventional Steam Coal | RC | ST
Solar Photovoltaic.SUN | solar PV | TRUE | 2040 | 7 | 10451 | Kotzebue Electric Assn Inc | Electric Utility | Kotzebue Hybrid | AK | 6304 | PV1 | 0.1 | Solar Photovoltaic | SUN | PV
Solar Photovoltaic.SUN | solar PV | TRUE | 2040 | 7 | 10451 | Kotzebue Electric Assn Inc | Electric Utility | Kotzebue Hybrid | AK | 6304 | PV2 | 0.1 | Solar Photovoltaic | SUN | PV
Solar Photovoltaic.SUN | solar PV | TRUE | 2040 | 7 | 10451 | Kotzebue Electric Assn Inc | Electric Utility | Kotzebue Hybrid | AK | 6304 | PV3 | 0.1 | Solar Photovoltaic | SUN | PV
Solar Photovoltaic.SUN | solar PV | TRUE | 2040 | 7 | 10451 | Kotzebue Electric Assn Inc | Electric Utility | Kotzebue Hybrid | AK | 6304 | PV4 | 0.1 | Solar Photovoltaic | SUN | PV
Solar Photovoltaic.SUN | solar PV | TRUE | 2040 | 7 | 10451 | Kotzebue Electric Assn Inc | Electric Utility | Kotzebue Hybrid | AK | 6304 | PV5 | 0.1 | Solar Photovoltaic | SUN | PV
Solar Photovoltaic.SUN | solar PV | TRUE | 2040 | 7 | 10451 | Kotzebue Electric Assn Inc | Electric Utility | Kotzebue Hybrid | AK | 6304 | PV6 | 0.1 | Solar Photovoltaic | SUN | PV
Solar Photovoltaic.SUN | solar PV | TRUE | 2040 | 7 | 10451 | Kotzebue Electric Assn Inc | Electric Utility | Kotzebue Hybrid | AK | 6304 | PV7 | 0.1 | Solar Photovoltaic | SUN | PV
Solar Photovoltaic.SUN | solar PV | TRUE | 2040 | 7 | 10451 | Kotzebue Electric Assn Inc | Electric Utility | Kotzebue Hybrid | AK | 6304 | PV8 | 0.1 | Solar Photovoltaic | SUN | PV
Natural Gas Fired Combustion Turbine.NG | natural gas peaker | TRUE | 2040 | 12 | 17718 | Southwestern Public Service Co | Electric Utility | Cunningham | NM | 2454 | 3 | 106 | Natural Gas Fired Combustion Turbine | NG | GT
Natural Gas Fired Combustion Turbine.NG | natural gas peaker | TRUE | 2040 | 12 | 17718 | Southwestern Public Service Co | Electric Utility | Cunningham | NM | 2454 | 4 | 103 | Natural Gas Fired Combustion Turbine | NG | GT
Conventional Steam Coal.SUB | hard coal | TRUE | 2040 | 12 | 17718 | Southwestern Public Service Co | Electric Utility | Harrington | TX | 6193 | 3 | 340 | Conventional Steam Coal | SUB | ST
Batteries.MWH | battery storage | TRUE | 2041 | 4 | 63424 | Silverstrand Grid, LLC | IPP | Silverstrand Grid Energy Storage System | CA | 63735 | SLV01 | 11 | Batteries | MWH | BA
Onshore Wind Turbine.WND | onshore wind | TRUE | 2043 | 12 | 57170 | EDF Renewable Asset Holdings, Inc. | IPP | Copenhagen Wind Farm | NY | 58979 | CPHGN | 79.9 | Onshore Wind Turbine | WND | WT
Natural Gas Fired Combined Cycle.NG | natural gas combined cycle | TRUE | 2043 | 12 | 14354 | PacifiCorp | Electric Utility | Chehalis Generating Facility | WA | 55662 | CA | 157 | Natural Gas Fired Combined Cycle | NG | CA
Natural Gas Fired Combined Cycle.NG | natural gas combined cycle | TRUE | 2043 | 12 | 14354 | PacifiCorp | Electric Utility | Chehalis Generating Facility | WA | 55662 | CT1 | 160 | Natural Gas Fired Combined Cycle | NG | CT
Natural Gas Fired Combined Cycle.NG | natural gas combined cycle | TRUE | 2043 | 12 | 14354 | PacifiCorp | Electric Utility | Chehalis Generating Facility | WA | 55662 | CT2 | 160 | Natural Gas Fired Combined Cycle | NG | CT
Solar Photovoltaic.SUN | solar PV | TRUE | 2045 | 12 | 62915 | Madison Energy Holdings LLC | IPP | ESCA-LL-COLTON, LLC | CA | 64270 | COLT1 | 2.6 | Solar Photovoltaic | SUN | PV
Solar Photovoltaic.SUN | solar PV | TRUE | 2047 | 7 | 60455 | PVN Milliken, LLC | IPP | PVN Milliken, LLC | CA | 60790 | PV | 3 | Solar Photovoltaic | SUN | PV
Solar Photovoltaic.SUN | solar PV | TRUE | 2049 | 4 | 61612 | Panda Solar NC 1, LLC | IPP | Panda Solar NC 1, LLC | NC | 62089 | 20002 | 1 | Solar Photovoltaic | SUN | PV
Solar Photovoltaic.SUN | solar PV | TRUE | 2049 | 4 | 61655 | Panda Solar NC 2, LLC | IPP | Panda Solar NC 2, LLC | NC | 62120 | 20003 | 2 | Solar Photovoltaic | SUN | PV
Solar Photovoltaic.SUN | solar PV | TRUE | 2049 | 6 | 61663 | Panda Solar NC 10, LLC | IPP | Panda Solar NC 10, LLC | NC | 62128 | 20031 | 2 | Solar Photovoltaic | SUN | PV
Solar Photovoltaic.SUN | solar PV | TRUE | 2049 | 6 | 61664 | Panda Solar NC 11, LLC | IPP | Panda Solar NC 11, LLC | NC | 62129 | 20032 | 2 | Solar Photovoltaic | SUN | PV
Solar Photovoltaic.SUN | solar PV | TRUE | 2049 | 6 | 61656 | Panda Solar NC 3, LLC | IPP | Panda Solar NC 3, LLC | NC | 62121 | 20011 | 2 | Solar Photovoltaic | SUN | PV
Solar Photovoltaic.SUN | solar PV | TRUE | 2049 | 6 | 61658 | Panda Solar NC 5, LLC | IPP | Panda Solar NC 5, LLC | NC | 62123 | 20007 | 1 | Solar Photovoltaic | SUN | PV
Solar Photovoltaic.SUN | solar PV | TRUE | 2049 | 6 | 61660 | Panda Solar NC 6, LLC | IPP | Panda Solar NC 6, LLC | NC | 62124 | 20028 | 1 | Solar Photovoltaic | SUN | PV
Solar Photovoltaic.SUN | solar PV | TRUE | 2049 | 6 | 61662 | Panda Solar NC 9, LLC | IPP | Panda Solar NC 9, LLC | NC | 62127 | 20022 | 2 | Solar Photovoltaic | SUN | PV
Solar Photovoltaic.SUN | solar PV | TRUE | 2049 | 9 | 61661 | Panda Solar NC 8, LLC | IPP | Panda Solar NC 8, LLC | NC | 62126 | 20052 | 2 | Solar Photovoltaic | SUN | PV
Solar Photovoltaic.SUN | solar PV | TRUE | 2052 | 1 | 64390 | Brighter Future Solar LLC | IPP | Brighter Future Solar | NC | 64910 | BFSNC | 11 | Solar Photovoltaic | SUN | PV
Solar Photovoltaic.SUN | solar PV | TRUE | 2056 | 11 | 64170 | Camden Solar LLC | IPP | Camden Solar LLC | NC | 64535 | KOV4A | 20 | Solar Photovoltaic | SUN | PV
Natural Gas Fired Combustion Turbine.NG | natural gas peaker | TRUE | 2056 | 12 | 17718 | Southwestern Public Service Co | Electric Utility | Jones | TX | 3482 | 3 | 166 | Natural Gas Fired Combustion Turbine | NG | GT
Solar Photovoltaic.SUN | solar PV | TRUE | 2057 | 4 | 64393 | Tulare Solar Center, LLC | IPP | Luciana | CA | 64909 | TSC | 55.8 | Solar Photovoltaic | SUN | PV
Natural Gas Fired Combustion Turbine.NG | natural gas peaker | TRUE | 2058 | 12 | 13781 | Northern States Power Co - Minnesota | Electric Utility | Black Dog | MN | 1904 | 6-1 | 212 | Natural Gas Fired Combustion Turbine | NG | GT
Natural Gas Fired Combustion Turbine.NG | natural gas peaker | TRUE | 2058 | 12 | 17718 | Southwestern Public Service Co | Electric Utility | Jones | TX | 3482 | 4 | 168 | Natural Gas Fired Combustion Turbine | NG | GT
Solar Photovoltaic.SUN | solar PV | TRUE | 2061 | 1 | 63631 | Four Brothers 2, LLC | IPP | Hertford Solar Power, LLC | NC | 63024 | KEH | 10 | Solar Photovoltaic | SUN | PV
Conventional Hydroelectric.WAT | hydro | TRUE | 2064 | 12 | 13781 | Northern States Power Co - Minnesota | Electric Utility | Saxon Falls | WI | 1756 | 1 | 0.5 | Conventional Hydroelectric | WAT | HY
Conventional Hydroelectric.WAT | hydro | TRUE | 2064 | 12 | 13781 | Northern States Power Co - Minnesota | Electric Utility | Saxon Falls | WI | 1756 | 2 | 0.5 | Conventional Hydroelectric | WAT | HY
Conventional Hydroelectric.WAT | hydro | TRUE | 2064 | 12 | 13781 | Northern States Power Co - Minnesota | Electric Utility | Superior Falls | MI | 1757 | 1 | 0.5 | Conventional Hydroelectric | WAT | HY
Conventional Hydroelectric.WAT | hydro | TRUE | 2064 | 12 | 13781 | Northern States Power Co - Minnesota | Electric Utility | Superior Falls | MI | 1757 | 2 | 0.5 | Conventional Hydroelectric | WAT | HY
Municipal Solid Waste.MSW | municipal solid waste | TRUE | 2072 | 8 | 10875 | Lee County Board-Commissioners | IPP | Lee County Solid Waste Energy | FL | 52010 | GEN2 | 16 | Municipal Solid Waste | MSW | ST
. |  |  | NOTES: Capacity from facilities with a total generator nameplate capacity less than 1 MW are excluded from this table. Entity ID and Plant ID are official, unique identification numbers assigned by EIA; Generator IDs are assigned by plant owners and/or operators. Descriptions for the Energy Source Codes and the Prime Mover Codes listed in the table can be found in the Technical Notes. Sources: U.S. Energy Information Administration, Form EIA-860, 'Annual Electric Generator Report' and Form EIA-860M, 'Monthly Update to the Annual Electric Generator Report.'

## Operable_860
This is an early release of the final EIA-860 data for calendar year 2022. The early release is provided for the express purpose of providing immediate access to individual plant and generator data for analysts who use this type of information. The data has not been fully edited and is inappropriate for aggregation, such as to state or national totals. Also, in some cases, data for a certain number of plants and generators has been excluded from this early release pending further data validation. Final, complete, and fully-edited data will be released by EIA later in 2023. Questions or comments regarding this data release should be directed to eiainfoelectric@eia.gov.
2022 Form EIA-860 Data - Schedule 3, 'Generator Data' (Operable Units Only)
EPS Tech | EPS | Include | Utility ID | Utility Name | Plant Code | Plant Name | State | County | Generator ID | Technology | Prime Mover | Unit Code | Ownership | Nameplate Capacity (MW) | Nameplate Power Factor | Summer Capacity (MW) | Winter Capacity (MW) | Minimum Load (MW) | Uprate or Derate Completed During Year | Planned Retirement Month | Planned Retirement Year | Associated with Combined Heat and Power System | Sector Name | Sector | Topping or Bottoming | Energy Source 1 | Energy Source 2 | Energy Source 3 | Energy Source 4 | Energy Source 5 | Energy Source 6
Petroleum Liquids.DFO | petroleum | TRUE | 63560 | TDX Sand Point Generating, LLC | 1 | Sand Point | AK | Aleutians East | 1 | Petroleum Liquids | IC |  | S | 0.9 | 0.8 | 0.4 | 0.4 | 0.4 | N |  |  | N | Electric Utility | 1 | X | DFO
Petroleum Liquids.DFO | petroleum | TRUE | 63560 | TDX Sand Point Generating, LLC | 1 | Sand Point | AK | Aleutians East | 2 | Petroleum Liquids | IC |  | S | 0.9 | 0.8 | 0.3 | 0.3 | 0.3 | N |  |  | N | Electric Utility | 1 | X | DFO
Petroleum Liquids.DFO | petroleum | TRUE | 63560 | TDX Sand Point Generating, LLC | 1 | Sand Point | AK | Aleutians East | 3 | Petroleum Liquids | IC |  | S | 0.5 | 0.8 | 0.3 | 0.3 | 0.3 | N |  |  | N | Electric Utility | 1 | X | DFO
Petroleum Liquids.DFO | petroleum | TRUE | 63560 | TDX Sand Point Generating, LLC | 1 | Sand Point | AK | Aleutians East | 5 | Petroleum Liquids | IC |  | S | 0.7 | 0.8 | 0.4 | 0.3 | 0.3 | N | 2 | 2023 | N | Electric Utility | 1 | X | DFO
Onshore Wind Turbine.WND | onshore wind | TRUE | 63560 | TDX Sand Point Generating, LLC | 1 | Sand Point | AK | Aleutians East | WT1 | Onshore Wind Turbine | WT |  | S | 0.5 | 0.89 | 0.1 | 0.1 | 0.1 | N |  |  | N | Electric Utility | 1 | X | WND
Onshore Wind Turbine.WND | onshore wind | TRUE | 63560 | TDX Sand Point Generating, LLC | 1 | Sand Point | AK | Aleutians East | WT2 | Onshore Wind Turbine | WT |  | S | 0.5 | 0.89 | 0.3 | 0.3 | 0.3 | N |  |  | N | Electric Utility | 1 | X | WND
Conventional Hydroelectric.WAT | hydro | TRUE | 195 | Alabama Power Co | 2 | Bankhead Dam | AL | Tuscaloosa | 1 | Conventional Hydroelectric | HY |  | S | 53.9 | 0.92 | 53 | 53 | 52 | N |  |  | N | Electric Utility | 1 | X | WAT
Natural Gas Steam Turbine.NG | natural gas steam turbine | TRUE | 195 | Alabama Power Co | 3 | Barry | AL | Mobile | 1 | Natural Gas Steam Turbine | ST |  | S | 153.1 | 0.85 | 80 | 80 | 55 | N |  |  | N | Electric Utility | 1 | X | NG
Natural Gas Steam Turbine.NG | natural gas steam turbine | TRUE | 195 | Alabama Power Co | 3 | Barry | AL | Mobile | 2 | Natural Gas Steam Turbine | ST |  | S | 153.1 | 0.85 | 80 | 80 | 55 | N |  |  | N | Electric Utility | 1 | X | NG
Conventional Steam Coal.BIT | hard coal | TRUE | 195 | Alabama Power Co | 3 | Barry | AL | Mobile | 4 | Conventional Steam Coal | ST |  | S | 403.7 | 0.85 | 362 | 362 | 200 | N |  |  | N | Electric Utility | 1 | X | BIT
Conventional Steam Coal.BIT | hard coal | TRUE | 195 | Alabama Power Co | 3 | Barry | AL | Mobile | 5 | Conventional Steam Coal | ST |  | S | 788.8 | 0.85 | 756.5 | 756.5 | 465 | N |  |  | N | Electric Utility | 1 | X | BIT
Natural Gas Fired Combined Cycle.NG | natural gas combined cycle | TRUE | 195 | Alabama Power Co | 3 | Barry | AL | Mobile | A1CT | Natural Gas Fired Combined Cycle | CT | G521 | S | 170.1 | 0.85 | 184.4 | 194.5 | 90 | N |  |  | N | Electric Utility | 1 | X | NG
Natural Gas Fired Combined Cycle.NG | natural gas combined cycle | TRUE | 195 | Alabama Power Co | 3 | Barry | AL | Mobile | A1CT2 | Natural Gas Fired Combined Cycle | CT | G521 | S | 170.1 | 0.85 | 184.4 | 194.5 | 90 | N |  |  | N | Electric Utility | 1 | X | NG
Natural Gas Fired Combined Cycle.NG | natural gas combined cycle | TRUE | 195 | Alabama Power Co | 3 | Barry | AL | Mobile | A1ST | Natural Gas Fired Combined Cycle | CA | G521 | S | 195.2 | 0.85 | 200 | 205 | 136 | N |  |  | N | Electric Utility | 1 | X | NG
Natural Gas Fired Combined Cycle.NG | natural gas combined cycle | TRUE | 195 | Alabama Power Co | 3 | Barry | AL | Mobile | A2C1 | Natural Gas Fired Combined Cycle | CT | G522 | S | 170.1 | 0.85 | 186.2 | 190 | 86 | N |  |  | N | Electric Utility | 1 | X | NG
Natural Gas Fired Combined Cycle.NG | natural gas combined cycle | TRUE | 195 | Alabama Power Co | 3 | Barry | AL | Mobile | A2C2 | Natural Gas Fired Combined Cycle | CT | G522 | S | 170.1 | 0.85 | 186.2 | 190 | 86 | N |  |  | N | Electric Utility | 1 | X | NG
Natural Gas Fired Combined Cycle.NG | natural gas combined cycle | TRUE | 195 | Alabama Power Co | 3 | Barry | AL | Mobile | A2ST | Natural Gas Fired Combined Cycle | CA | G522 | S | 195.2 | 0.85 | 195 | 200 | 128 | N |  |  | N | Electric Utility | 1 | X | NG
Conventional Hydroelectric.WAT | hydro | TRUE | 195 | Alabama Power Co | 4 | Walter Bouldin Dam | AL | Elmore | 1 | Conventional Hydroelectric | HY |  | S | 75 | 0.857 | 74.7 | 74.7 | 74 | N |  |  | N | Electric Utility | 1 | X | WAT
Conventional Hydroelectric.WAT | hydro | TRUE | 195 | Alabama Power Co | 4 | Walter Bouldin Dam | AL | Elmore | 2 | Conventional Hydroelectric | HY |  | S | 75 | 0.857 | 74.7 | 74.7 | 74 | N |  |  | N | Electric Utility | 1 | X | WAT
Conventional Hydroelectric.WAT | hydro | TRUE | 195 | Alabama Power Co | 4 | Walter Bouldin Dam | AL | Elmore | 3 | Conventional Hydroelectric | HY |  | S | 75 | 0.857 | 74.7 | 74.7 | 74 | N |  |  | N | Electric Utility | 1 | X | WAT
Natural Gas Steam Turbine.NG | natural gas steam turbine | TRUE | 195 | Alabama Power Co | 7 | Gadsden | AL | Etowah | 1 | Natural Gas Steam Turbine | ST |  | S | 69 | 0.85 | 64 | 64 | 28 | N | 1 | 2023 | Y | Electric Utility | 1 | B | NG
Natural Gas Steam Turbine.NG | natural gas steam turbine | TRUE | 195 | Alabama Power Co | 7 | Gadsden | AL | Etowah | 2 | Natural Gas Steam Turbine | ST |  | S | 69 | 0.85 | 66 | 66 | 28 | N | 1 | 2023 | Y | Electric Utility | 1 | B | NG
Natural Gas Fired Combustion Turbine.NG | natural gas peaker | TRUE | 5701 | El Paso Electric Co | 9 | Copper | TX | El Paso | 1 | Natural Gas Fired Combustion Turbine | GT |  | S | 86.9 | 0.9 | 63 | 65 | 3 | N | 12 | 2030 | N | Electric Utility | 1 | X | NG
Natural Gas Steam Turbine.NG | natural gas steam turbine | TRUE | 195 | Alabama Power Co | 10 | Greene County | AL | Greene | 1 | Natural Gas Steam Turbine | ST |  | J | 299.2 | 0.85 | 257.8 | 257.8 | 110 | N |  |  | N | Electric Utility | 1 | X | NG
Natural Gas Steam Turbine.NG | natural gas steam turbine | TRUE | 195 | Alabama Power Co | 10 | Greene County | AL | Greene | 2 | Natural Gas Steam Turbine | ST |  | J | 269.2 | 0.85 | 258.3 | 258.3 | 110 | N |  |  | N | Electric Utility | 1 | X | NG
Natural Gas Fired Combustion Turbine.NG | natural gas peaker | TRUE | 195 | Alabama Power Co | 10 | Greene County | AL | Greene | GT10 | Natural Gas Fired Combustion Turbine | GT |  | S | 80 | 0.85 | 85 | 101 | 66 | N |  |  | N | Electric Utility | 1 | X | NG | DFO
Natural Gas Fired Combustion Turbine.NG | natural gas peaker | TRUE | 195 | Alabama Power Co | 10 | Greene County | AL | Greene | GT2 | Natural Gas Fired Combustion Turbine | GT |  | S | 80 | 0.85 | 84 | 100 | 66 | N |  |  | N | Electric Utility | 1 | X | NG | DFO
Natural Gas Fired Combustion Turbine.NG | natural gas peaker | TRUE | 195 | Alabama Power Co | 10 | Greene County | AL | Greene | GT3 | Natural Gas Fired Combustion Turbine | GT |  | S | 80 | 0.85 | 82 | 98 | 66 | N |  |  | N | Electric Utility | 1 | X | NG | DFO
Natural Gas Fired Combustion Turbine.NG | natural gas peaker | TRUE | 195 | Alabama Power Co | 10 | Greene County | AL | Greene | GT4 | Natural Gas Fired Combustion Turbine | GT |  | S | 80 | 0.85 | 81 | 97 | 66 | N |  |  | N | Electric Utility | 1 | X | NG | DFO
Natural Gas Fired Combustion Turbine.NG | natural gas peaker | TRUE | 195 | Alabama Power Co | 10 | Greene County | AL | Greene | GT5 | Natural Gas Fired Combustion Turbine | GT |  | S | 80 | 0.85 | 82 | 98 | 66 | N |  |  | N | Electric Utility | 1 | X | NG | DFO
Natural Gas Fired Combustion Turbine.NG | natural gas peaker | TRUE | 195 | Alabama Power Co | 10 | Greene County | AL | Greene | GT6 | Natural Gas Fired Combustion Turbine | GT |  | S | 80 | 0.85 | 81 | 97 | 66 | N |  |  | N | Electric Utility | 1 | X | NG | DFO
Natural Gas Fired Combustion Turbine.NG | natural gas peaker | TRUE | 195 | Alabama Power Co | 10 | Greene County | AL | Greene | GT7 | Natural Gas Fired Combustion Turbine | GT |  | S | 80 | 0.85 | 80 | 96 | 66 | N |  |  | N | Electric Utility | 1 | X | NG | DFO
Natural Gas Fired Combustion Turbine.NG | natural gas peaker | TRUE | 195 | Alabama Power Co | 10 | Greene County | AL | Greene | GT8 | Natural Gas Fired Combustion Turbine | GT |  | S | 80 | 0.85 | 83 | 99 | 66 | N |  |  | N | Electric Utility | 1 | X | NG | DFO
Natural Gas Fired Combustion Turbine.NG | natural gas peaker | TRUE | 195 | Alabama Power Co | 10 | Greene County | AL | Greene | GT9 | Natural Gas Fired Combustion Turbine | GT |  | S | 80 | 0.85 | 82 | 98 | 66 | N |  |  | N | Electric Utility | 1 | X | NG | DFO
Conventional Hydroelectric.WAT | hydro | TRUE | 195 | Alabama Power Co | 11 | H Neely Henry Dam | AL | Calhoun | 1 | Conventional Hydroelectric | HY |  | S | 24.3 | 0.9 | 23.7 | 22.7 | 22.3 | N |  |  | N | Electric Utility | 1 | X | WAT
Conventional Hydroelectric.WAT | hydro | TRUE | 195 | Alabama Power Co | 11 | H Neely Henry Dam | AL | Calhoun | 2 | Conventional Hydroelectric | HY |  | S | 24.3 | 0.9 | 23.7 | 22.7 | 22.3 | N |  |  | N | Electric Utility | 1 | X | WAT
Conventional Hydroelectric.WAT | hydro | TRUE | 195 | Alabama Power Co | 11 | H Neely Henry Dam | AL | Calhoun | 3 | Conventional Hydroelectric | HY |  | S | 24.3 | 0.9 | 23.7 | 22.7 | 22.4 | N |  |  | N | Electric Utility | 1 | X | WAT
Conventional Hydroelectric.WAT | hydro | TRUE | 195 | Alabama Power Co | 12 | Holt Dam | AL | Tuscaloosa | 1 | Conventional Hydroelectric | HY |  | S | 46.9 | 0.89 | 48 | 48 | 45 | N |  |  | N | Electric Utility | 1 | X | WAT
Conventional Hydroelectric.WAT | hydro | TRUE | 195 | Alabama Power Co | 13 | Jordan Dam | AL | Elmore | 1 | Conventional Hydroelectric | HY |  | S | 25 | 0.862 | 32.3 | 32.5 | 25 | N |  |  | N | Electric Utility | 1 | X | WAT
Conventional Hydroelectric.WAT | hydro | TRUE | 195 | Alabama Power Co | 13 | Jordan Dam | AL | Elmore | 2 | Conventional Hydroelectric | HY |  | S | 25 | 0.862 | 32.3 | 32.5 | 25 | N |  |  | N | Electric Utility | 1 | X | WAT
Conventional Hydroelectric.WAT | hydro | TRUE | 195 | Alabama Power Co | 13 | Jordan Dam | AL | Elmore | 3 | Conventional Hydroelectric | HY |  | S | 25 | 0.862 | 32.3 | 32.5 | 25 | N |  |  | N | Electric Utility | 1 | X | WAT
Conventional Hydroelectric.WAT | hydro | TRUE | 195 | Alabama Power Co | 13 | Jordan Dam | AL | Elmore | 4 | Conventional Hydroelectric | HY |  | S | 25 | 0.862 | 32.3 | 32.5 | 25 | N |  |  | N | Electric Utility | 1 | X | WAT
Conventional Hydroelectric.WAT | hydro | TRUE | 195 | Alabama Power Co | 14 | Logan Martin Dam | AL | Talladega | 1 | Conventional Hydroelectric | HY |  | S | 42.7 | 0.9 | 43 | 39.7 | 41.6 | N |  |  | N | Electric Utility | 1 | X | WAT
Conventional Hydroelectric.WAT | hydro | TRUE | 195 | Alabama Power Co | 14 | Logan Martin Dam | AL | Talladega | 2 | Conventional Hydroelectric | HY |  | S | 42.7 | 0.9 | 43 | 39.7 | 41.6 | N |  |  | N | Electric Utility | 1 | X | WAT
Conventional Hydroelectric.WAT | hydro | TRUE | 195 | Alabama Power Co | 14 | Logan Martin Dam | AL | Talladega | 3 | Conventional Hydroelectric | HY |  | S | 42.7 | 0.9 | 43 | 39.7 | 41.8 | N |  |  | N | Electric Utility | 1 | X | WAT
Conventional Hydroelectric.WAT | hydro | TRUE | 195 | Alabama Power Co | 15 | Lay Dam | AL | Chilton | 1 | Conventional Hydroelectric | HY |  | S | 29.5 | 0.9 | 30 | 30.3 | 29 | N |  |  | N | Electric Utility | 1 | X | WAT
Conventional Hydroelectric.WAT | hydro | TRUE | 195 | Alabama Power Co | 15 | Lay Dam | AL | Chilton | 2 | Conventional Hydroelectric | HY |  | S | 29.5 | 0.9 | 30 | 30.3 | 29 | N |  |  | N | Electric Utility | 1 | X | WAT
Conventional Hydroelectric.WAT | hydro | TRUE | 195 | Alabama Power Co | 15 | Lay Dam | AL | Chilton | 3 | Conventional Hydroelectric | HY |  | S | 29.5 | 0.9 | 30 | 30.3 | 29 | N |  |  | N | Electric Utility | 1 | X | WAT
Conventional Hydroelectric.WAT | hydro | TRUE | 195 | Alabama Power Co | 15 | Lay Dam | AL | Chilton | 4 | Conventional Hydroelectric | HY |  | S | 29.5 | 0.9 | 30 | 30.3 | 29 | N |  |  | N | Electric Utility | 1 | X | WAT
Conventional Hydroelectric.WAT | hydro | TRUE | 195 | Alabama Power Co | 15 | Lay Dam | AL | Chilton | 5 | Conventional Hydroelectric | HY |  | S | 29.5 | 0.9 | 30 | 30.3 | 29 | N |  |  | N | Electric Utility | 1 | X | WAT
Conventional Hydroelectric.WAT | hydro | TRUE | 195 | Alabama Power Co | 15 | Lay Dam | AL | Chilton | 6 | Conventional Hydroelectric | HY |  | S | 29.5 | 0.9 | 30 | 30.3 | 29 | N |  |  | N | Electric Utility | 1 | X | WAT
Conventional Hydroelectric.WAT | hydro | TRUE | 195 | Alabama Power Co | 16 | Martin Dam | AL | Elmore | 1 | Conventional Hydroelectric | HY |  | S | 50.2 | 0.95 | 41.5 | 39.4 | 40 | N |  |  | N | Electric Utility | 1 | X | WAT
Conventional Hydroelectric.WAT | hydro | TRUE | 195 | Alabama Power Co | 16 | Martin Dam | AL | Elmore | 2 | Conventional Hydroelectric | HY |  | S | 50.2 | 0.95 | 41.5 | 39.4 | 40 | N |  |  | N | Electric Utility | 1 | X | WAT
Conventional Hydroelectric.WAT | hydro | TRUE | 195 | Alabama Power Co | 16 | Martin Dam | AL | Elmore | 3 | Conventional Hydroelectric | HY |  | S | 50.2 | 0.95 | 41.5 | 39.4 | 40 | N |  |  | N | Electric Utility | 1 | X | WAT
Conventional Hydroelectric.WAT | hydro | TRUE | 195 | Alabama Power Co | 16 | Martin Dam | AL | Elmore | 4 | Conventional Hydroelectric | HY |  | S | 60 | 0.95 | 57.6 | 54.7 | 40 | N |  |  | N | Electric Utility | 1 | X | WAT
Conventional Hydroelectric.WAT | hydro | TRUE | 195 | Alabama Power Co | 17 | Mitchell Dam | AL | Coosa | 4 | Conventional Hydroelectric | HY |  | S | 20 | 0.8 | 22.4 | 22.7 | 19 | N |  |  | N | Electric Utility | 1 | X | WAT
Conventional Hydroelectric.WAT | hydro | TRUE | 195 | Alabama Power Co | 17 | Mitchell Dam | AL | Coosa | 5 | Conventional Hydroelectric | HY |  | S | 50 | 0.8 | 46.9 | 47.4 | 46 | N |  |  | N | Electric Utility | 1 | X | WAT
Conventional Hydroelectric.WAT | hydro | TRUE | 195 | Alabama Power Co | 17 | Mitchell Dam | AL | Coosa | 6 | Conventional Hydroelectric | HY |  | S | 50 | 0.8 | 46.9 | 47.4 | 46 | N |  |  | N | Electric Utility | 1 | X | WAT
Conventional Hydroelectric.WAT | hydro | TRUE | 195 | Alabama Power Co | 17 | Mitchell Dam | AL | Coosa | 7 | Conventional Hydroelectric | HY |  | S | 50 | 0.8 | 46.9 | 47.4 | 46 | N |  |  | N | Electric Utility | 1 | X | WAT
Conventional Hydroelectric.WAT | hydro | TRUE | 195 | Alabama Power Co | 18 | Lewis Smith Dam | AL | Walker | 1 | Conventional Hydroelectric | HY |  | S | 90.5 | 0.9 | 89 | 87.5 | 83 | N |  |  | N | Electric Utility | 1 | X | WAT
Conventional Hydroelectric.WAT | hydro | TRUE | 195 | Alabama Power Co | 18 | Lewis Smith Dam | AL | Walker | 2 | Conventional Hydroelectric | HY |  | S | 90.5 | 0.9 | 89 | 87.5 | 83 | N |  |  | N | Electric Utility | 1 | X | WAT
Conventional Hydroelectric.WAT | hydro | TRUE | 195 | Alabama Power Co | 19 | Thurlow Dam | AL | Elmore | 1 | Conventional Hydroelectric | HY |  | S | 40.5 | 0.95 | 36.2 | 35.3 | 32 | N |  |  | N | Electric Utility | 1 | X | WAT
Conventional Hydroelectric.WAT | hydro | TRUE | 195 | Alabama Power Co | 19 | Thurlow Dam | AL | Elmore | 2 | Conventional Hydroelectric | HY |  | S | 40.5 | 0.95 | 36.2 | 35.3 | 32 | N |  |  | N | Electric Utility | 1 | X | WAT
Conventional Hydroelectric.WAT | hydro | TRUE | 195 | Alabama Power Co | 19 | Thurlow Dam | AL | Elmore | 3 | Conventional Hydroelectric | HY |  | S | 10 | 0.8 | 7.5 | 7.3 | 7 | N |  |  | N | Electric Utility | 1 | X | WAT
Conventional Hydroelectric.WAT | hydro | TRUE | 195 | Alabama Power Co | 20 | Weiss Dam | AL | Cherokee | 1 | Conventional Hydroelectric | HY |  | S | 29.2 | 0.9 | 27 | 24.3 | 22.3 | N |  |  | N | Electric Utility | 1 | X | WAT
Conventional Hydroelectric.WAT | hydro | TRUE | 195 | Alabama Power Co | 20 | Weiss Dam | AL | Cherokee | 2 | Conventional Hydroelectric | HY |  | S | 29.2 | 0.9 | 27 | 24.3 | 22.3 | N |  |  | N | Electric Utility | 1 | X | WAT
Conventional Hydroelectric.WAT | hydro | TRUE | 195 | Alabama Power Co | 20 | Weiss Dam | AL | Cherokee | 3 | Conventional Hydroelectric | HY |  | S | 29.2 | 0.9 | 27 | 24.3 | 22.3 | N |  |  | N | Electric Utility | 1 | X | WAT
Conventional Hydroelectric.WAT | hydro | TRUE | 195 | Alabama Power Co | 21 | Yates Dam | AL | Elmore | 1 | Conventional Hydroelectric | HY |  | S | 25.5 | 0.901 | 22 | 22.5 | 21 | N |  |  | N | Electric Utility | 1 | X | WAT
Conventional Hydroelectric.WAT | hydro | TRUE | 195 | Alabama Power Co | 21 | Yates Dam | AL | Elmore | 2 | Conventional Hydroelectric | HY |  | S | 25 | 0.901 | 22 | 22.5 | 21 | N |  |  | N | Electric Utility | 1 | X | WAT
Natural Gas Steam Turbine.NG | natural gas steam turbine | TRUE | 195 | Alabama Power Co | 26 | E C Gaston | AL | Shelby | 1 | Natural Gas Steam Turbine | ST |  | J | 272 | 0.85 | 254 | 254 | 70 | N |  |  | N | Electric Utility | 1 | X | NG | BIT
Natural Gas Steam Turbine.NG | natural gas steam turbine | TRUE | 195 | Alabama Power Co | 26 | E C Gaston | AL | Shelby | 2 | Natural Gas Steam Turbine | ST |  | J | 272 | 0.85 | 256 | 256 | 70 | N |  |  | N | Electric Utility | 1 | X | NG | BIT
Natural Gas Steam Turbine.NG | natural gas steam turbine | TRUE | 195 | Alabama Power Co | 26 | E C Gaston | AL | Shelby | 3 | Natural Gas Steam Turbine | ST |  | J | 272 | 0.85 | 254 | 254 | 70 | N |  |  | N | Electric Utility | 1 | X | NG | BIT
Conventional Steam Coal.BIT | hard coal | TRUE | 195 | Alabama Power Co | 26 | E C Gaston | AL | Shelby | 5 | Conventional Steam Coal | ST |  | S | 952 | 0.85 | 832 | 832 | 700 | N |  |  | N | Electric Utility | 1 | X | BIT | NG
Petroleum Liquids.DFO | petroleum | TRUE | 195 | Alabama Power Co | 26 | E C Gaston | AL | Shelby | GT4 | Petroleum Liquids | GT |  | J | 21.2 | 0.85 | 16 | 20 | 16 | N |  |  | N | Electric Utility | 1 | X | DFO
Natural Gas Steam Turbine.NG | natural gas steam turbine | TRUE | 195 | Alabama Power Co | 26 | E C Gaston | AL | Shelby | ST4 | Natural Gas Steam Turbine | ST |  | J | 244.8 | 0.85 | 256 | 256 | 70 | N |  |  | N | Electric Utility | 1 | X | NG | BIT
Petroleum Liquids.DFO | petroleum | TRUE | 29305 | City of Madelia - (MN) | 30 | Madelia | MN | Watonwan | 1 | Petroleum Liquids | IC |  | S | 3.1 | 0.8 | 3.1 | 3.1 | 1.6 | N |  |  | N | Electric Utility | 1 | X | DFO | NG
Petroleum Liquids.DFO | petroleum | TRUE | 29305 | City of Madelia - (MN) | 30 | Madelia | MN | Watonwan | 2 | Petroleum Liquids | IC |  | S | 2 | 0.8 | 1.8 | 2 | 1 | N |  |  | N | Electric Utility | 1 | X | DFO | NG
Petroleum Liquids.DFO | petroleum | TRUE | 29305 | City of Madelia - (MN) | 30 | Madelia | MN | Watonwan | 3 | Petroleum Liquids | IC |  | S | 1.1 | 0.8 | 0.9 | 1 | 0.6 | N |  |  | N | Electric Utility | 1 | X | DFO | NG
Petroleum Liquids.DFO | petroleum | TRUE | 29305 | City of Madelia - (MN) | 30 | Madelia | MN | Watonwan | 4 | Petroleum Liquids | IC |  | S | 4.3 | 0.8 | 3.7 | 4 | 1.7 | N |  |  | N | Electric Utility | 1 | X | DFO | NG
Petroleum Liquids.DFO | petroleum | TRUE | 29305 | City of Madelia - (MN) | 30 | Madelia | MN | Watonwan | 5 | Petroleum Liquids | IC |  | S | 1.3 | 0.8 | 1.1 | 1.2 | 0.7 | N |  |  | N | Electric Utility | 1 | X | DFO | NG
Conventional Hydroelectric.WAT | hydro | TRUE | 13402 | Nevada Irrigation District | 34 | Rollins | CA | Placer | 1P | Conventional Hydroelectric | HY |  | S | 12.1 | 0.99 | 12.1 | 12.1 | 0.5 | N |  |  | N | IPP Non-CHP | 2 | X | WAT
Conventional Hydroelectric.WAT | hydro | TRUE | 27813 | USCE-Mobile District | 38 | Millers Ferry | AL | Wilcox | 1 | Conventional Hydroelectric | HY |  | S | 33.7 | 0.95 | 30 | 30 | 24 | N |  |  | N | Electric Utility | 1 | X | WAT
Conventional Hydroelectric.WAT | hydro | TRUE | 27813 | USCE-Mobile District | 38 | Millers Ferry | AL | Wilcox | 2 | Conventional Hydroelectric | HY |  | S | 33.7 | 0.95 | 30 | 30 | 24 | N |  |  | N | Electric Utility | 1 | X | WAT
Conventional Hydroelectric.WAT | hydro | TRUE | 27813 | USCE-Mobile District | 38 | Millers Ferry | AL | Wilcox | 3 | Conventional Hydroelectric | HY |  | S | 33.7 | 0.95 | 30 | 30 | 24 | N |  |  | N | Electric Utility | 1 | X | WAT
Nuclear.NUC | nuclear | TRUE | 18642 | Tennessee Valley Authority | 46 | Browns Ferry | AL | Limestone | 1 | Nuclear | ST |  | S | 1281 | 0.95 | 1227.4 | 1254.8 | 1227.4 | N |  |  | N | Electric Utility | 1 | X | NUC
Nuclear.NUC | nuclear | TRUE | 18642 | Tennessee Valley Authority | 46 | Browns Ferry | AL | Limestone | 2 | Nuclear | ST |  | S | 1281 | 0.9 | 1207.7 | 1242 | 1207.7 | N |  |  | N | Electric Utility | 1 | X | NUC
Nuclear.NUC | nuclear | TRUE | 18642 | Tennessee Valley Authority | 46 | Browns Ferry | AL | Limestone | 3 | Nuclear | ST |  | S | 1292 | 0.9 | 1226.6 | 1259 | 1226.6 | N |  |  | N | Electric Utility | 1 | X | NUC
Natural Gas Fired Combustion Turbine.NG | natural gas peaker | TRUE | 18642 | Tennessee Valley Authority | 47 | Colbert | AL | Colbert | GT1 | Natural Gas Fired Combustion Turbine | GT |  | S | 59.5 | 0.9 | 45.4 | 60.8 | 10 | N |  |  | N | Electric Utility | 1 | X | NG | DFO
Natural Gas Fired Combustion Turbine.NG | natural gas peaker | TRUE | 18642 | Tennessee Valley Authority | 47 | Colbert | AL | Colbert | GT2 | Natural Gas Fired Combustion Turbine | GT |  | S | 59.5 | 0.9 | 45.4 | 60.8 | 10 | N |  |  | N | Electric Utility | 1 | X | NG | DFO
Natural Gas Fired Combustion Turbine.NG | natural gas peaker | TRUE | 18642 | Tennessee Valley Authority | 47 | Colbert | AL | Colbert | GT3 | Natural Gas Fired Combustion Turbine | GT |  | S | 59.5 | 0.9 | 45.4 | 60.8 | 10 | N |  |  | N | Electric Utility | 1 | X | NG | DFO
Natural Gas Fired Combustion Turbine.NG | natural gas peaker | TRUE | 18642 | Tennessee Valley Authority | 47 | Colbert | AL | Colbert | GT4 | Natural Gas Fired Combustion Turbine | GT |  | S | 59.5 | 0.9 | 45.4 | 60.8 | 10 | N |  |  | N | Electric Utility | 1 | X | NG | DFO
Natural Gas Fired Combustion Turbine.NG | natural gas peaker | TRUE | 18642 | Tennessee Valley Authority | 47 | Colbert | AL | Colbert | GT5 | Natural Gas Fired Combustion Turbine | GT |  | S | 59.5 | 0.9 | 45.4 | 60.8 | 10 | N |  |  | N | Electric Utility | 1 | X | NG | DFO
Natural Gas Fired Combustion Turbine.NG | natural gas peaker | TRUE | 18642 | Tennessee Valley Authority | 47 | Colbert | AL | Colbert | GT6 | Natural Gas Fired Combustion Turbine | GT |  | S | 59.5 | 0.9 | 45.4 | 60.8 | 10 | N |  |  | N | Electric Utility | 1 | X | NG | DFO
Natural Gas Fired Combustion Turbine.NG | natural gas peaker | TRUE | 18642 | Tennessee Valley Authority | 47 | Colbert | AL | Colbert | GT7 | Natural Gas Fired Combustion Turbine | GT |  | S | 59.5 | 0.9 | 45.4 | 60.8 | 10 | N |  |  | N | Electric Utility | 1 | X | NG | DFO
Natural Gas Fired Combustion Turbine.NG | natural gas peaker | TRUE | 18642 | Tennessee Valley Authority | 47 | Colbert | AL | Colbert | GT8 | Natural Gas Fired Combustion Turbine | GT |  | S | 59.5 | 0.9 | 45.4 | 60.8 | 10 | N |  |  | N | Electric Utility | 1 | X | NG | DFO
Conventional Hydroelectric.WAT | hydro | TRUE | 18642 | Tennessee Valley Authority | 48 | Guntersville | AL | Marshall | 1 | Conventional Hydroelectric | HY |  | S | 28.8 | 0.9 | 31 | 31.4 | 9.7 | N |  |  | N | Electric Utility | 1 | X | WAT
Conventional Hydroelectric.WAT | hydro | TRUE | 18642 | Tennessee Valley Authority | 48 | Guntersville | AL | Marshall | 2 | Conventional Hydroelectric | HY |  | S | 28.8 | 0.9 | 30.6 | 31.1 | 12.9 | N |  |  | N | Electric Utility | 1 | X | WAT
Conventional Hydroelectric.WAT | hydro | TRUE | 18642 | Tennessee Valley Authority | 48 | Guntersville | AL | Marshall | 3 | Conventional Hydroelectric | HY |  | S | 28.8 | 0.9 | 29.8 | 30.3 | 9.7 | N |  |  | N | Electric Utility | 1 | X | WAT
Conventional Hydroelectric.WAT | hydro | TRUE | 18642 | Tennessee Valley Authority | 48 | Guntersville | AL | Marshall | 4 | Conventional Hydroelectric | HY |  | S | 28.8 | 0.9 | 31.3 | 31.7 | 14.6 | N |  |  | N | Electric Utility | 1 | X | WAT
Conventional Hydroelectric.WAT | hydro | TRUE | 18642 | Tennessee Valley Authority | 49 | Wheeler Dam | AL | Lawrence | 1 | Conventional Hydroelectric | HY |  | S | 35.1 | 0.9 | 34.1 | 35.6 | 23.5 | N |  |  | N | Electric Utility | 1 | X | WAT
Conventional Hydroelectric.WAT | hydro | TRUE | 18642 | Tennessee Valley Authority | 49 | Wheeler Dam | AL | Lawrence | 10 | Conventional Hydroelectric | HY |  | S | 36 | 0.9 | 41.9 | 38.3 | 27.2 | N |  |  | N | Electric Utility | 1 | X | WAT
Conventional Hydroelectric.WAT | hydro | TRUE | 18642 | Tennessee Valley Authority | 49 | Wheeler Dam | AL | Lawrence | 11 | Conventional Hydroelectric | HY |  | S | 43.6 | 0.9 | 41.9 | 38.2 | 27.9 | N |  |  | N | Electric Utility | 1 | X | WAT
Conventional Hydroelectric.WAT | hydro | TRUE | 18642 | Tennessee Valley Authority | 49 | Wheeler Dam | AL | Lawrence | 2 | Conventional Hydroelectric | HY |  | S | 35.1 | 0.9 | 33.2 | 30.1 | 27.6 | N |  |  | N | Electric Utility | 1 | X | WAT
Conventional Hydroelectric.WAT | hydro | TRUE | 18642 | Tennessee Valley Authority | 49 | Wheeler Dam | AL | Lawrence | 3 | Conventional Hydroelectric | HY |  | S | 35.1 | 0.9 | 33.6 | 30.4 | 23 | N |  |  | N | Electric Utility | 1 | X | WAT
Conventional Hydroelectric.WAT | hydro | TRUE | 18642 | Tennessee Valley Authority | 49 | Wheeler Dam | AL | Lawrence | 4 | Conventional Hydroelectric | HY |  | S | 35.1 | 0.9 | 33.4 | 30.2 | 25.4 | N |  |  | N | Electric Utility | 1 | X | WAT
Conventional Hydroelectric.WAT | hydro | TRUE | 18642 | Tennessee Valley Authority | 49 | Wheeler Dam | AL | Lawrence | 5 | Conventional Hydroelectric | HY |  | S | 35.1 | 0.9 | 34.7 | 31.4 | 23.3 | N |  |  | N | Electric Utility | 1 | X | WAT
Conventional Hydroelectric.WAT | hydro | TRUE | 18642 | Tennessee Valley Authority | 49 | Wheeler Dam | AL | Lawrence | 6 | Conventional Hydroelectric | HY |  | S | 35.1 | 0.9 | 34.6 | 31.3 | 23.4 | N |  |  | N | Electric Utility | 1 | X | WAT
Conventional Hydroelectric.WAT | hydro | TRUE | 18642 | Tennessee Valley Authority | 49 | Wheeler Dam | AL | Lawrence | 7 | Conventional Hydroelectric | HY |  | S | 35.1 | 0.9 | 34.4 | 31.1 | 25 | N |  |  | N | Electric Utility | 1 | X | WAT
Conventional Hydroelectric.WAT | hydro | TRUE | 18642 | Tennessee Valley Authority | 49 | Wheeler Dam | AL | Lawrence | 8 | Conventional Hydroelectric | HY |  | S | 35.1 | 0.9 | 34.5 | 31.2 | 23.4 | N |  |  | N | Electric Utility | 1 | X | WAT
Conventional Hydroelectric.WAT | hydro | TRUE | 18642 | Tennessee Valley Authority | 49 | Wheeler Dam | AL | Lawrence | 9 | Conventional Hydroelectric | HY |  | S | 43.6 | 0.9 | 41.9 | 38.2 | 28 | N |  |  | N | Electric Utility | 1 | X | WAT
Conventional Hydroelectric.WAT | hydro | TRUE | 189 | PowerSouth Energy Cooperative | 53 | Gantt | AL | Covington | 3 | Conventional Hydroelectric | HY |  | S | 1.2 | 0.8 | 1 | 1 | 0.1 | N |  |  | N | Electric Utility | 1 | X | WAT
Conventional Hydroelectric.WAT | hydro | TRUE | 189 | PowerSouth Energy Cooperative | 53 | Gantt | AL | Covington | 4 | Conventional Hydroelectric | HY |  | S | 1.8 | 0.8 | 1.8 | 1.8 | 0.1 | N |  |  | N | Electric Utility | 1 | X | WAT
Natural Gas Fired Combustion Turbine.NG | natural gas peaker | TRUE | 5580 | East Kentucky Power Coop, Inc | 54 | J K Smith | KY | Clark | GT1 | Natural Gas Fired Combustion Turbine | GT |  | S | 149 | 0.9 | 104 | 142 | 70 | N |  |  | N | Electric Utility | 1 | X | NG | DFO
Natural Gas Fired Combustion Turbine.NG | natural gas peaker | TRUE | 5580 | East Kentucky Power Coop, Inc | 54 | J K Smith | KY | Clark | GT10 | Natural Gas Fired Combustion Turbine | GT |  | S | 98 | 0.85 | 74 | 103 | 33 | N |  |  | N | Electric Utility | 1 | X | NG
Natural Gas Fired Combustion Turbine.NG | natural gas peaker | TRUE | 5580 | East Kentucky Power Coop, Inc | 54 | J K Smith | KY | Clark | GT2 | Natural Gas Fired Combustion Turbine | GT |  | S | 149 | 0.9 | 104 | 142 | 70 | N |  |  | N | Electric Utility | 1 | X | NG | DFO
Natural Gas Fired Combustion Turbine.NG | natural gas peaker | TRUE | 5580 | East Kentucky Power Coop, Inc | 54 | J K Smith | KY | Clark | GT3 | Natural Gas Fired Combustion Turbine | GT |  | S | 149 | 0.9 | 104 | 142 | 70 | N |  |  | N | Electric Utility | 1 | X | NG | DFO
Natural Gas Fired Combustion Turbine.NG | natural gas peaker | TRUE | 5580 | East Kentucky Power Coop, Inc | 54 | J K Smith | KY | Clark | GT4 | Natural Gas Fired Combustion Turbine | GT |  | S | 108 | 0.9 | 73 | 93 | 54 | N |  |  | N | Electric Utility | 1 | X | NG | DFO
Natural Gas Fired Combustion Turbine.NG | natural gas peaker | TRUE | 5580 | East Kentucky Power Coop, Inc | 54 | J K Smith | KY | Clark | GT5 | Natural Gas Fired Combustion Turbine | GT |  | S | 108 | 0.9 | 73 | 88 | 54 | N |  |  | N | Electric Utility | 1 | X | NG | DFO
Natural Gas Fired Combustion Turbine.NG | natural gas peaker | TRUE | 5580 | East Kentucky Power Coop, Inc | 54 | J K Smith | KY | Clark | GT6 | Natural Gas Fired Combustion Turbine | GT |  | S | 98 | 0.9 | 73 | 88 | 54 | N |  |  | N | Electric Utility | 1 | X | NG | DFO
Natural Gas Fired Combustion Turbine.NG | natural gas peaker | TRUE | 5580 | East Kentucky Power Coop, Inc | 54 | J K Smith | KY | Clark | GT7 | Natural Gas Fired Combustion Turbine | GT |  | S | 98 | 0.9 | 73 | 88 | 54 | N |  |  | N | Electric Utility | 1 | X | NG | DFO
Natural Gas Fired Combustion Turbine.NG | natural gas peaker | TRUE | 5580 | East Kentucky Power Coop, Inc | 54 | J K Smith | KY | Clark | GT9 | Natural Gas Fired Combustion Turbine | GT |  | S | 98 | 0.85 | 75 | 103 | 33 | N |  |  | N | Electric Utility | 1 | X | NG
Conventional Hydroelectric.WAT | hydro | TRUE | 189 | PowerSouth Energy Cooperative | 55 | Point A | AL | Covington | 1 | Conventional Hydroelectric | HY |  | S | 1.6 | 0.8 | 1.8 | 1.8 | 0.1 | N |  |  | N | Electric Utility | 1 | X | WAT
Conventional Hydroelectric.WAT | hydro | TRUE | 189 | PowerSouth Energy Cooperative | 55 | Point A | AL | Covington | 2 | Conventional Hydroelectric | HY |  | S | 1.6 | 0.8 | 1.8 | 1.8 | 0.1 | N |  |  | N | Electric Utility | 1 | X | WAT
Conventional Hydroelectric.WAT | hydro | TRUE | 189 | PowerSouth Energy Cooperative | 55 | Point A | AL | Covington | 3 | Conventional Hydroelectric | HY |  | S | 2 | 0.8 | 1.8 | 1.8 | 0.1 | N |  |  | N | Electric Utility | 1 | X | WAT
Conventional Steam Coal.BIT | hard coal | TRUE | 189 | PowerSouth Energy Cooperative | 56 | Lowman Energy Center | AL | Washington | 1 | Conventional Steam Coal | ST |  | S | 66 | 0.9 | 78 | 78 | 40 | N |  |  | N | Electric Utility | 1 | X | BIT
Conventional Steam Coal.SUB | hard coal | TRUE | 40606 | City of Grand Island - (NE) | 59 | Platte | NE | Hall | 1 | Conventional Steam Coal | ST |  | S | 109.8 | 0.9 | 100 | 100 | 40 | N |  |  | N | Electric Utility | 1 | X | SUB
Conventional Steam Coal.SUB | hard coal | TRUE | 8245 | City of Hastings - (NE) | 60 | Whelan Energy Center | NE | Adams | 1 | Conventional Steam Coal | ST |  | S | 76.3 | 0.9 | 76 | 76 | 38 | N |  |  | N | Electric Utility | 1 | X | SUB
Conventional Steam Coal.SUB | hard coal | TRUE | 8245 | City of Hastings - (NE) | 60 | Whelan Energy Center | NE | Adams | 2 | Conventional Steam Coal | ST |  | J | 248 | 0.85 | 220 | 220 | 125 | N |  |  | N | Electric Utility | 1 | X | SUB
Conventional Hydroelectric.WAT | hydro | TRUE | 213 | Alaska Electric Light & Power Co. | 62 | Annex Creek | AK | Juneau | 5 | Conventional Hydroelectric | HY |  | S | 1.8 | 0.8 | 1.8 | 1.8 | 0.1 | N |  |  | N | Electric Utility | 1 | X | WAT
Conventional Hydroelectric.WAT | hydro | TRUE | 213 | Alaska Electric Light & Power Co. | 62 | Annex Creek | AK | Juneau | 6 | Conventional Hydroelectric | HY |  | S | 2.2 | 0.8 | 1.8 | 1.8 | 0.1 | N |  |  | N | Electric Utility | 1 | X | WAT
Conventional Hydroelectric.WAT | hydro | TRUE | 213 | Alaska Electric Light & Power Co. | 63 | Gold Creek | AK | Juneau | 1 | Conventional Hydroelectric | HY |  | S | 0.8 | 0.8 | 0.8 | 0.8 | 0.1 | N |  |  | N | Electric Utility | 1 | X | WAT
Conventional Hydroelectric.WAT | hydro | TRUE | 213 | Alaska Electric Light & Power Co. | 63 | Gold Creek | AK | Juneau | 2 | Conventional Hydroelectric | HY |  | S | 0.4 | 0.8 | 0.4 | 0.4 | 0.1 | N |  |  | N | Electric Utility | 1 | X | WAT
Conventional Hydroelectric.WAT | hydro | TRUE | 213 | Alaska Electric Light & Power Co. | 63 | Gold Creek | AK | Juneau | 3 | Conventional Hydroelectric | HY |  | S | 0.4 | 0.8 | 0.4 | 0.4 | 0.1 | N |  |  | N | Electric Utility | 1 | X | WAT
Petroleum Liquids.DFO | petroleum | TRUE | 213 | Alaska Electric Light & Power Co. | 63 | Gold Creek | AK | Juneau | IC1 | Petroleum Liquids | IC |  | S | 1.2 | 0.8 | 1.2 | 1.2 | 0.3 | N |  |  | N | Electric Utility | 1 | X | DFO
Petroleum Liquids.DFO | petroleum | TRUE | 213 | Alaska Electric Light & Power Co. | 63 | Gold Creek | AK | Juneau | IC2 | Petroleum Liquids | IC |  | S | 1.2 | 0.8 | 1.2 | 1.2 | 0.3 | N |  |  | N | Electric Utility | 1 | X | DFO
Petroleum Liquids.DFO | petroleum | TRUE | 213 | Alaska Electric Light & Power Co. | 63 | Gold Creek | AK | Juneau | IC3 | Petroleum Liquids | IC |  | S | 1.1 | 0.8 | 1.1 | 1.1 | 0.3 | N |  |  | N | Electric Utility | 1 | X | DFO
Petroleum Liquids.DFO | petroleum | TRUE | 213 | Alaska Electric Light & Power Co. | 63 | Gold Creek | AK | Juneau | IC4 | Petroleum Liquids | IC |  | S | 3.5 | 0.8 | 3.5 | 3.5 | 2 | N |  |  | N | Electric Utility | 1 | X | DFO
Petroleum Liquids.DFO | petroleum | TRUE | 213 | Alaska Electric Light & Power Co. | 63 | Gold Creek | AK | Juneau | IC5 | Petroleum Liquids | IC |  | S | 1.1 | 0.8 | 1.1 | 1.1 | 0.3 | N |  |  | N | Electric Utility | 1 | X | DFO
Petroleum Liquids.DFO | petroleum | TRUE | 213 | Alaska Electric Light & Power Co. | 64 | Lemon Creek | AK | Juneau | 1 | Petroleum Liquids | IC |  | S | 2.5 | 0.8 | 2.5 | 2.5 | 0.5 | N |  |  | N | Electric Utility | 1 | X | DFO
Petroleum Liquids.DFO | petroleum | TRUE | 213 | Alaska Electric Light & Power Co. | 64 | Lemon Creek | AK | Juneau | 2 | Petroleum Liquids | IC |  | S | 2.6 | 0.8 | 2.5 | 2.5 | 0.5 | N |  |  | N | Electric Utility | 1 | X | DFO
Petroleum Liquids.DFO | petroleum | TRUE | 213 | Alaska Electric Light & Power Co. | 64 | Lemon Creek | AK | Juneau | 3 | Petroleum Liquids | IC |  | S | 2.6 | 0.8 | 2.5 | 2.5 | 0.5 | N |  |  | N | Electric Utility | 1 | X | DFO
Petroleum Liquids.DFO | petroleum | TRUE | 213 | Alaska Electric Light & Power Co. | 64 | Lemon Creek | AK | Juneau | 5 | Petroleum Liquids | GT |  | S | 18.6 | 0.85 | 17.5 | 17.5 | 4 | N |  |  | N | Electric Utility | 1 | X | DFO
Petroleum Liquids.DFO | petroleum | TRUE | 213 | Alaska Electric Light & Power Co. | 64 | Lemon Creek | AK | Juneau | 6 | Petroleum Liquids | GT |  | S | 18.6 | 0.85 | 17.5 | 17.5 | 4 | N |  |  | N | Electric Utility | 1 | X | DFO
Petroleum Liquids.DFO | petroleum | TRUE | 213 | Alaska Electric Light & Power Co. | 64 | Lemon Creek | AK | Juneau | 7 | Petroleum Liquids | IC |  | S | 2.8 | 0.8 | 2.5 | 2.5 | 0.5 | N |  |  | N | Electric Utility | 1 | X | DFO
Petroleum Liquids.DFO | petroleum | TRUE | 213 | Alaska Electric Light & Power Co. | 64 | Lemon Creek | AK | Juneau | IC10 | Petroleum Liquids | IC |  | S | 2.8 | 0.8 | 2.5 | 2.5 | 0.5 | N |  |  | N | Electric Utility | 1 | X | DFO
Petroleum Liquids.DFO | petroleum | TRUE | 213 | Alaska Electric Light & Power Co. | 64 | Lemon Creek | AK | Juneau | IC11 | Petroleum Liquids | IC |  | S | 2.8 | 0.8 | 2.5 | 2.5 | 0.5 | N |  |  | N | Electric Utility | 1 | X | DFO
Petroleum Liquids.DFO | petroleum | TRUE | 213 | Alaska Electric Light & Power Co. | 64 | Lemon Creek | AK | Juneau | IC12 | Petroleum Liquids | IC |  | S | 2.8 | 0.8 | 2.5 | 2.5 | 0.5 | N |  |  | N | Electric Utility | 1 | X | DFO
Petroleum Liquids.DFO | petroleum | TRUE | 213 | Alaska Electric Light & Power Co. | 64 | Lemon Creek | AK | Juneau | IC8 | Petroleum Liquids | IC |  | S | 2.8 | 0.8 | 2.5 | 2.5 | 0.5 | N |  |  | N | Electric Utility | 1 | X | DFO
Petroleum Liquids.DFO | petroleum | TRUE | 213 | Alaska Electric Light & Power Co. | 64 | Lemon Creek | AK | Juneau | IC9 | Petroleum Liquids | IC |  | S | 2.8 | 0.8 | 2.5 | 2.5 | 0.5 | N |  |  | N | Electric Utility | 1 | X | DFO
Conventional Hydroelectric.WAT | hydro | TRUE | 213 | Alaska Electric Light & Power Co. | 65 | Salmon Creek 1 | AK | Juneau | HY7 | Conventional Hydroelectric | HY |  | S | 8.5 | 0.8 | 5.2 | 5.2 | 0.5 | N |  |  | N | Electric Utility | 1 | X | WAT
Conventional Hydroelectric.WAT | hydro | TRUE | 219 | Alaska Power and Telephone Co | 66 | Skagway | AK | Skagway Hoonah Angoon | 1 | Conventional Hydroelectric | HY |  | S | 0.4 | 0.8 | 0.4 | 0.4 | 0 | N |  |  | N | Electric Utility | 1 | X | WAT
Conventional Hydroelectric.WAT | hydro | TRUE | 219 | Alaska Power and Telephone Co | 66 | Skagway | AK | Skagway Hoonah Angoon | 2 | Conventional Hydroelectric | HY |  | S | 0.1 | 0.8 | 0.1 | 0.1 | 0 | N |  |  | N | Electric Utility | 1 | X | WAT
Conventional Hydroelectric.WAT | hydro | TRUE | 219 | Alaska Power and Telephone Co | 66 | Skagway | AK | Skagway Hoonah Angoon | 3 | Conventional Hydroelectric | HY |  | S | 0.3 | 0.8 | 0.3 | 0.3 | 0 | N |  |  | N | Electric Utility | 1 | X | WAT
Conventional Hydroelectric.WAT | hydro | TRUE | 219 | Alaska Power and Telephone Co | 66 | Skagway | AK | Skagway Hoonah Angoon | 4 | Conventional Hydroelectric | HY |  | S | 0.2 | 0.8 | 0.2 | 0.2 | 0 | N |  |  | N | Electric Utility | 1 | X | WAT
Petroleum Liquids.DFO | petroleum | TRUE | 219 | Alaska Power and Telephone Co | 66 | Skagway | AK | Skagway Hoonah Angoon | 6A | Petroleum Liquids | IC |  | S | 0.8 | 0.8 | 0.8 | 0.8 | 0.3 | N |  |  | N | Electric Utility | 1 | X | DFO
Petroleum Liquids.DFO | petroleum | TRUE | 219 | Alaska Power and Telephone Co | 66 | Skagway | AK | Skagway Hoonah Angoon | 7A | Petroleum Liquids | IC |  | S | 1.1 | 0.8 | 1.1 | 1.1 | 0.5 | N |  |  | N | Electric Utility | 1 | X | DFO
Petroleum Liquids.DFO | petroleum | TRUE | 219 | Alaska Power and Telephone Co | 66 | Skagway | AK | Skagway Hoonah Angoon | 8B | Petroleum Liquids | IC |  | S | 0.8 | 0.8 | 1.2 | 1.2 | 0.6 | N |  |  | N | Electric Utility | 1 | X | DFO
Petroleum Liquids.DFO | petroleum | TRUE | 219 | Alaska Power and Telephone Co | 66 | Skagway | AK | Skagway Hoonah Angoon | 9 | Petroleum Liquids | IC |  | S | 1 | 0.8 | 1 | 1 | 0.4 | N |  |  | N | Electric Utility | 1 | X | DFO
Petroleum Liquids.DFO | petroleum | TRUE | 219 | Alaska Power and Telephone Co | 69 | Haines | AK | Haines | 10 | Petroleum Liquids | IC |  | S | 1.2 | 0.8 | 1.2 | 1.2 | 0.5 | N |  |  | N | Electric Utility | 1 | X | DFO
Petroleum Liquids.DFO | petroleum | TRUE | 219 | Alaska Power and Telephone Co | 69 | Haines | AK | Haines | 11 | Petroleum Liquids | IC |  | S | 1.9 | 0.8 | 1.9 | 1.9 | 0.7 | N |  |  | N | Electric Utility | 1 | X | DFO
Petroleum Liquids.DFO | petroleum | TRUE | 219 | Alaska Power and Telephone Co | 69 | Haines | AK | Haines | 12 | Petroleum Liquids | IC |  | S | 1.5 | 0.8 | 1.5 | 1.5 | 0.6 | N |  |  | N | Electric Utility | 1 | X | DFO
Petroleum Liquids.DFO | petroleum | TRUE | 219 | Alaska Power and Telephone Co | 69 | Haines | AK | Haines | 5 | Petroleum Liquids | IC |  | S | 0.6 | 0.8 | 0.6 | 0.6 | 0.2 | N |  |  | N | Electric Utility | 1 | X | DFO
Petroleum Liquids.DFO | petroleum | TRUE | 219 | Alaska Power and Telephone Co | 69 | Haines | AK | Haines | 7A | Petroleum Liquids | IC |  | S | 2.8 | 0.8 | 2.8 | 2.8 | 1.1 | N |  |  | N | Electric Utility | 1 | X | DFO
Petroleum Liquids.DFO | petroleum | TRUE | 219 | Alaska Power and Telephone Co | 69 | Haines | AK | Haines | IC8A | Petroleum Liquids | IC |  | S | 1.6 | 0.8 | 1.6 | 1.6 | 0.6 | N |  |  | N | Electric Utility | 1 | X | DFO
Conventional Hydroelectric.WAT | hydro | FALSE | 60123 | Southeast Alaska Power Agency | 70 | Swan Lake | AK | Ketchikan Gateway | 1 | Conventional Hydroelectric | HY |  | S | 11.3 | 0.9 | 11.3 | 11.3 | 1 | N |  |  | N | Commercial Non-CHP | 4 | X | WAT
Conventional Hydroelectric.WAT | hydro | FALSE | 60123 | Southeast Alaska Power Agency | 70 | Swan Lake | AK | Ketchikan Gateway | 2 | Conventional Hydroelectric | HY |  | S | 11.3 | 0.9 | 11.3 | 11.3 | 1 | N |  |  | N | Commercial Non-CHP | 4 | X | WAT
Conventional Hydroelectric.WAT | hydro | TRUE | 10433 | Kodiak Electric Assn Inc | 71 | Terror Lake Microgrid | AK | Kodiak Island | 1 | Conventional Hydroelectric | HY |  | S | 11.2 | 0.9 | 11.2 | 11.2 | 0.3 | N |  |  | N | Electric Utility | 1 | X | WAT
Conventional Hydroelectric.WAT | hydro | TRUE | 10433 | Kodiak Electric Assn Inc | 71 | Terror Lake Microgrid | AK | Kodiak Island | 2 | Conventional Hydroelectric | HY |  | S | 11.2 | 0.9 | 11.2 | 11.2 | 0.3 | N |  |  | N | Electric Utility | 1 | X | WAT
Conventional Hydroelectric.WAT | hydro | TRUE | 10433 | Kodiak Electric Assn Inc | 71 | Terror Lake Microgrid | AK | Kodiak Island | 3 | Conventional Hydroelectric | HY |  | S | 11.2 | 0.9 | 11.2 | 11.2 | 0.3 | N |  |  | N | Electric Utility | 1 | X | WAT
Conventional Hydroelectric.WAT | hydro | TRUE | 12397 | Metropolitan Water District of S CA | 72 | Venice Hydro | CA | Los Angeles | 1 | Conventional Hydroelectric | HY |  | S | 10.1 | 1 | 10.1 | 10.1 | 3.8 | N |  |  | N | Electric Utility | 1 | X | WAT
Natural Gas Fired Combustion Turbine.NG | natural gas peaker | TRUE | 3522 | Chugach Electric Assn Inc | 75 | Hank Nikkels Plant 1 | AK | Anchorage | 3R | Natural Gas Fired Combustion Turbine | GT |  | S | 48.9 | 0.85 | 29.3 | 32.9 | 3 | N |  |  | N | Electric Utility | 1 | X | NG
Natural Gas Fired Combustion Turbine.NG | natural gas peaker | TRUE | 3522 | Chugach Electric Assn Inc | 75 | Hank Nikkels Plant 1 | AK | Anchorage | 4 | Natural Gas Fired Combustion Turbine | GT |  | S | 27 | 0.85 | 31.1 | 33.2 | 5 | N |  |  | N | Electric Utility | 1 | X | NG | DFO
Petroleum Liquids.DFO | petroleum | TRUE | 3522 | Chugach Electric Assn Inc | 75 | Hank Nikkels Plant 1 | AK | Anchorage | P1 BS | Petroleum Liquids | IC |  | S | 2 | 0.8 | 2 | 2 | 0.1 | N |  |  | N | Electric Utility | 1 | X | DFO
Conventional Hydroelectric.WAT | hydro | TRUE | 3522 | Chugach Electric Assn Inc | 77 | Eklutna Hydro Project | AK | Matanuska Susitna | 1 | Conventional Hydroelectric | HY |  | J | 22.2 | 0.9 | 22.2 | 22.2 | 3 | N |  |  | N | Electric Utility | 1 | X | WAT
Conventional Hydroelectric.WAT | hydro | TRUE | 3522 | Chugach Electric Assn Inc | 77 | Eklutna Hydro Project | AK | Matanuska Susitna | 2 | Conventional Hydroelectric | HY |  | J | 22.2 | 0.9 | 22.2 | 22.2 | 3 | N |  |  | N | Electric Utility | 1 | X | WAT
Conventional Hydroelectric.WAT | hydro | TRUE | 213 | Alaska Electric Light & Power Co. | 78 | Snettisham | AK | Juneau | 1 | Conventional Hydroelectric | HY |  | W | 23.6 | 0.9 | 23.5 | 23.5 | 2 | N |  |  | N | Electric Utility | 1 | X | WAT
Conventional Hydroelectric.WAT | hydro | TRUE | 213 | Alaska Electric Light & Power Co. | 78 | Snettisham | AK | Juneau | 2 | Conventional Hydroelectric | HY |  | W | 23.6 | 0.9 | 23.5 | 23.5 | 2 | N |  |  | N | Electric Utility | 1 | X | WAT
Conventional Hydroelectric.WAT | hydro | TRUE | 213 | Alaska Electric Light & Power Co. | 78 | Snettisham | AK | Juneau | 3 | Conventional Hydroelectric | HY |  | W | 31 | 0.9 | 31 | 31 | 3 | N |  |  | N | Electric Utility | 1 | X | WAT
Conventional Steam Coal.SUB | hard coal | TRUE | 986 | Aurora Energy LLC | 79 | Aurora Energy LLC Chena | AK | Fairbanks North Star | 1 | Conventional Steam Coal | ST |  | S | 5 | 0.8 | 4.7 | 4.3 | 1 | N |  |  | Y | IPP CHP | 3 | T | SUB
Conventional Steam Coal.SUB | hard coal | TRUE | 986 | Aurora Energy LLC | 79 | Aurora Energy LLC Chena | AK | Fairbanks North Star | 2 | Conventional Steam Coal | ST |  | S | 2.5 | 0.8 | 2 | 2 | 1 | N |  |  | Y | IPP CHP | 3 | T | SUB
Conventional Steam Coal.SUB | hard coal | TRUE | 986 | Aurora Energy LLC | 79 | Aurora Energy LLC Chena | AK | Fairbanks North Star | 5 | Conventional Steam Coal | ST |  | S | 20 | 0.85 | 19 | 18.8 | 8 | N |  |  | Y | IPP CHP | 3 | T | SUB
Conventional Hydroelectric.WAT | hydro | TRUE | 10210 | Ketchikan Public Utilities | 84 | Ketchikan | AK | Ketchikan Gateway | 3 | Conventional Hydroelectric | HY |  | S | 1.4 | 0.8 | 1.4 | 1.1 | 0.3 | N |  |  | N | Electric Utility | 1 | X | WAT
Conventional Hydroelectric.WAT | hydro | TRUE | 10210 | Ketchikan Public Utilities | 84 | Ketchikan | AK | Ketchikan Gateway | 4 | Conventional Hydroelectric | HY |  | S | 1.4 | 0.8 | 1.4 | 1.1 | 0.3 | N |  |  | N | Electric Utility | 1 | X | WAT
Conventional Hydroelectric.WAT | hydro | TRUE | 10210 | Ketchikan Public Utilities | 84 | Ketchikan | AK | Ketchikan Gateway | 5 | Conventional Hydroelectric | HY |  | S | 1.4 | 0.8 | 1.4 | 1.1 | 0.3 | N |  |  | N | Electric Utility | 1 | X | WAT
Petroleum Liquids.DFO | petroleum | TRUE | 10210 | Ketchikan Public Utilities | 85 | S W Bailey | AK | Ketchikan Gateway | 1 | Petroleum Liquids | IC |  | S | 4.5 | 0.8 | 3.5 | 3.5 | 2 | N |  |  | N | Electric Utility | 1 | X | DFO
Petroleum Liquids.DFO | petroleum | TRUE | 10210 | Ketchikan Public Utilities | 85 | S W Bailey | AK | Ketchikan Gateway | 2 | Petroleum Liquids | IC |  | S | 4.5 | 0.8 | 3.5 | 3.5 | 2 | N |  |  | N | Electric Utility | 1 | X | DFO
Petroleum Liquids.DFO | petroleum | TRUE | 10210 | Ketchikan Public Utilities | 85 | S W Bailey | AK | Ketchikan Gateway | 3 | Petroleum Liquids | IC |  | S | 6.4 | 0.8 | 5.5 | 5.5 | 3 | N |  |  | N | Electric Utility | 1 | X | DFO
Petroleum Liquids.DFO | petroleum | TRUE | 10210 | Ketchikan Public Utilities | 85 | S W Bailey | AK | Ketchikan Gateway | 4 | Petroleum Liquids | IC |  | S | 10.5 | 0.8 | 10.5 | 10.5 | 3.5 | N |  |  | N | Electric Utility | 1 | X | DFO
Conventional Hydroelectric.WAT | hydro | TRUE | 15296 | New York Power Authority | 88 | Ashokan | NY | Ulster | 1 | Conventional Hydroelectric | HY |  | S | 2.3 | 1 | 2.3 | 2.3 | 1 | N |  |  | N | Electric Utility | 1 | X | WAT
Conventional Hydroelectric.WAT | hydro | TRUE | 15296 | New York Power Authority | 88 | Ashokan | NY | Ulster | 2 | Conventional Hydroelectric | HY |  | S | 2.3 | 1 | 2.3 | 2.3 | 1 | N |  |  | N | Electric Utility | 1 | X | WAT
Petroleum Liquids.DFO | petroleum | TRUE | 13642 | Nome Joint Utility Systems | 90 | Snake River | AK | Nome | 12 | Petroleum Liquids | IC |  | S | 3.8 | 0.8 | 3.7 | 3.7 | 2.8 | N |  |  | N | Electric Utility | 1 | X | DFO
Petroleum Liquids.DFO | petroleum | TRUE | 13642 | Nome Joint Utility Systems | 90 | Snake River | AK | Nome | 14 | Petroleum Liquids | IC |  | S | 2 | 0.8 | 1.9 | 1.9 | 1.4 | N |  |  | N | Electric Utility | 1 | X | DFO
Petroleum Liquids.DFO | petroleum | TRUE | 13642 | Nome Joint Utility Systems | 90 | Snake River | AK | Nome | 15 | Petroleum Liquids | IC |  | S | 5.2 | 0.8 | 5.2 | 5.2 | 3.4 | N |  |  | N | Electric Utility | 1 | X | DFO
Petroleum Liquids.DFO | petroleum | TRUE | 13642 | Nome Joint Utility Systems | 90 | Snake River | AK | Nome | 16 | Petroleum Liquids | IC |  | S | 5.2 | 0.8 | 5.2 | 5.2 | 3.4 | N |  |  | N | Electric Utility | 1 | X | DFO
Petroleum Liquids.DFO | petroleum | TRUE | 13642 | Nome Joint Utility Systems | 90 | Snake River | AK | Nome | 18 | Petroleum Liquids | IC |  | S | 0.4 | 0.8 | 0.4 | 0.4 | 0.1 | N |  |  | N | Electric Utility | 1 | X | DFO
Onshore Wind Turbine.WND | onshore wind | TRUE | 13642 | Nome Joint Utility Systems | 90 | Snake River | AK | Nome | EWT 1 | Onshore Wind Turbine | WT |  | S | 0.9 |  | 0.9 | 0.9 | 0.1 | N |  |  | N | Electric Utility | 1 | X | WND
Onshore Wind Turbine.WND | onshore wind | TRUE | 13642 | Nome Joint Utility Systems | 90 | Snake River | AK | Nome | EWT 2 | Onshore Wind Turbine | WT |  | S | 0.9 |  | 0.9 | 0.9 | 0.1 | N |  |  | N | Electric Utility | 1 | X | WND
Conventional Hydroelectric.WAT | hydro | TRUE | 14856 | Petersburg Borough - (AK) | 91 | Petersburg | AK | Wrangell Petersburg | 3 | Conventional Hydroelectric | HY |  | S | 1.6 | 0.8 | 1.6 | 1.6 | 0.7 | N | 6 | 2023 | N | Electric Utility | 1 | X | WAT
Petroleum Liquids.DFO | petroleum | TRUE | 14856 | Petersburg Borough - (AK) | 91 | Petersburg | AK | Wrangell Petersburg | IC1 | Petroleum Liquids | IC |  | S | 2.6 | 0.8 | 1.7 | 1.7 | 1.4 | N |  |  | N | Electric Utility | 1 | X | DFO
Petroleum Liquids.DFO | petroleum | TRUE | 14856 | Petersburg Borough - (AK) | 91 | Petersburg | AK | Wrangell Petersburg | IC3 | Petroleum Liquids | IC |  | S | 1.2 | 0.8 | 1 | 1 | 0.5 | N |  |  | N | Electric Utility | 1 | X | DFO
Petroleum Liquids.DFO | petroleum | TRUE | 14856 | Petersburg Borough - (AK) | 91 | Petersburg | AK | Wrangell Petersburg | IC4 | Petroleum Liquids | IC |  | S | 0.6 | 0.8 | 0.6 | 0.6 | 0.3 | N |  |  | N | Electric Utility | 1 | X | DFO
Petroleum Liquids.DFO | petroleum | TRUE | 14856 | Petersburg Borough - (AK) | 91 | Petersburg | AK | Wrangell Petersburg | IC5 | Petroleum Liquids | IC |  | S | 0.8 | 0.8 | 0.7 | 0.7 | 0.4 | N |  |  | N | Electric Utility | 1 | X | DFO
Petroleum Liquids.DFO | petroleum | TRUE | 14856 | Petersburg Borough - (AK) | 91 | Petersburg | AK | Wrangell Petersburg | IC6 | Petroleum Liquids | IC |  | S | 2.6 | 0.8 | 2.3 | 2.3 | 1.5 | N |  |  | N | Electric Utility | 1 | X | DFO
Petroleum Liquids.DFO | petroleum | TRUE | 14856 | Petersburg Borough - (AK) | 91 | Petersburg | AK | Wrangell Petersburg | IC7 | Petroleum Liquids | IC |  | S | 2.6 | 0.8 | 2.3 | 2.3 | 1.5 | N |  |  | N | Electric Utility | 1 | X | DFO
Petroleum Liquids.DFO | petroleum | TRUE | 14856 | Petersburg Borough - (AK) | 91 | Petersburg | AK | Wrangell Petersburg | IC8 | Petroleum Liquids | IC |  | S | 2.5 | 0.8 | 2.2 | 2.2 | 1.2 | N |  |  | N | Electric Utility | 1 | X | DFO
Petroleum Liquids.DFO | petroleum | TRUE | 16955 | City of Seward - (AK) | 92 | Seward (AK) | AK | Kenai Peninsula | 1 | Petroleum Liquids | IC |  | S | 1.5 | 0.8 | 1 | 1.2 | 0.5 | N |  |  | N | Electric Utility | 1 | X | DFO
Petroleum Liquids.DFO | petroleum | TRUE | 16955 | City of Seward - (AK) | 92 | Seward (AK) | AK | Kenai Peninsula | 2 | Petroleum Liquids | IC |  | S | 1.5 | 0.8 | 1 | 1.2 | 0.5 | N |  |  | N | Electric Utility | 1 | X | DFO
Petroleum Liquids.DFO | petroleum | TRUE | 16955 | City of Seward - (AK) | 92 | Seward (AK) | AK | Kenai Peninsula | 3 | Petroleum Liquids | IC |  | S | 2.5 | 0.8 | 2.5 | 2.5 | 0.5 | N |  |  | N | Electric Utility | 1 | X | DFO
Petroleum Liquids.DFO | petroleum | TRUE | 16955 | City of Seward - (AK) | 92 | Seward (AK) | AK | Kenai Peninsula | 4 | Petroleum Liquids | IC |  | S | 2.5 | 0.8 | 2.5 | 2.5 | 0.5 | N |  |  | N | Electric Utility | 1 | X | DFO
Petroleum Liquids.DFO | petroleum | TRUE | 16955 | City of Seward - (AK) | 92 | Seward (AK) | AK | Kenai Peninsula | 5 | Petroleum Liquids | IC |  | S | 2.5 | 0.8 | 2.5 | 2.5 | 0.5 | N |  |  | N | Electric Utility | 1 | X | DFO
Petroleum Liquids.DFO | petroleum | TRUE | 16955 | City of Seward - (AK) | 92 | Seward (AK) | AK | Kenai Peninsula | 6 | Petroleum Liquids | IC |  | S | 2.8 | 0.8 | 2.8 | 2.8 | 0.5 | N |  |  | N | Electric Utility | 1 | X | DFO
Petroleum Liquids.DFO | petroleum | TRUE | 16955 | City of Seward - (AK) | 92 | Seward (AK) | AK | Kenai Peninsula | N1 | Petroleum Liquids | IC |  | S | 2.8 | 0.8 | 2.8 | 2.8 | 0.5 | N |  |  | N | Electric Utility | 1 | X | DFO
Petroleum Liquids.DFO | petroleum | TRUE | 16955 | City of Seward - (AK) | 92 | Seward (AK) | AK | Kenai Peninsula | N2 | Petroleum Liquids | IC |  | S | 2.5 | 0.8 | 2.5 | 2.5 | 0.5 | N |  |  | N | Electric Utility | 1 | X | DFO
Conventional Hydroelectric.WAT | hydro | TRUE | 17271 | City & Borough of Sitka - (AK) | 93 | Blue Lake Hydro | AK | Sitka | 3 | Conventional Hydroelectric | HY |  | S | 5.3 | 0.8 | 5.3 | 5.3 | 1 | N |  |  | N | Electric Utility | 1 | X | WAT
Conventional Hydroelectric.WAT | hydro | TRUE | 17271 | City & Borough of Sitka - (AK) | 93 | Blue Lake Hydro | AK | Sitka | 4 | Conventional Hydroelectric | HY |  | S | 5.3 | 0.8 | 5.3 | 5.3 | 1 | N |  |  | N | Electric Utility | 1 | X | WAT
Conventional Hydroelectric.WAT | hydro | TRUE | 17271 | City & Borough of Sitka - (AK) | 93 | Blue Lake Hydro | AK | Sitka | 5 | Conventional Hydroelectric | HY |  | S | 5.3 | 0.8 | 5.3 | 5.3 | 1 | N |  |  | N | Electric Utility | 1 | X | WAT
Petroleum Liquids.DFO | petroleum | TRUE | 21015 | City of Wrangell - (AK) | 95 | Wrangell | AK | Wrangell Petersburg | 11 | Petroleum Liquids | IC |  | S | 2 | 0.8 | 2 | 2 | 0.1 | N |  |  | N | Electric Utility | 1 | X | DFO
Petroleum Liquids.DFO | petroleum | TRUE | 21015 | City of Wrangell - (AK) | 95 | Wrangell | AK | Wrangell Petersburg | 12 | Petroleum Liquids | IC |  | S | 2 | 0.8 | 2 | 2 | 0.1 | N |  |  | N | Electric Utility | 1 | X | DFO
Petroleum Liquids.DFO | petroleum | TRUE | 21015 | City of Wrangell - (AK) | 95 | Wrangell | AK | Wrangell Petersburg | 13 | Petroleum Liquids | IC |  | S | 2 | 0.8 | 2 | 2 | 0.1 | N |  |  | N | Electric Utility | 1 | X | DFO
Petroleum Liquids.DFO | petroleum | TRUE | 21015 | City of Wrangell - (AK) | 95 | Wrangell | AK | Wrangell Petersburg | 9 | Petroleum Liquids | IC |  | S | 2.5 | 0.8 | 2.5 | 2.5 | 0.1 | N |  |  | N | Electric Utility | 1 | X | DFO
Natural Gas Fired Combustion Turbine.NG | natural gas peaker | TRUE | 3522 | Chugach Electric Assn Inc | 96 | Beluga | AK | Kenai Peninsula | 1 | Natural Gas Fired Combustion Turbine | GT |  | S | 16 | 0.85 | 18.9 | 19.6 | 1 | N |  |  | N | Electric Utility | 1 | X | NG
Natural Gas Fired Combustion Turbine.NG | natural gas peaker | TRUE | 3522 | Chugach Electric Assn Inc | 96 | Beluga | AK | Kenai Peninsula | 2 | Natural Gas Fired Combustion Turbine | GT |  | S | 16 | 0.85 | 18.9 | 19.6 | 1 | N |  |  | N | Electric Utility | 1 | X | NG
Natural Gas Fired Combustion Turbine.NG | natural gas peaker | TRUE | 3522 | Chugach Electric Assn Inc | 96 | Beluga | AK | Kenai Peninsula | 3 | Natural Gas Fired Combustion Turbine | GT |  | S | 59.1 | 0.9 | 58 | 64.8 | 2 | N |  |  | N | Electric Utility | 1 | X | NG
Natural Gas Fired Combustion Turbine.NG | natural gas peaker | TRUE | 3522 | Chugach Electric Assn Inc | 96 | Beluga | AK | Kenai Peninsula | 5 | Natural Gas Fired Combustion Turbine | GT |  | S | 68.3 | 0.9 | 61.4 | 68.7 | 2 | N |  |  | N | Electric Utility | 1 | X | NG
Natural Gas Fired Combustion Turbine.NG | natural gas peaker | TRUE | 3522 | Chugach Electric Assn Inc | 96 | Beluga | AK | Kenai Peninsula | 6 | Natural Gas Fired Combustion Turbine | GT | BCC8 | S | 76.5 | 0.9 | 72.6 | 79.2 | 2 | N |  |  | N | Electric Utility | 1 | X | NG
Natural Gas Fired Combustion Turbine.NG | natural gas peaker | TRUE | 3522 | Chugach Electric Assn Inc | 96 | Beluga | AK | Kenai Peninsula | 7 | Natural Gas Fired Combustion Turbine | GT | BCC8 | S | 76.5 | 0.9 | 70.6 | 80.1 | 2 | N |  |  | N | Electric Utility | 1 | X | NG
Natural Gas Fired Combustion Turbine.NG | natural gas peaker | TRUE | 15500 | Puget Sound Energy Inc | 99 | Frederickson | WA | Pierce | 1 | Natural Gas Fired Combustion Turbine | GT |  | S | 88.9 | 0.9 | 67 | 81.1 | 5 | N |  |  | N | Electric Utility | 1 | X | NG | DFO
Natural Gas Fired Combustion Turbine.NG | natural gas peaker | TRUE | 15500 | Puget Sound Energy Inc | 99 | Frederickson | WA | Pierce | 2 | Natural Gas Fired Combustion Turbine | GT |  | S | 88.9 | 0.9 | 67 | 81.1 | 5 | N |  |  | N | Electric Utility | 1 | X | NG | DFO
Conventional Hydroelectric.WAT | hydro | TRUE | 16572 | Salt River Project | 100 | South Consolidated | AZ | Maricopa | SC1 | Conventional Hydroelectric | HY |  | S | 1.4 | 0.9 | 1.4 | 1.4 | 0.1 | N |  |  | N | Electric Utility | 1 | X | WAT
Hydroelectric Pumped Storage.WAT | other | TRUE | 17609 | Southern California Edison Co | 104 | J S Eastwood | CA | Fresno | 1 | Hydroelectric Pumped Storage | PS |  | S | 199.8 | 0.9 | 199.8 | 199.8 | 0 | N |  |  | N | Electric Utility | 1 | X | WAT
Conventional Steam Coal.SUB | hard coal | TRUE | 18315 | Sunflower Electric Power Corp | 108 | Holcomb | KS | Finney | 1 | Conventional Steam Coal | ST |  | S | 348.7 | 0.9 | 359.1 | 359.1 | 95 | N |  |  | N | Electric Utility | 1 | X | SUB | NG
Petroleum Liquids.DFO | petroleum | TRUE | 13870 | Nushagak Electric Coop, Inc | 109 | Dillingham | AK | Dillingham | 10 | Petroleum Liquids | IC |  | S | 1.1 | 0.8 | 1.1 | 1.1 | 0.5 | N |  |  | N | Electric Utility | 1 | X | DFO
Petroleum Liquids.DFO | petroleum | TRUE | 13870 | Nushagak Electric Coop, Inc | 109 | Dillingham | AK | Dillingham | 11 | Petroleum Liquids | IC |  | S | 1 | 0.8 | 1 | 1 | 0.5 | N |  |  | N | Electric Utility | 1 | X | DFO
Petroleum Liquids.DFO | petroleum | TRUE | 13870 | Nushagak Electric Coop, Inc | 109 | Dillingham | AK | Dillingham | 12 | Petroleum Liquids | IC |  | S | 1 | 0.8 | 1 | 1 | 0.5 | N |  |  | N | Electric Utility | 1 | X | DFO
Petroleum Liquids.DFO | petroleum | TRUE | 13870 | Nushagak Electric Coop, Inc | 109 | Dillingham | AK | Dillingham | 13 | Petroleum Liquids | IC |  | S | 1 | 0.8 | 1 | 1 | 0.5 | N |  |  | N | Electric Utility | 1 | X | DFO
Petroleum Liquids.DFO | petroleum | TRUE | 13870 | Nushagak Electric Coop, Inc | 109 | Dillingham | AK | Dillingham | 14 | Petroleum Liquids | IC |  | S | 1 | 0.8 | 1 | 1 | 0.5 | N |  |  | N | Electric Utility | 1 | X | DFO
Petroleum Liquids.DFO | petroleum | TRUE | 13870 | Nushagak Electric Coop, Inc | 109 | Dillingham | AK | Dillingham | 15 | Petroleum Liquids | IC |  | S | 1 | 0.8 | 1 | 1 | 0.5 | N |  |  | N | Electric Utility | 1 | X | DFO
Petroleum Liquids.DFO | petroleum | TRUE | 13870 | Nushagak Electric Coop, Inc | 109 | Dillingham | AK | Dillingham | 16 | Petroleum Liquids | IC |  | S | 0.5 | 0.8 | 0.5 | 0.5 | 0.1 | N |  |  | N | Electric Utility | 1 | X | DFO
Petroleum Liquids.DFO | petroleum | TRUE | 13870 | Nushagak Electric Coop, Inc | 109 | Dillingham | AK | Dillingham | 17 | Petroleum Liquids | IC |  | S | 2.2 | 0.8 | 2.2 | 2.2 | 1 | N |  |  | N | Electric Utility | 1 | X | DFO
Petroleum Liquids.DFO | petroleum | TRUE | 13870 | Nushagak Electric Coop, Inc | 109 | Dillingham | AK | Dillingham | 18 | Petroleum Liquids | IC |  | S | 2.2 | 0.8 | 2.2 | 2.2 | 1 | N |  |  | N | Electric Utility | 1 | X | DFO
Conventional Steam Coal.SUB | hard coal | TRUE | 803 | Arizona Public Service Co | 113 | Cholla | AZ | Navajo | 1 | Conventional Steam Coal | ST |  | S | 113.6 | 0.85 | 116 | 116 | 30 | N |  |  | N | Electric Utility | 1 | X | SUB | NG
Conventional Steam Coal.SUB | hard coal | TRUE | 803 | Arizona Public Service Co | 113 | Cholla | AZ | Navajo | 3 | Conventional Steam Coal | ST |  | S | 312.3 | 0.94 | 271 | 271 | 75 | N |  |  | N | Electric Utility | 1 | X | SUB | DFO | BIT
Petroleum Liquids.DFO | petroleum | TRUE | 803 | Arizona Public Service Co | 114 | Douglas | AZ | Cochise | 1 | Petroleum Liquids | GT |  | S | 26.1 | 0.9 | 15 | 19 | 2 | N |  |  | N | Electric Utility | 1 | X | DFO
Natural Gas Fired Combustion Turbine.NG | natural gas peaker | TRUE | 803 | Arizona Public Service Co | 116 | Ocotillo | AZ | Maricopa | GT1 | Natural Gas Fired Combustion Turbine | GT |  | S | 53.1 | 0.85 | 50 | 62 | 4 | N |  |  | N | Electric Utility | 1 | X | NG
Natural Gas Fired Combustion Turbine.NG | natural gas peaker | TRUE | 803 | Arizona Public Service Co | 116 | Ocotillo | AZ | Maricopa | GT2 | Natural Gas Fired Combustion Turbine | GT |  | S | 53.1 | 0.85 | 50 | 62 | 4 | N |  |  | N | Electric Utility | 1 | X | NG
Natural Gas Fired Combustion Turbine.NG | natural gas peaker | TRUE | 803 | Arizona Public Service Co | 116 | Ocotillo | AZ | Maricopa | GT3 | Natural Gas Fired Combustion Turbine | GT |  | S | 161.9 | 0.85 | 104.7 | 105.8 | 45 | N |  |  | N | Electric Utility | 1 | X | NG
Natural Gas Fired Combustion Turbine.NG | natural gas peaker | TRUE | 803 | Arizona Public Service Co | 116 | Ocotillo | AZ | Maricopa | GT4 | Natural Gas Fired Combustion Turbine | GT |  | S | 161.9 | 0.85 | 104.7 | 105.8 | 45 | N |  |  | N | Electric Utility | 1 | X | NG
Natural Gas Fired Combustion Turbine.NG | natural gas peaker | TRUE | 803 | Arizona Public Service Co | 116 | Ocotillo | AZ | Maricopa | GT5 | Natural Gas Fired Combustion Turbine | GT |  | S | 161.9 | 0.85 | 104.7 | 105.8 | 45 | N |  |  | N | Electric Utility | 1 | X | NG
Natural Gas Fired Combustion Turbine.NG | natural gas peaker | TRUE | 803 | Arizona Public Service Co | 116 | Ocotillo | AZ | Maricopa | GT6 | Natural Gas Fired Combustion Turbine | GT |  | S | 161.9 | 0.85 | 104.7 | 105.8 | 45 | N |  |  | N | Electric Utility | 1 | X | NG
Natural Gas Fired Combustion Turbine.NG | natural gas peaker | TRUE | 803 | Arizona Public Service Co | 116 | Ocotillo | AZ | Maricopa | GT7 | Natural Gas Fired Combustion Turbine | GT |  | S | 161.9 | 0.85 | 104.7 | 105.8 | 45 | N |  |  | N | Electric Utility | 1 | X | NG
Natural Gas Fired Combined Cycle.NG | natural gas combined cycle | TRUE | 803 | Arizona Public Service Co | 117 | West Phoenix | AZ | Maricopa | 1B | Natural Gas Fired Combined Cycle | CS |  | S | 132 | 0.9 | 85 | 92 | 10 | N |  |  | N | Electric Utility | 1 | X | NG
Natural Gas Fired Combined Cycle.NG | natural gas combined cycle | TRUE | 803 | Arizona Public Service Co | 117 | West Phoenix | AZ | Maricopa | 2B | Natural Gas Fired Combined Cycle | CS |  | S | 132 | 0.9 | 85 | 92 | 10 | N |  |  | N | Electric Utility | 1 | X | NG
Natural Gas Fired Combined Cycle.NG | natural gas combined cycle | TRUE | 803 | Arizona Public Service Co | 117 | West Phoenix | AZ | Maricopa | 3B | Natural Gas Fired Combined Cycle | CS |  | S | 132 | 0.9 | 85 | 92 | 50 | N |  |  | N | Electric Utility | 1 | X | NG
Natural Gas Fired Combined Cycle.NG | natural gas combined cycle | TRUE | 803 | Arizona Public Service Co | 117 | West Phoenix | AZ | Maricopa | C4-1 | Natural Gas Fired Combined Cycle | CT | CC1 | S | 91 | 0.85 | 68 | 80 | 40 | N |  |  | N | Electric Utility | 1 | X | NG
Natural Gas Fired Combined Cycle.NG | natural gas combined cycle | TRUE | 803 | Arizona Public Service Co | 117 | West Phoenix | AZ | Maricopa | C4-2 | Natural Gas Fired Combined Cycle | CA | CC1 | S | 44.6 | 0.85 | 39 | 40 | 0 | N |  |  | N | Electric Utility | 1 | X | NG
Natural Gas Fired Combined Cycle.NG | natural gas combined cycle | TRUE | 803 | Arizona Public Service Co | 117 | West Phoenix | AZ | Maricopa | C5-1 | Natural Gas Fired Combined Cycle | CT | CC2 | S | 184.5 | 0.85 | 155 | 160 | 85 | N |  |  | N | Electric Utility | 1 | X | NG
Natural Gas Fired Combined Cycle.NG | natural gas combined cycle | TRUE | 803 | Arizona Public Service Co | 117 | West Phoenix | AZ | Maricopa | C5-2 | Natural Gas Fired Combined Cycle | CT | CC2 | S | 184.5 | 0.85 | 153 | 160 | 85 | N |  |  | N | Electric Utility | 1 | X | NG
Natural Gas Fired Combined Cycle.NG | natural gas combined cycle | TRUE | 803 | Arizona Public Service Co | 117 | West Phoenix | AZ | Maricopa | C5-3 | Natural Gas Fired Combined Cycle | CA | CC2 | S | 200.6 | 0.85 | 150 | 166 | 0 | N |  |  | N | Electric Utility | 1 | X | NG
Natural Gas Fired Combustion Turbine.NG | natural gas peaker | TRUE | 803 | Arizona Public Service Co | 117 | West Phoenix | AZ | Maricopa | GT1 | Natural Gas Fired Combustion Turbine | GT |  | S | 53.1 | 0.85 | 50 | 62 | 4 | N |  |  | N | Electric Utility | 1 | X | NG
Natural Gas Fired Combustion Turbine.NG | natural gas peaker | TRUE | 803 | Arizona Public Service Co | 117 | West Phoenix | AZ | Maricopa | GT2 | Natural Gas Fired Combustion Turbine | GT |  | S | 53.1 | 0.85 | 50 | 62 | 4 | N |  |  | N | Electric Utility | 1 | X | NG
Natural Gas Fired Combustion Turbine.NG | natural gas peaker | TRUE | 803 | Arizona Public Service Co | 118 | Saguaro | AZ | Pinal | GE1 | Natural Gas Fired Combustion Turbine | GT |  | S | 78.3 | 0.9 | 76 | 79 | 40 | N |  |  | N | Electric Utility | 1 | X | NG
Natural Gas Fired Combustion Turbine.NG | natural gas peaker | TRUE | 803 | Arizona Public Service Co | 118 | Saguaro | AZ | Pinal | GT1 | Natural Gas Fired Combustion Turbine | GT |  | S | 53.1 | 0.85 | 50 | 62 | 4 | N |  |  | N | Electric Utility | 1 | X | NG
Natural Gas Fired Combustion Turbine.NG | natural gas peaker | TRUE | 803 | Arizona Public Service Co | 118 | Saguaro | AZ | Pinal | GT2 | Natural Gas Fired Combustion Turbine | GT |  | S | 53.1 | 0.85 | 50 | 62 | 4 | N |  |  | N | Electric Utility | 1 | X | NG
Natural Gas Fired Combustion Turbine.NG | natural gas peaker | TRUE | 803 | Arizona Public Service Co | 120 | Yucca | AZ | Yuma | GT1 | Natural Gas Fired Combustion Turbine | GT |  | S | 23.6 | 0.9 | 18 | 22 | 2 | N |  |  | N | Electric Utility | 1 | X | NG | DFO
Natural Gas Fired Combustion Turbine.NG | natural gas peaker | TRUE | 803 | Arizona Public Service Co | 120 | Yucca | AZ | Yuma | GT2 | Natural Gas Fired Combustion Turbine | GT |  | S | 23.6 | 0.9 | 18 | 22 | 2 | N |  |  | N | Electric Utility | 1 | X | NG | DFO
Petroleum Liquids.DFO | petroleum | TRUE | 803 | Arizona Public Service Co | 120 | Yucca | AZ | Yuma | GT21 | Petroleum Liquids | GT |  | W | 25.3 | 0.9 | 20 | 22 | 2 | N |  |  | N | Electric Utility | 1 | X | DFO
Natural Gas Fired Combustion Turbine.NG | natural gas peaker | TRUE | 803 | Arizona Public Service Co | 120 | Yucca | AZ | Yuma | GT3 | Natural Gas Fired Combustion Turbine | GT |  | S | 72.4 | 0.9 | 52 | 62 | 5 | N |  |  | N | Electric Utility | 1 | X | NG | DFO
Petroleum Liquids.DFO | petroleum | TRUE | 803 | Arizona Public Service Co | 120 | Yucca | AZ | Yuma | GT4 | Petroleum Liquids | GT |  | S | 72.4 | 0.9 | 51 | 61 | 5 | N |  |  | N | Electric Utility | 1 | X | DFO
Natural Gas Fired Combustion Turbine.NG | natural gas peaker | TRUE | 803 | Arizona Public Service Co | 120 | Yucca | AZ | Yuma | GT5 | Natural Gas Fired Combustion Turbine | GT |  | S | 60.5 | 0.85 | 47 | 49 | 20 | N |  |  | N | Electric Utility | 1 | X | NG | DFO
Natural Gas Fired Combustion Turbine.NG | natural gas peaker | TRUE | 803 | Arizona Public Service Co | 120 | Yucca | AZ | Yuma | GT6 | Natural Gas Fired Combustion Turbine | GT |  | S | 60.5 | 0.85 | 47 | 49 | 20 | N |  |  | N | Electric Utility | 1 | X | NG | DFO
Natural Gas Steam Turbine.NG | natural gas steam turbine | TRUE | 803 | Arizona Public Service Co | 120 | Yucca | AZ | Yuma | ST1 | Natural Gas Steam Turbine | ST |  | W | 86.7 | 0.9 | 75 | 75 | 2 | N |  |  | N | Electric Utility | 1 | X | NG | RFO
Natural Gas Fired Combustion Turbine.NG | natural gas peaker | TRUE | 24211 | Tucson Electric Power Co | 124 | Demoss Petrie | AZ | Pima | GT2 | Natural Gas Fired Combustion Turbine | GT |  | S | 85 | 0.85 | 75 | 77.4 | 40 | N |  |  | N | Electric Utility | 1 | X | NG
Natural Gas Steam Turbine.NG | natural gas steam turbine | TRUE | 24211 | Tucson Electric Power Co | 126 | H Wilson Sundt Generating Station | AZ | Pima | 4 | Natural Gas Steam Turbine | ST |  | S | 173.3 | 0.85 | 156 | 156 | 26 | N |  |  | N | Electric Utility | 1 | X | NG | LFG
Natural Gas Fired Combustion Turbine.NG | natural gas peaker | TRUE | 24211 | Tucson Electric Power Co | 126 | H Wilson Sundt Generating Station | AZ | Pima | GT1 | Natural Gas Fired Combustion Turbine | GT |  | S | 27 | 0.85 | 24 | 26.8 | 5 | N |  |  | N | Electric Utility | 1 | X | NG | DFO
Natural Gas Fired Combustion Turbine.NG | natural gas peaker | TRUE | 24211 | Tucson Electric Power Co | 126 | H Wilson Sundt Generating Station | AZ | Pima | GT2 | Natural Gas Fired Combustion Turbine | GT |  | S | 27 | 0.85 | 24 | 26.8 | 5 | N |  |  | N | Electric Utility | 1 | X | NG | DFO
Natural Gas Internal Combustion Engine.NG | natural gas peaker | TRUE | 24211 | Tucson Electric Power Co | 126 | H Wilson Sundt Generating Station | AZ | Pima | RIC1 | Natural Gas Internal Combustion Engine | IC |  | S | 18.8 | 0.8 | 18.2 | 18.7 | 4.7 | N |  |  | N | Electric Utility | 1 | X | NG
Natural Gas Internal Combustion Engine.NG | natural gas peaker | TRUE | 24211 | Tucson Electric Power Co | 126 | H Wilson Sundt Generating Station | AZ | Pima | RIC10 | Natural Gas Internal Combustion Engine | IC |  | S | 18.8 | 0.8 | 18.2 | 18.7 | 4.7 | N |  |  | N | Electric Utility | 1 | X | NG
Natural Gas Internal Combustion Engine.NG | natural gas peaker | TRUE | 24211 | Tucson Electric Power Co | 126 | H Wilson Sundt Generating Station | AZ | Pima | RIC2 | Natural Gas Internal Combustion Engine | IC |  | S | 18.8 | 0.8 | 18.2 | 18.7 | 4.7 | N |  |  | N | Electric Utility | 1 | X | NG
Natural Gas Internal Combustion Engine.NG | natural gas peaker | TRUE | 24211 | Tucson Electric Power Co | 126 | H Wilson Sundt Generating Station | AZ | Pima | RIC3 | Natural Gas Internal Combustion Engine | IC |  | S | 18.8 | 0.8 | 18.2 | 18.7 | 4.7 | N |  |  | N | Electric Utility | 1 | X | NG
Natural Gas Internal Combustion Engine.NG | natural gas peaker | TRUE | 24211 | Tucson Electric Power Co | 126 | H Wilson Sundt Generating Station | AZ | Pima | RIC4 | Natural Gas Internal Combustion Engine | IC |  | S | 18.8 | 0.8 | 18.2 | 18.7 | 4.7 | N |  |  | N | Electric Utility | 1 | X | NG
Natural Gas Internal Combustion Engine.NG | natural gas peaker | TRUE | 24211 | Tucson Electric Power Co | 126 | H Wilson Sundt Generating Station | AZ | Pima | RIC5 | Natural Gas Internal Combustion Engine | IC |  | S | 18.8 | 0.8 | 18.2 | 18.7 | 4.7 | N |  |  | Y | Electric Utility | 1 | T | NG
Natural Gas Internal Combustion Engine.NG | natural gas peaker | TRUE | 24211 | Tucson Electric Power Co | 126 | H Wilson Sundt Generating Station | AZ | Pima | RIC6 | Natural Gas Internal Combustion Engine | IC |  | S | 18.8 | 0.8 | 18.2 | 18.7 | 4.7 | N |  |  | Y | Electric Utility | 1 | T | NG
Natural Gas Internal Combustion Engine.NG | natural gas peaker | TRUE | 24211 | Tucson Electric Power Co | 126 | H Wilson Sundt Generating Station | AZ | Pima | RIC7 | Natural Gas Internal Combustion Engine | IC |  | S | 18.8 | 0.8 | 18.2 | 18.7 | 4.7 | N |  |  | N | Electric Utility | 1 | X | NG
Natural Gas Internal Combustion Engine.NG | natural gas peaker | TRUE | 24211 | Tucson Electric Power Co | 126 | H Wilson Sundt Generating Station | AZ | Pima | RIC8 | Natural Gas Internal Combustion Engine | IC |  | S | 18.8 | 0.8 | 18.2 | 18.7 | 4.7 | N |  |  | N | Electric Utility | 1 | X | NG
Natural Gas Internal Combustion Engine.NG | natural gas peaker | TRUE | 24211 | Tucson Electric Power Co | 126 | H Wilson Sundt Generating Station | AZ | Pima | RIC9 | Natural Gas Internal Combustion Engine | IC |  | S | 18.8 | 0.8 | 18.2 | 18.7 | 4.7 | N |  |  | N | Electric Utility | 1 | X | NG
Natural Gas Steam Turbine.NG | natural gas steam turbine | TRUE | 24211 | Tucson Electric Power Co | 126 | H Wilson Sundt Generating Station | AZ | Pima | ST3 | Natural Gas Steam Turbine | ST |  | S | 113.6 | 0.85 | 104 | 104 | 25 | N |  |  | N | Electric Utility | 1 | X | NG
Conventional Steam Coal.BIT | hard coal | TRUE | 17543 | South Carolina Public Service Authority | 130 | Cross | SC | Berkeley | 1 | Conventional Steam Coal | ST |  | S | 590.9 | 0.9 | 580 | 585 | 260 | N |  |  | N | Electric Utility | 1 | X | BIT
Conventional Steam Coal.BIT | hard coal | TRUE | 17543 | South Carolina Public Service Authority | 130 | Cross | SC | Berkeley | 2 | Conventional Steam Coal | ST |  | S | 556.2 | 0.9 | 565 | 570 | 250 | N |  |  | N | Electric Utility | 1 | X | BIT
Conventional Steam Coal.BIT | hard coal | TRUE | 17543 | South Carolina Public Service Authority | 130 | Cross | SC | Berkeley | 3 | Conventional Steam Coal | ST |  | S | 591 | 0.9 | 610 | 610 | 250 | N |  |  | N | Electric Utility | 1 | X | BIT
Conventional Steam Coal.BIT | hard coal | TRUE | 17543 | South Carolina Public Service Authority | 130 | Cross | SC | Berkeley | 4 | Conventional Steam Coal | ST |  | S | 652 | 0.9 | 615 | 615 | 250 | N |  |  | N | Electric Utility | 1 | X | BIT | DFO
Conventional Steam Coal.BIT | hard coal | TRUE | 21554 | Seminole Electric Cooperative Inc | 136 | Seminole (FL) | FL | Putnam | 1 | Conventional Steam Coal | ST |  | S | 714.6 | 0.9 | 573 | 639 | 300 | N | 1 | 2024 | N | Electric Utility | 1 | X | BIT
Conventional Steam Coal.BIT | hard coal | TRUE | 21554 | Seminole Electric Cooperative Inc | 136 | Seminole (FL) | FL | Putnam | 2 | Conventional Steam Coal | ST |  | S | 714.6 | 0.9 | 634 | 640 | 300 | N |  |  | N | Electric Utility | 1 | X | BIT
Natural Gas Steam Turbine.NG | natural gas steam turbine | TRUE | 16572 | Salt River Project | 141 | Agua Fria | AZ | Maricopa | AF1 | Natural Gas Steam Turbine | ST |  | S | 113.6 | 0.85 | 113 | 113 | 113 | N |  |  | N | Electric Utility | 1 | X | NG | DFO
Natural Gas Steam Turbine.NG | natural gas steam turbine | TRUE | 16572 | Salt River Project | 141 | Agua Fria | AZ | Maricopa | AF2 | Natural Gas Steam Turbine | ST |  | S | 113.6 | 0.85 | 113 | 113 | 113 | N |  |  | N | Electric Utility | 1 | X | NG | DFO
Petroleum Liquids.DFO | petroleum | TRUE | 16572 | Salt River Project | 141 | Agua Fria | AZ | Maricopa | AF3 | Petroleum Liquids | ST |  | S | 163.2 | 0.85 | 181 | 184 | 181 | N |  |  | N | Electric Utility | 1 | X | DFO
Natural Gas Fired Combustion Turbine.NG | natural gas peaker | TRUE | 16572 | Salt River Project | 141 | Agua Fria | AZ | Maricopa | AF4 | Natural Gas Fired Combustion Turbine | GT |  | S | 80.5 | 0.9 | 73 | 87 | 73 | N |  |  | N | Electric Utility | 1 | X | NG | DFO
Natural Gas Fired Combustion Turbine.NG | natural gas peaker | TRUE | 16572 | Salt River Project | 141 | Agua Fria | AZ | Maricopa | AF5 | Natural Gas Fired Combustion Turbine | GT |  | S | 71.2 | 0.9 | 73 | 82 | 73 | N |  |  | N | Electric Utility | 1 | X | NG | DFO
Natural Gas Fired Combustion Turbine.NG | natural gas peaker | TRUE | 16572 | Salt River Project | 141 | Agua Fria | AZ | Maricopa | AF6 | Natural Gas Fired Combustion Turbine | GT |  | S | 71.2 | 0.9 | 73 | 82 | 73 | N |  |  | N | Electric Utility | 1 | X | NG | DFO
Natural Gas Fired Combustion Turbine.NG | natural gas peaker | TRUE | 16572 | Salt River Project | 141 | Agua Fria | AZ | Maricopa | AF7 | Natural Gas Fired Combustion Turbine | GT |  | S | 49.5 | 0.85 | 49.5 | 49.5 | 23 | N |  |  | N | Electric Utility | 1 | X | NG
Natural Gas Fired Combustion Turbine.NG | natural gas peaker | TRUE | 16572 | Salt River Project | 141 | Agua Fria | AZ | Maricopa | AF8 | Natural Gas Fired Combustion Turbine | GT |  | S | 49.5 | 0.85 | 49.5 | 49.5 | 23 | N |  |  | N | Electric Utility | 1 | X | NG
Batteries.MWH | battery storage | 0 | 16572 | Salt River Project | 141 | Agua Fria | AZ | Maricopa | AFSB1 | Batteries | BA |  | S | 25 |  | 25 | 25 | 25 | N |  |  | N | Electric Utility | 1 | X | MWH
Solar Photovoltaic.SUN | solar PV | TRUE | 16572 | Salt River Project | 141 | Agua Fria | AZ | Maricopa | PV-3 | Solar Photovoltaic | PV |  | S | 0.2 |  | 0.2 | 0.2 |  | N |  |  | N | Electric Utility | 1 | X | SUN
Conventional Hydroelectric.WAT | hydro | TRUE | 16572 | Salt River Project | 143 | Crosscut | AZ | Maricopa | CC5 | Conventional Hydroelectric | HY |  | S | 3 | 0.9 | 3 | 3 | 0.1 | N |  |  | N | Electric Utility | 1 | X | WAT
Conventional Hydroelectric.WAT | hydro | TRUE | 16572 | Salt River Project | 145 | Horse Mesa | AZ | Maricopa | HM1 | Conventional Hydroelectric | HY |  | S | 9.9 | 0.9 | 10 | 10 | 3 | N |  |  | N | Electric Utility | 1 | X | WAT
Conventional Hydroelectric.WAT | hydro | TRUE | 16572 | Salt River Project | 145 | Horse Mesa | AZ | Maricopa | HM2 | Conventional Hydroelectric | HY |  | S | 9.9 | 0.9 | 10 | 10 | 3 | N |  |  | N | Electric Utility | 1 | X | WAT
Conventional Hydroelectric.WAT | hydro | TRUE | 16572 | Salt River Project | 145 | Horse Mesa | AZ | Maricopa | HM3 | Conventional Hydroelectric | HY |  | S | 9.9 | 0.9 | 10 | 10 | 3 | N |  |  | N | Electric Utility | 1 | X | WAT
Hydroelectric Pumped Storage.WAT | other | TRUE | 16572 | Salt River Project | 145 | Horse Mesa | AZ | Maricopa | HM4 | Hydroelectric Pumped Storage | PS |  | S | 99.8 | 0.9 | 119 | 119 | 80 | N |  |  | N | Electric Utility | 1 | X | WAT
Natural Gas Steam Turbine.NG | natural gas steam turbine | TRUE | 16572 | Salt River Project | 147 | Kyrene | AZ | Maricopa | KY1 | Natural Gas Steam Turbine | ST |  | S | 34.5 | 0.85 | 34 | 34 | 4 | N |  |  | N | Electric Utility | 1 | X | NG | DFO
Natural Gas Steam Turbine.NG | natural gas steam turbine | TRUE | 16572 | Salt River Project | 147 | Kyrene | AZ | Maricopa | KY2 | Natural Gas Steam Turbine | ST |  | S | 73.5 | 0.85 | 72 | 72 | 4 | N |  |  | N | Electric Utility | 1 | X | NG | DFO
Natural Gas Fired Combustion Turbine.NG | natural gas peaker | TRUE | 16572 | Salt River Project | 147 | Kyrene | AZ | Maricopa | KY4 | Natural Gas Fired Combustion Turbine | GT |  | S | 53.1 | 0.85 | 59 | 62.5 | 6 | N |  |  | N | Electric Utility | 1 | X | NG | DFO
Natural Gas Fired Combustion Turbine.NG | natural gas peaker | TRUE | 16572 | Salt River Project | 147 | Kyrene | AZ | Maricopa | KY5 | Natural Gas Fired Combustion Turbine | GT |  | S | 60.3 | 0.9 | 53 | 62 | 6 | N |  |  | N | Electric Utility | 1 | X | NG | DFO
Natural Gas Fired Combustion Turbine.NG | natural gas peaker | TRUE | 16572 | Salt River Project | 147 | Kyrene | AZ | Maricopa | KY6 | Natural Gas Fired Combustion Turbine | GT |  | S | 60.3 | 0.9 | 53 | 62 | 6 | N |  |  | N | Electric Utility | 1 | X | NG | DFO
Natural Gas Fired Combined Cycle.NG | natural gas combined cycle | TRUE | 16572 | Salt River Project | 147 | Kyrene | AZ | Maricopa | KY7 | Natural Gas Fired Combined Cycle | CT | KYS7 | S | 170 | 0.85 | 148 | 167 | 90 | N |  |  | N | Electric Utility | 1 | X | NG
Natural Gas Fired Combined Cycle.NG | natural gas combined cycle | TRUE | 16572 | Salt River Project | 147 | Kyrene | AZ | Maricopa | KY7A | Natural Gas Fired Combined Cycle | CA | KYS7 | S | 122 | 0.85 | 106 | 110 | 90 | N |  |  | N | Electric Utility | 1 | X | NG
Conventional Hydroelectric.WAT | hydro | TRUE | 16572 | Salt River Project | 148 | Mormon Flat | AZ | Maricopa | MF1 | Conventional Hydroelectric | HY |  | S | 9.2 | 0.9 | 11.5 | 11.5 | 8 | N |  |  | N | Electric Utility | 1 | X | WAT
Hydroelectric Pumped Storage.WAT | other | TRUE | 16572 | Salt River Project | 148 | Mormon Flat | AZ | Maricopa | MF2 | Hydroelectric Pumped Storage | PS |  | S | 54.3 | 0.9 | 57.3 | 57.3 | 10 | N |  |  | N | Electric Utility | 1 | X | WAT
Conventional Hydroelectric.WAT | hydro | TRUE | 16572 | Salt River Project | 149 | Roosevelt | AZ | Maricopa | ROOS | Conventional Hydroelectric | HY |  | S | 36 | 0.9 | 34.8 | 34.8 | 10 | N |  |  | N | Electric Utility | 1 | X | WAT
Conventional Hydroelectric.WAT | hydro | TRUE | 16572 | Salt River Project | 150 | Stewart Mountain | AZ | Maricopa | SM | Conventional Hydroelectric | HY |  | S | 13 | 0.8 | 13 | 13 | 0.1 | N |  |  | N | Electric Utility | 1 | X | WAT
Petroleum Liquids.DFO | petroleum | TRUE | 12745 | Modesto Irrigation District | 151 | McClure | CA | Stanislaus | 1 | Petroleum Liquids | GT |  | S | 71.2 | 0.9 | 53.5 | 53.5 | 20 | N |  |  | N | Electric Utility | 1 | X | DFO | NG
Natural Gas Fired Combustion Turbine.NG | natural gas peaker | TRUE | 12745 | Modesto Irrigation District | 151 | McClure | CA | Stanislaus | 2 | Natural Gas Fired Combustion Turbine | GT |  | S | 71.2 | 0.9 | 53.5 | 53.5 | 20 | N |  |  | N | Electric Utility | 1 | X | NG | DFO
Conventional Hydroelectric.WAT | hydro | TRUE | 2518 | U S Bureau of Reclamation | 152 | Davis Dam | AZ | Mohave | 1 | Conventional Hydroelectric | HY |  | S | 51.7 | 1 | 51.7 | 51.7 | 0 | N |  |  | N | Electric Utility | 1 | X | WAT
Conventional Hydroelectric.WAT | hydro | TRUE | 2518 | U S Bureau of Reclamation | 152 | Davis Dam | AZ | Mohave | 2 | Conventional Hydroelectric | HY |  | S | 51.7 | 1 | 51.7 | 51.7 | 0 | N |  |  | N | Electric Utility | 1 | X | WAT
Conventional Hydroelectric.WAT | hydro | TRUE | 2518 | U S Bureau of Reclamation | 152 | Davis Dam | AZ | Mohave | 3 | Conventional Hydroelectric | HY |  | S | 48 | 1 | 48 | 48 | 0 | N |  |  | N | Electric Utility | 1 | X | WAT
Conventional Hydroelectric.WAT | hydro | TRUE | 2518 | U S Bureau of Reclamation | 152 | Davis Dam | AZ | Mohave | 4 | Conventional Hydroelectric | HY |  | S | 51.7 | 1 | 51.7 | 51.7 | 0 | N |  |  | N | Electric Utility | 1 | X | WAT
Conventional Hydroelectric.WAT | hydro | TRUE | 2518 | U S Bureau of Reclamation | 152 | Davis Dam | AZ | Mohave | 5 | Conventional Hydroelectric | HY |  | S | 51.7 | 1 | 51.7 | 51.7 | 0 | N |  |  | N | Electric Utility | 1 | X | WAT
Conventional Hydroelectric.WAT | hydro | TRUE | 2518 | U S Bureau of Reclamation | 153 | Glen Canyon Dam | AZ | Coconino | 1 | Conventional Hydroelectric | HY |  | S | 165 | 0.95 | 165 | 165 | 0 | N |  |  | N | Electric Utility | 1 | X | WAT
Conventional Hydroelectric.WAT | hydro | TRUE | 2518 | U S Bureau of Reclamation | 153 | Glen Canyon Dam | AZ | Coconino | 2 | Conventional Hydroelectric | HY |  | S | 165 | 0.95 | 165 | 165 | 0 | N |  |  | N | Electric Utility | 1 | X | WAT
Conventional Hydroelectric.WAT | hydro | TRUE | 2518 | U S Bureau of Reclamation | 153 | Glen Canyon Dam | AZ | Coconino | 3 | Conventional Hydroelectric | HY |  | S | 165 | 0.95 | 165 | 165 | 0 | N |  |  | N | Electric Utility | 1 | X | WAT
Conventional Hydroelectric.WAT | hydro | TRUE | 2518 | U S Bureau of Reclamation | 153 | Glen Canyon Dam | AZ | Coconino | 4 | Conventional Hydroelectric | HY |  | S | 165 | 0.95 | 165 | 165 | 0 | N |  |  | N | Electric Utility | 1 | X | WAT
Conventional Hydroelectric.WAT | hydro | TRUE | 2518 | U S Bureau of Reclamation | 153 | Glen Canyon Dam | AZ | Coconino | 5 | Conventional Hydroelectric | HY |  | S | 165 | 0.95 | 165 | 165 | 0 | N |  |  | N | Electric Utility | 1 | X | WAT
Conventional Hydroelectric.WAT | hydro | TRUE | 2518 | U S Bureau of Reclamation | 153 | Glen Canyon Dam | AZ | Coconino | 6 | Conventional Hydroelectric | HY |  | S | 165 | 0.95 | 165 | 165 | 0 | N |  |  | N | Electric Utility | 1 | X | WAT
Conventional Hydroelectric.WAT | hydro | TRUE | 2518 | U S Bureau of Reclamation | 153 | Glen Canyon Dam | AZ | Coconino | 7 | Conventional Hydroelectric | HY |  | S | 157 | 0.95 | 157 | 157 | 0 | N |  |  | N | Electric Utility | 1 | X | WAT
Conventional Hydroelectric.WAT | hydro | TRUE | 2518 | U S Bureau of Reclamation | 153 | Glen Canyon Dam | AZ | Coconino | 8 | Conventional Hydroelectric | HY |  | S | 165 | 0.95 | 165 | 165 | 0 | N |  |  | N | Electric Utility | 1 | X | WAT
Conventional Hydroelectric.WAT | hydro | TRUE | 2518 | U S Bureau of Reclamation | 154 | Hoover Dam (NV) | NV | Clark | N0 | Conventional Hydroelectric | HY |  | S | 2.4 | 0.8 | 2.4 | 2.4 | 0 | N |  |  | N | Electric Utility | 1 | X | WAT
Conventional Hydroelectric.WAT | hydro | TRUE | 2518 | U S Bureau of Reclamation | 154 | Hoover Dam (NV) | NV | Clark | N1 | Conventional Hydroelectric | HY |  | S | 130 | 0.98 | 130 | 130 | 0 | N |  |  | N | Electric Utility | 1 | X | WAT
Conventional Hydroelectric.WAT | hydro | TRUE | 2518 | U S Bureau of Reclamation | 154 | Hoover Dam (NV) | NV | Clark | N2 | Conventional Hydroelectric | HY |  | S | 130 | 0.98 | 130 | 130 | 0 | N |  |  | N | Electric Utility | 1 | X | WAT
Conventional Hydroelectric.WAT | hydro | TRUE | 2518 | U S Bureau of Reclamation | 154 | Hoover Dam (NV) | NV | Clark | N3 | Conventional Hydroelectric | HY |  | S | 130 | 0.98 | 130 | 130 | 0 | N |  |  | N | Electric Utility | 1 | X | WAT
Conventional Hydroelectric.WAT | hydro | TRUE | 2518 | U S Bureau of Reclamation | 154 | Hoover Dam (NV) | NV | Clark | N4 | Conventional Hydroelectric | HY |  | S | 130 | 0.98 | 130 | 130 | 0 | N |  |  | N | Electric Utility | 1 | X | WAT
Conventional Hydroelectric.WAT | hydro | TRUE | 2518 | U S Bureau of Reclamation | 154 | Hoover Dam (NV) | NV | Clark | N5 | Conventional Hydroelectric | HY |  | S | 130 | 0.98 | 130 | 130 | 0 | N |  |  | N | Electric Utility | 1 | X | WAT
Conventional Hydroelectric.WAT | hydro | TRUE | 2518 | U S Bureau of Reclamation | 154 | Hoover Dam (NV) | NV | Clark | N6 | Conventional Hydroelectric | HY |  | S | 130 | 0.98 | 130 | 130 | 0 | N |  |  | N | Electric Utility | 1 | X | WAT
Conventional Hydroelectric.WAT | hydro | TRUE | 2518 | U S Bureau of Reclamation | 154 | Hoover Dam (NV) | NV | Clark | N7 | Conventional Hydroelectric | HY |  | S | 127 | 0.97 | 127 | 127 | 0 | N |  |  | N | Electric Utility | 1 | X | WAT
Conventional Hydroelectric.WAT | hydro | TRUE | 2518 | U S Bureau of Reclamation | 154 | Hoover Dam (NV) | NV | Clark | N8 | Conventional Hydroelectric | HY |  | S | 130 | 0.98 | 130 | 130 | 0 | N |  |  | N | Electric Utility | 1 | X | WAT
Conventional Hydroelectric.WAT | hydro | TRUE | 8366 | Heber Light & Power Company | 159 | Lake Creek Dam | UT | Wasatch | 1 | Conventional Hydroelectric | HY |  | S | 1.5 | 1 | 1 | 1 | 0.2 | N |  |  | N | Electric Utility | 1 | X | WAT
Natural Gas Fired Combustion Turbine.NG | natural gas peaker | TRUE | 796 | Arizona Electric Pwr Coop Inc | 160 | Apache Station | AZ | Cochise | GT1 | Natural Gas Fired Combustion Turbine | GT |  | S | 11.5 | 0.85 | 10 | 10 | 1 | N |  |  | N | Electric Utility | 1 | X | NG
Natural Gas Fired Combustion Turbine.NG | natural gas peaker | TRUE | 796 | Arizona Electric Pwr Coop Inc | 160 | Apache Station | AZ | Cochise | GT2 | Natural Gas Fired Combustion Turbine | GT |  | S | 20.4 | 0.9 | 18.5 | 20 | 2 | N |  |  | N | Electric Utility | 1 | X | NG | DFO
Natural Gas Fired Combustion Turbine.NG | natural gas peaker | TRUE | 796 | Arizona Electric Pwr Coop Inc | 160 | Apache Station | AZ | Cochise | GT3 | Natural Gas Fired Combustion Turbine | GT |  | S | 78.7 | 0.9 | 60 | 63 | 7 | N |  |  | N | Electric Utility | 1 | X | NG
Natural Gas Fired Combustion Turbine.NG | natural gas peaker | TRUE | 796 | Arizona Electric Pwr Coop Inc | 160 | Apache Station | AZ | Cochise | GT4 | Natural Gas Fired Combustion Turbine | GT |  | S | 60.5 | 0.85 | 38 | 44 | 5 | N |  |  | N | Electric Utility | 1 | X | NG | DFO
Natural Gas Steam Turbine.NG | natural gas steam turbine | TRUE | 796 | Arizona Electric Pwr Coop Inc | 160 | Apache Station | AZ | Cochise | ST1 | Natural Gas Steam Turbine | ST |  | S | 81.6 | 0.85 | 72 | 72 | 20 | N |  |  | N | Electric Utility | 1 | X | NG
Natural Gas Steam Turbine.NG | natural gas steam turbine | TRUE | 796 | Arizona Electric Pwr Coop Inc | 160 | Apache Station | AZ | Cochise | ST2 | Natural Gas Steam Turbine | ST |  | S | 204 | 0.85 | 175 | 175 | 50 | N |  |  | N | Electric Utility | 1 | X | NG
Conventional Steam Coal.SUB | hard coal | TRUE | 796 | Arizona Electric Pwr Coop Inc | 160 | Apache Station | AZ | Cochise | ST3 | Conventional Steam Coal | ST |  | S | 204 | 0.85 | 175 | 175 | 50 | N |  |  | N | Electric Utility | 1 | X | SUB | NG | BIT
Conventional Hydroelectric.WAT | hydro | TRUE | 19281 | Turlock Irrigation District | 161 | Turlock Lake | CA | Stanislaus | 1 | Conventional Hydroelectric | HY |  | S | 1.1 | 0.95 | 1.1 | 1.1 | 0.3 | N |  |  | N | Electric Utility | 1 | X | WAT
Conventional Hydroelectric.WAT | hydro | TRUE | 19281 | Turlock Irrigation District | 161 | Turlock Lake | CA | Stanislaus | 2 | Conventional Hydroelectric | HY |  | S | 1.1 | 0.95 | 1.1 | 1.1 | 0.3 | N |  |  | N | Electric Utility | 1 | X | WAT
Conventional Hydroelectric.WAT | hydro | TRUE | 19281 | Turlock Irrigation District | 161 | Turlock Lake | CA | Stanislaus | 3 | Conventional Hydroelectric | HY |  | S | 1.1 | 0.95 | 1.1 | 1.1 | 0.3 | N |  |  | N | Electric Utility | 1 | X | WAT
Conventional Hydroelectric.WAT | hydro | TRUE | 19281 | Turlock Irrigation District | 162 | Hickman | CA | Stanislaus | 1 | Conventional Hydroelectric | HY |  | S | 0.5 | 0.95 | 0.5 | 0.5 | 0.1 | N |  |  | N | Electric Utility | 1 | X | WAT
Conventional Hydroelectric.WAT | hydro | TRUE | 19281 | Turlock Irrigation District | 162 | Hickman | CA | Stanislaus | 2 | Conventional Hydroelectric | HY |  | S | 0.5 | 0.95 | 0.5 | 0.5 | 0.1 | N |  |  | N | Electric Utility | 1 | X | WAT
Conventional Steam Coal.SUB | hard coal | TRUE | 7490 | Grand River Dam Authority | 165 | GREC | OK | Mayes | 2 | Conventional Steam Coal | ST |  | S | 594 | 0.9 | 492.5 | 492.5 | 150 | N |  |  | N | Electric Utility | 1 | X | SUB
Natural Gas Fired Combined Cycle.NG | natural gas combined cycle | TRUE | 7490 | Grand River Dam Authority | 165 | GREC | OK | Mayes | 3CT | Natural Gas Fired Combined Cycle | CT | CT03 | S | 369 | 0.9 | 310.3 | 327.3 | 160 | N |  |  | N | Electric Utility | 1 | X | NG
Natural Gas Fired Combined Cycle.NG | natural gas combined cycle | TRUE | 7490 | Grand River Dam Authority | 165 | GREC | OK | Mayes | 3ST | Natural Gas Fired Combined Cycle | CA | CT03 | S | 231.3 | 0.9 | 166.7 | 175.7 | 100 | N |  |  | N | Electric Utility | 1 | X | NG
Conventional Hydroelectric.WAT | hydro | TRUE | 814 | Entergy Arkansas LLC | 166 | Carpenter | AR | Garland | 1 | Conventional Hydroelectric | HY |  | S | 28 | 0.9 | 30.5 | 30.5 | 15 | N |  |  | N | Electric Utility | 1 | X | WAT
Conventional Hydroelectric.WAT | hydro | TRUE | 814 | Entergy Arkansas LLC | 166 | Carpenter | AR | Garland | 2 | Conventional Hydroelectric | HY |  | S | 28 | 0.9 | 30.4 | 30.4 | 15 | N |  |  | N | Electric Utility | 1 | X | WAT
Natural Gas Steam Turbine.NG | natural gas steam turbine | TRUE | 814 | Entergy Arkansas LLC | 170 | Lake Catherine | AR | Hot Spring | 4 | Natural Gas Steam Turbine | ST |  | S | 552.5 | 0.85 | 522 | 522 | 45 | N | 6 | 2025 | N | Electric Utility | 1 | X | NG
Petroleum Liquids.DFO | petroleum | TRUE | 14216 | City of Osceola - (AR) | 172 | Osceola (AR) | AR | Mississippi | 9 | Petroleum Liquids | IC |  | S | 1.6 | 1 | 1.6 | 1.6 | 1.6 | N |  |  | N | Electric Utility | 1 | X | DFO
Conventional Hydroelectric.WAT | hydro | TRUE | 814 | Entergy Arkansas LLC | 174 | Remmel | AR | Hot Spring | 1 | Conventional Hydroelectric | HY |  | S | 3 | 0.85 | 4 | 4 | 1 | N |  |  | N | Electric Utility | 1 | X | WAT
Conventional Hydroelectric.WAT | hydro | TRUE | 814 | Entergy Arkansas LLC | 174 | Remmel | AR | Hot Spring | 2 | Conventional Hydroelectric | HY |  | S | 3 | 0.85 | 3.7 | 3.7 | 1 | N |  |  | N | Electric Utility | 1 | X | WAT
Conventional Hydroelectric.WAT | hydro | TRUE | 814 | Entergy Arkansas LLC | 174 | Remmel | AR | Hot Spring | 3 | Conventional Hydroelectric | HY |  | S | 3 | 0.85 | 3.9 | 3.9 | 1 | N |  |  | N | Electric Utility | 1 | X | WAT
Conventional Hydroelectric.WAT | hydro | TRUE | 14328 | Pacific Gas & Electric Co. | 180 | Volta 2 | CA | Shasta | 1 | Conventional Hydroelectric | HY |  | S | 1 | 0.84 | 0.9 | 0.9 | 0 | N |  |  | N | Electric Utility | 1 | X | WAT
Conventional Hydroelectric.WAT | hydro | TRUE | 19647 | USCE-Little Rock District | 182 | Beaver Dam | AR | Carroll | 1 | Conventional Hydroelectric | HY |  | S | 56 | 0.95 | 64.4 | 64.4 | 20 | N |  |  | N | Electric Utility | 1 | X | WAT
Conventional Hydroelectric.WAT | hydro | TRUE | 19647 | USCE-Little Rock District | 182 | Beaver Dam | AR | Carroll | 2 | Conventional Hydroelectric | HY |  | S | 56 | 0.95 | 64.4 | 64.4 | 20 | N |  |  | N | Electric Utility | 1 | X | WAT
Conventional Hydroelectric.WAT | hydro | TRUE | 19406 | USCE -Vickburg District | 187 | Degray | AR | Clark | 1 | Conventional Hydroelectric | HY |  | S | 40 | 0.95 | 40 | 40 | 15 | N |  |  | N | Electric Utility | 1 | X | WAT
Hydroelectric Pumped Storage.WAT | other | TRUE | 19406 | USCE -Vickburg District | 187 | Degray | AR | Clark | 2 | Hydroelectric Pumped Storage | PS |  | S | 30 | 0.95 | 30 | 30 | 15 | N |  |  | N | Electric Utility | 1 | X | WAT
Conventional Hydroelectric.WAT | hydro | TRUE | 19647 | USCE-Little Rock District | 188 | Greers Ferry Lake | AR | Cleburne | 1 | Conventional Hydroelectric | HY |  | S | 48 | 0.95 | 50 | 50 | 15 | N |  |  | N | Electric Utility | 1 | X | WAT
Conventional Hydroelectric.WAT | hydro | TRUE | 19647 | USCE-Little Rock District | 188 | Greers Ferry Lake | AR | Cleburne | 2 | Conventional Hydroelectric | HY |  | S | 48 | 0.95 | 40 | 40 | 15 | N |  |  | N | Electric Utility | 1 | X | WAT
Petroleum Liquids.DFO | petroleum | TRUE | 15043 | City of Piggott - (AR) | 193 | Municipal Light | AR | Clay | 1 | Petroleum Liquids | IC |  | S | 2 | 1 | 2 | 2 | 1.2 | N |  |  | N | Electric Utility | 1 | X | DFO | NG
Petroleum Liquids.DFO | petroleum | TRUE | 15043 | City of Piggott - (AR) | 193 | Municipal Light | AR | Clay | 2 | Petroleum Liquids | IC |  | S | 0.6 | 1 | 0.6 | 0.6 | 0.4 | N |  |  | N | Electric Utility | 1 | X | DFO | NG
Petroleum Liquids.DFO | petroleum | TRUE | 15043 | City of Piggott - (AR) | 193 | Municipal Light | AR | Clay | 4 | Petroleum Liquids | IC |  | S | 2.2 | 1 | 2.2 | 2.2 | 1.4 | N |  |  | N | Electric Utility | 1 | X | DFO
Petroleum Liquids.DFO | petroleum | TRUE | 15043 | City of Piggott - (AR) | 193 | Municipal Light | AR | Clay | 6 | Petroleum Liquids | IC |  | S | 1.3 | 1 | 1.3 | 1.3 | 0.7 | N |  |  | N | Electric Utility | 1 | X | DFO | NG
Petroleum Liquids.DFO | petroleum | TRUE | 15043 | City of Piggott - (AR) | 193 | Municipal Light | AR | Clay | 7 | Petroleum Liquids | IC |  | S | 1.1 | 1 | 1.1 | 1.1 | 0.6 | N |  |  | N | Electric Utility | 1 | X | DFO | NG
Conventional Hydroelectric.WAT | hydro | TRUE | 19406 | USCE -Vickburg District | 195 | Narrows (AR) | AR | Pike | 1 | Conventional Hydroelectric | HY |  | S | 8.5 | 0.9 | 9.7 | 9.7 | 5 | N |  |  | N | Electric Utility | 1 | X | WAT
Conventional Hydroelectric.WAT | hydro | TRUE | 19406 | USCE -Vickburg District | 195 | Narrows (AR) | AR | Pike | 2 | Conventional Hydroelectric | HY |  | S | 8.5 | 0.9 | 9.7 | 9.7 | 5 | N |  |  | N | Electric Utility | 1 | X | WAT
Conventional Hydroelectric.WAT | hydro | TRUE | 19406 | USCE -Vickburg District | 195 | Narrows (AR) | AR | Pike | 3 | Conventional Hydroelectric | HY |  | S | 8.5 | 0.9 | 9.7 | 9.7 | 5 | N |  |  | N | Electric Utility | 1 | X | WAT
Conventional Hydroelectric.WAT | hydro | TRUE | 19647 | USCE-Little Rock District | 196 | Norfork | AR | Baxter | 1 | Conventional Hydroelectric | HY |  | S | 40.2 | 0.9 | 40 | 40 | 10 | N |  |  | N | Electric Utility | 1 | X | WAT
Conventional Hydroelectric.WAT | hydro | TRUE | 19647 | USCE-Little Rock District | 196 | Norfork | AR | Baxter | 2 | Conventional Hydroelectric | HY |  | S | 40.2 | 0.9 | 40 | 40 | 10 | N |  |  | N | Electric Utility | 1 | X | WAT
Conventional Hydroelectric.WAT | hydro | TRUE | 19406 | USCE -Vickburg District | 197 | Blakely Mountain | AR | Garland | 1 | Conventional Hydroelectric | HY |  | S | 37.5 | 0.9 | 37.5 | 37.5 | 20 | N |  |  | N | Electric Utility | 1 | X | WAT
Conventional Hydroelectric.WAT | hydro | TRUE | 19406 | USCE -Vickburg District | 197 | Blakely Mountain | AR | Garland | 2 | Conventional Hydroelectric | HY |  | S | 37.5 | 0.9 | 37.5 | 37.5 | 20 | N |  |  | N | Electric Utility | 1 | X | WAT
Conventional Hydroelectric.WAT | hydro | TRUE | 19647 | USCE-Little Rock District | 198 | Bull Shoals | AR | Marion | 1 | Conventional Hydroelectric | HY |  | S | 40 | 0.95 | 45 | 45 | 10 | N |  |  | N | Electric Utility | 1 | X | WAT
Conventional Hydroelectric.WAT | hydro | TRUE | 19647 | USCE-Little Rock District | 198 | Bull Shoals | AR | Marion | 2 | Conventional Hydroelectric | HY |  | S | 40 | 0.95 | 45 | 45 | 10 | N |  |  | N | Electric Utility | 1 | X | WAT
Conventional Hydroelectric.WAT | hydro | TRUE | 19647 | USCE-Little Rock District | 198 | Bull Shoals | AR | Marion | 3 | Conventional Hydroelectric | HY |  | S | 40 | 0.95 | 35 | 35 | 10 | N |  |  | N | Electric Utility | 1 | X | WAT
Conventional Hydroelectric.WAT | hydro | TRUE | 19647 | USCE-Little Rock District | 198 | Bull Shoals | AR | Marion | 4 | Conventional Hydroelectric | HY |  | S | 40 | 0.95 | 45 | 45 | 10 | N |  |  | N | Electric Utility | 1 | X | WAT
Conventional Hydroelectric.WAT | hydro | TRUE | 19647 | USCE-Little Rock District | 198 | Bull Shoals | AR | Marion | 5 | Conventional Hydroelectric | HY |  | S | 45 | 0.95 | 50 | 50 | 10 | N |  |  | N | Electric Utility | 1 | X | WAT
Conventional Hydroelectric.WAT | hydro | TRUE | 19647 | USCE-Little Rock District | 198 | Bull Shoals | AR | Marion | 6 | Conventional Hydroelectric | HY |  | S | 45 | 0.95 | 50 | 50 | 10 | N |  |  | N | Electric Utility | 1 | X | WAT
Conventional Hydroelectric.WAT | hydro | TRUE | 19647 | USCE-Little Rock District | 198 | Bull Shoals | AR | Marion | 7 | Conventional Hydroelectric | HY |  | S | 45 | 0.95 | 50 | 50 | 10 | N |  |  | N | Electric Utility | 1 | X | WAT
Conventional Hydroelectric.WAT | hydro | TRUE | 19647 | USCE-Little Rock District | 198 | Bull Shoals | AR | Marion | 8 | Conventional Hydroelectric | HY |  | S | 45 | 0.95 | 50 | 50 | 10 | N |  |  | N | Electric Utility | 1 | X | WAT
Conventional Hydroelectric.WAT | hydro | TRUE | 19647 | USCE-Little Rock District | 199 | Dardanelle | AR | Pope | 1 | Conventional Hydroelectric | HY |  | S | 40.2 | 0.95 | 35 | 35 | 10 | N |  |  | N | Electric Utility | 1 | X | WAT
Conventional Hydroelectric.WAT | hydro | TRUE | 19647 | USCE-Little Rock District | 199 | Dardanelle | AR | Pope | 2 | Conventional Hydroelectric | HY |  | S | 40.2 | 0.95 | 35 | 35 | 10 | N |  |  | N | Electric Utility | 1 | X | WAT
Conventional Hydroelectric.WAT | hydro | TRUE | 19647 | USCE-Little Rock District | 199 | Dardanelle | AR | Pope | 3 | Conventional Hydroelectric | HY |  | S | 40.2 | 0.95 | 35 | 35 | 10 | N |  |  | N | Electric Utility | 1 | X | WAT
Conventional Hydroelectric.WAT | hydro | TRUE | 19647 | USCE-Little Rock District | 199 | Dardanelle | AR | Pope | 4 | Conventional Hydroelectric | HY |  | S | 40.2 | 0.95 | 35 | 35 | 10 | N |  |  | N | Electric Utility | 1 | X | WAT
Natural Gas Fired Combined Cycle.NG | natural gas combined cycle | TRUE | 807 | Arkansas Electric Coop Corp | 201 | Thomas Fitzhugh | AR | Franklin | 1 | Natural Gas Fired Combined Cycle | CA | FIT1 | S | 59 | 0.88 | 61 | 62 | 25 | N |  |  | N | Electric Utility | 1 | X | NG | DFO
Natural Gas Fired Combined Cycle.NG | natural gas combined cycle | TRUE | 807 | Arkansas Electric Coop Corp | 201 | Thomas Fitzhugh | AR | Franklin | 2 | Natural Gas Fired Combined Cycle | CT | FIT1 | S | 126 | 0.9 | 101 | 110 | 65 | N |  |  | N | Electric Utility | 1 | X | NG | DFO
Natural Gas Steam Turbine.NG | natural gas steam turbine | TRUE | 807 | Arkansas Electric Coop Corp | 202 | Carl Bailey | AR | Woodruff | 1 | Natural Gas Steam Turbine | ST |  | S | 120 | 0.85 | 122 | 122 | 25 | N |  |  | N | Electric Utility | 1 | X | NG | RFO
Natural Gas Steam Turbine.NG | natural gas steam turbine | TRUE | 807 | Arkansas Electric Coop Corp | 203 | McClellan (AR) | AR | Ouachita | 1 | Natural Gas Steam Turbine | ST |  | S | 136 | 0.85 | 134 | 134 | 35 | N |  |  | N | Electric Utility | 1 | X | NG | DFO
Nuclear.NUC | nuclear | TRUE | 55951 | Exelon Nuclear | 204 | Clinton Power Station | IL | DeWitt | 1 | Nuclear | ST |  | S | 1138.3 | 0.9 | 1050.2 | 1060.5 | 296.9 | N |  |  | N | IPP Non-CHP | 2 | X | NUC
Nuclear.NUC | nuclear | TRUE | 20893 | Wolf Creek Nuclear Optg Corp | 210 | Wolf Creek Generating Station | KS | Coffey | 1 | Nuclear | ST |  | J | 1267.7 | 0.9 | 1225 | 1255 | 50 | N |  |  | N | Electric Utility | 1 | X | NUC
Conventional Hydroelectric.WAT | hydro | TRUE | 14328 | Pacific Gas & Electric Co. | 214 | Alta Powerhouse | CA | Placer | 1 | Conventional Hydroelectric | HY |  | S | 1 | 1 | 1 | 1 | 0 | N |  |  | N | Electric Utility | 1 | X | WAT
Conventional Hydroelectric.WAT | hydro | TRUE | 19586 | Utica Water & Power Authority | 215 | Angels | CA | Calaveras | 1 | Conventional Hydroelectric | HY |  | S | 1.4 | 0.8 | 0.7 | 1 | 0.3 | N |  |  | N | IPP Non-CHP | 2 | X | WAT
Conventional Hydroelectric.WAT | hydro | TRUE | 14328 | Pacific Gas & Electric Co. | 217 | Balch 1 | CA | Fresno | 1 | Conventional Hydroelectric | HY |  | S | 31 | 0.94 | 34 | 34 | 0 | N |  |  | N | Electric Utility | 1 | X | WAT
Conventional Hydroelectric.WAT | hydro | TRUE | 14328 | Pacific Gas & Electric Co. | 218 | Balch 2 | CA | Fresno | 2 | Conventional Hydroelectric | HY |  | S | 48.6 | 0.9 | 52.5 | 52.5 | 0 | N |  |  | N | Electric Utility | 1 | X | WAT
Conventional Hydroelectric.WAT | hydro | TRUE | 14328 | Pacific Gas & Electric Co. | 218 | Balch 2 | CA | Fresno | 3 | Conventional Hydroelectric | HY |  | S | 48.6 | 0.9 | 52.5 | 52.5 | 0 | N |  |  | N | Electric Utility | 1 | X | WAT
Conventional Hydroelectric.WAT | hydro | TRUE | 14328 | Pacific Gas & Electric Co. | 219 | Belden | CA | Plumas | 1 | Conventional Hydroelectric | HY |  | S | 117.9 | 0.9 | 125 | 125 | 0 | N |  |  | N | Electric Utility | 1 | X | WAT
Conventional Hydroelectric.WAT | hydro | TRUE | 14328 | Pacific Gas & Electric Co. | 220 | Bucks Creek | CA | Plumas | H1 | Conventional Hydroelectric | HY |  | S | 33 | 1 | 32.5 | 32.5 | 0 | N |  |  | N | Electric Utility | 1 | X | WAT
Conventional Hydroelectric.WAT | hydro | TRUE | 14328 | Pacific Gas & Electric Co. | 220 | Bucks Creek | CA | Plumas | H2 | Conventional Hydroelectric | HY |  | S | 33 | 1 | 32.5 | 32.5 | 0 | N |  |  | N | Electric Utility | 1 | X | WAT
Conventional Hydroelectric.WAT | hydro | TRUE | 14328 | Pacific Gas & Electric Co. | 221 | Butt Valley | CA | Plumas | 1 | Conventional Hydroelectric | HY |  | S | 40 | 0.9 | 41 | 41 | 0 | N |  |  | N | Electric Utility | 1 | X | WAT
Conventional Hydroelectric.WAT | hydro | TRUE | 14328 | Pacific Gas & Electric Co. | 222 | Caribou 1 | CA | Plumas | 1 | Conventional Hydroelectric | HY |  | S | 23.8 | 0.9 | 25 | 25 | 0 | N |  |  | N | Electric Utility | 1 | X | WAT
Conventional Hydroelectric.WAT | hydro | TRUE | 14328 | Pacific Gas & Electric Co. | 222 | Caribou 1 | CA | Plumas | 2 | Conventional Hydroelectric | HY |  | S | 25 | 0.9 | 25 | 25 | 0 | N |  |  | N | Electric Utility | 1 | X | WAT
Conventional Hydroelectric.WAT | hydro | TRUE | 14328 | Pacific Gas & Electric Co. | 222 | Caribou 1 | CA | Plumas | 3 | Conventional Hydroelectric | HY |  | S | 25 | 0.9 | 25 | 25 | 0 | N |  |  | N | Electric Utility | 1 | X | WAT
Conventional Hydroelectric.WAT | hydro | TRUE | 14328 | Pacific Gas & Electric Co. | 223 | Caribou 2 | CA | Plumas | 4 | Conventional Hydroelectric | HY |  | S | 60.3 | 0.9 | 60 | 60 | 0 | N |  |  | N | Electric Utility | 1 | X | WAT
Conventional Hydroelectric.WAT | hydro | TRUE | 14328 | Pacific Gas & Electric Co. | 223 | Caribou 2 | CA | Plumas | 5 | Conventional Hydroelectric | HY |  | S | 57.6 | 0.9 | 60 | 60 | 0 | N |  |  | N | Electric Utility | 1 | X | WAT
Conventional Hydroelectric.WAT | hydro | TRUE | 14328 | Pacific Gas & Electric Co. | 224 | Centerville PH | CA | Butte | 1 | Conventional Hydroelectric | HY |  | S | 5.5 | 1 | 5.5 | 5.5 | 0 | N |  |  | N | Electric Utility | 1 | X | WAT
Conventional Hydroelectric.WAT | hydro | TRUE | 14328 | Pacific Gas & Electric Co. | 224 | Centerville PH | CA | Butte | 2 | Conventional Hydroelectric | HY |  | S | 0.9 | 1 | 0.9 | 0.9 | 0 | N |  |  | N | Electric Utility | 1 | X | WAT
Conventional Hydroelectric.WAT | hydro | TRUE | 16534 | Sacramento Municipal Util Dist | 225 | Chili Bar | CA | El Dorado | 1 | Conventional Hydroelectric | HY |  | S | 8.3 | 0.9 | 7 | 7 | 0 | N |  |  | N | Electric Utility | 1 | X | WAT
Conventional Hydroelectric.WAT | hydro | TRUE | 14328 | Pacific Gas & Electric Co. | 227 | Coleman PH | CA | Shasta | 1 | Conventional Hydroelectric | HY |  | S | 12.1 | 0.9 | 13 | 13 | 0 | N |  |  | N | Electric Utility | 1 | X | WAT
Conventional Hydroelectric.WAT | hydro | TRUE | 14328 | Pacific Gas & Electric Co. | 229 | Cow Creek | CA | Shasta | 1 | Conventional Hydroelectric | HY |  | S | 0.7 | 0.8 | 0.9 | 0.9 | 0 | N | 12 | 2024 | N | Electric Utility | 1 | X | WAT
Conventional Hydroelectric.WAT | hydro | TRUE | 14328 | Pacific Gas & Electric Co. | 229 | Cow Creek | CA | Shasta | 2 | Conventional Hydroelectric | HY |  | S | 0.7 | 0.8 | 0.9 | 0.9 | 0 | N | 12 | 2024 | N | Electric Utility | 1 | X | WAT
Conventional Hydroelectric.WAT | hydro | TRUE | 14328 | Pacific Gas & Electric Co. | 231 | Cresta | CA | Butte | 1 | Conventional Hydroelectric | HY |  | S | 36.9 | 0.9 | 35 | 35 | 0 | N |  |  | N | Electric Utility | 1 | X | WAT
Conventional Hydroelectric.WAT | hydro | TRUE | 14328 | Pacific Gas & Electric Co. | 231 | Cresta | CA | Butte | 2 | Conventional Hydroelectric | HY |  | S | 36.9 | 0.9 | 35 | 35 | 0 | N |  |  | N | Electric Utility | 1 | X | WAT
Conventional Hydroelectric.WAT | hydro | TRUE | 14328 | Pacific Gas & Electric Co. | 232 | De Sabla | CA | Butte | 1 | Conventional Hydroelectric | HY |  | S | 18.4 | 0.9 | 18.5 | 18.5 | 0 | N |  |  | N | Electric Utility | 1 | X | WAT
Conventional Hydroelectric.WAT | hydro | TRUE | 14328 | Pacific Gas & Electric Co. | 233 | Deer Creek PH | CA | Nevada | 1 | Conventional Hydroelectric | HY |  | S | 5.5 | 0.8 | 5.7 | 5.7 | 0 | N |  |  | N | Electric Utility | 1 | X | WAT
Conventional Hydroelectric.WAT | hydro | TRUE | 14328 | Pacific Gas & Electric Co. | 235 | Drum 1 | CA | Placer | 1 | Conventional Hydroelectric | HY |  | S | 12 | 0.9 | 13.2 | 13.2 | 0 | N |  |  | N | Electric Utility | 1 | X | WAT
Conventional Hydroelectric.WAT | hydro | TRUE | 14328 | Pacific Gas & Electric Co. | 235 | Drum 1 | CA | Placer | 2 | Conventional Hydroelectric | HY |  | S | 12 | 0.9 | 13.2 | 13.2 | 0 | N |  |  | N | Electric Utility | 1 | X | WAT
Conventional Hydroelectric.WAT | hydro | TRUE | 14328 | Pacific Gas & Electric Co. | 235 | Drum 1 | CA | Placer | 3 | Conventional Hydroelectric | HY |  | S | 12 | 0.9 | 13.2 | 13.2 | 0 | N |  |  | N | Electric Utility | 1 | X | WAT
Conventional Hydroelectric.WAT | hydro | TRUE | 14328 | Pacific Gas & Electric Co. | 235 | Drum 1 | CA | Placer | 4 | Conventional Hydroelectric | HY |  | S | 13.2 | 0.9 | 14.4 | 14.4 | 0 | N |  |  | N | Electric Utility | 1 | X | WAT
Conventional Hydroelectric.WAT | hydro | TRUE | 14328 | Pacific Gas & Electric Co. | 236 | Drum 2 | CA | Placer | 5 | Conventional Hydroelectric | HY |  | S | 53.1 | 0.9 | 49.5 | 49.5 | 0 | N |  |  | N | Electric Utility | 1 | X | WAT
Conventional Hydroelectric.WAT | hydro | TRUE | 14328 | Pacific Gas & Electric Co. | 237 | Dutch Flat | CA | Placer | 1 | Conventional Hydroelectric | HY |  | S | 22 | 0.8 | 22 | 22 | 0 | N |  |  | N | Electric Utility | 1 | X | WAT
Conventional Hydroelectric.WAT | hydro | TRUE | 25915 | El Dorado Irrigation District | 238 | El Dorado | CA | El Dorado | 1 | Conventional Hydroelectric | HY |  | S | 10 | 0.8 | 10.4 | 10.6 | 2.5 | N |  |  | N | Electric Utility | 1 | X | WAT
Conventional Hydroelectric.WAT | hydro | TRUE | 25915 | El Dorado Irrigation District | 238 | El Dorado | CA | El Dorado | 2 | Conventional Hydroelectric | HY |  | S | 10 | 0.8 | 10.4 | 10.5 | 2.5 | N |  |  | N | Electric Utility | 1 | X | WAT
Conventional Hydroelectric.WAT | hydro | TRUE | 14328 | Pacific Gas & Electric Co. | 239 | Electra | CA | Amador | 1 | Conventional Hydroelectric | HY |  | S | 32.3 | 0.9 | 30.7 | 30.7 | 0 | N |  |  | N | Electric Utility | 1 | X | WAT
Conventional Hydroelectric.WAT | hydro | TRUE | 14328 | Pacific Gas & Electric Co. | 239 | Electra | CA | Amador | 2 | Conventional Hydroelectric | HY |  | S | 35.1 | 0.9 | 30.7 | 30.7 | 0 | N |  |  | N | Electric Utility | 1 | X | WAT
Conventional Hydroelectric.WAT | hydro | TRUE | 14328 | Pacific Gas & Electric Co. | 239 | Electra | CA | Amador | 3 | Conventional Hydroelectric | HY |  | S | 35.1 | 0.9 | 36.6 | 36.6 | 0 | N |  |  | N | Electric Utility | 1 | X | WAT
Conventional Hydroelectric.WAT | hydro | TRUE | 14328 | Pacific Gas & Electric Co. | 240 | Haas | CA | Fresno | H1 | Conventional Hydroelectric | HY |  | S | 67.5 | 0.9 | 72 | 72 | 0 | N |  |  | N | Electric Utility | 1 | X | WAT
Conventional Hydroelectric.WAT | hydro | TRUE | 14328 | Pacific Gas & Electric Co. | 240 | Haas | CA | Fresno | H2 | Conventional Hydroelectric | HY |  | S | 67.5 | 0.9 | 72 | 72 | 0 | N |  |  | N | Electric Utility | 1 | X | WAT
Conventional Hydroelectric.WAT | hydro | TRUE | 14328 | Pacific Gas & Electric Co. | 241 | Halsey | CA | Placer | 1 | Conventional Hydroelectric | HY |  | S | 13.6 | 0.8 | 11 | 11 | 0 | N |  |  | N | Electric Utility | 1 | X | WAT
Conventional Hydroelectric.WAT | hydro | TRUE | 14328 | Pacific Gas & Electric Co. | 242 | Hamilton Branch | CA | Plumas | 1 | Conventional Hydroelectric | HY |  | S | 2.6 | 0.8 | 2.4 | 2.4 | 0 | N |  |  | N | Electric Utility | 1 | X | WAT
Conventional Hydroelectric.WAT | hydro | TRUE | 14328 | Pacific Gas & Electric Co. | 242 | Hamilton Branch | CA | Plumas | 2 | Conventional Hydroelectric | HY |  | S | 2.7 | 0.85 | 2.4 | 2.4 | 0 | N |  |  | N | Electric Utility | 1 | X | WAT
Conventional Hydroelectric.WAT | hydro | TRUE | 14328 | Pacific Gas & Electric Co. | 243 | Hat Creek 1 | CA | Shasta | 1 | Conventional Hydroelectric | HY |  | S | 10 | 0.8 | 8.5 | 8.5 | 0 | N |  |  | N | Electric Utility | 1 | X | WAT
Conventional Hydroelectric.WAT | hydro | TRUE | 14328 | Pacific Gas & Electric Co. | 244 | Hat Creek 2 | CA | Shasta | 1 | Conventional Hydroelectric | HY |  | S | 10 | 0.8 | 8.5 | 8.5 | 0 | N |  |  | N | Electric Utility | 1 | X | WAT
Natural Gas Internal Combustion Engine.NG | natural gas peaker | TRUE | 14328 | Pacific Gas & Electric Co. | 246 | Humboldt Bay | CA | Humboldt | IC1 | Natural Gas Internal Combustion Engine | IC |  | S | 16.7 | 0.8 | 16.3 | 16.3 | 14.5 | N |  |  | N | Electric Utility | 1 | X | NG | DFO | OBG
Natural Gas Internal Combustion Engine.NG | natural gas peaker | TRUE | 14328 | Pacific Gas & Electric Co. | 246 | Humboldt Bay | CA | Humboldt | IC10 | Natural Gas Internal Combustion Engine | IC |  | S | 16.7 | 0.8 | 16.3 | 16.3 | 14.5 | N |  |  | N | Electric Utility | 1 | X | NG | DFO | OBG
Natural Gas Internal Combustion Engine.NG | natural gas peaker | TRUE | 14328 | Pacific Gas & Electric Co. | 246 | Humboldt Bay | CA | Humboldt | IC2 | Natural Gas Internal Combustion Engine | IC |  | S | 16.7 | 0.8 | 16.3 | 16.3 | 14.5 | N |  |  | N | Electric Utility | 1 | X | NG | DFO | OBG
Natural Gas Internal Combustion Engine.NG | natural gas peaker | TRUE | 14328 | Pacific Gas & Electric Co. | 246 | Humboldt Bay | CA | Humboldt | IC3 | Natural Gas Internal Combustion Engine | IC |  | S | 16.7 | 0.8 | 16.3 | 16.3 | 14.5 | N |  |  | N | Electric Utility | 1 | X | NG | DFO | OBG
Natural Gas Internal Combustion Engine.NG | natural gas peaker | TRUE | 14328 | Pacific Gas & Electric Co. | 246 | Humboldt Bay | CA | Humboldt | IC4 | Natural Gas Internal Combustion Engine | IC |  | S | 16.7 | 0.8 | 16.3 | 16.3 | 14.5 | N |  |  | N | Electric Utility | 1 | X | NG | DFO | OBG
Natural Gas Internal Combustion Engine.NG | natural gas peaker | TRUE | 14328 | Pacific Gas & Electric Co. | 246 | Humboldt Bay | CA | Humboldt | IC5 | Natural Gas Internal Combustion Engine | IC |  | S | 16.7 | 0.8 | 16.3 | 16.3 | 15.4 | N |  |  | N | Electric Utility | 1 | X | NG | DFO | OBG
Natural Gas Internal Combustion Engine.NG | natural gas peaker | TRUE | 14328 | Pacific Gas & Electric Co. | 246 | Humboldt Bay | CA | Humboldt | IC6 | Natural Gas Internal Combustion Engine | IC |  | S | 16.7 | 0.8 | 16.3 | 16.3 | 14.5 | N |  |  | N | Electric Utility | 1 | X | NG | DFO | OBG
Natural Gas Internal Combustion Engine.NG | natural gas peaker | TRUE | 14328 | Pacific Gas & Electric Co. | 246 | Humboldt Bay | CA | Humboldt | IC7 | Natural Gas Internal Combustion Engine | IC |  | S | 16.7 | 0.8 | 16.3 | 16.3 | 14.5 | N |  |  | N | Electric Utility | 1 | X | NG | DFO | OBG
Natural Gas Internal Combustion Engine.NG | natural gas peaker | TRUE | 14328 | Pacific Gas & Electric Co. | 246 | Humboldt Bay | CA | Humboldt | IC8 | Natural Gas Internal Combustion Engine | IC |  | S | 16.7 | 0.8 | 16.3 | 16.3 | 14.5 | N |  |  | N | Electric Utility | 1 | X | NG | DFO | OBG
Natural Gas Internal Combustion Engine.NG | natural gas peaker | TRUE | 14328 | Pacific Gas & Electric Co. | 246 | Humboldt Bay | CA | Humboldt | IC9 | Natural Gas Internal Combustion Engine | IC |  | S | 16.7 | 0.8 | 16.7 | 16.7 | 14.5 | N |  |  | N | Electric Utility | 1 | X | NG | DFO | OBG
Conventional Hydroelectric.WAT | hydro | TRUE | 14328 | Pacific Gas & Electric Co. | 248 | Inskip | CA | Tehama | 1 | Conventional Hydroelectric | HY |  | S | 7.6 | 0.9 | 8 | 8 | 0 | N |  |  | N | Electric Utility | 1 | X | WAT
Conventional Hydroelectric.WAT | hydro | TRUE | 14328 | Pacific Gas & Electric Co. | 249 | James B Black | CA | Shasta | 1 | Conventional Hydroelectric | HY |  | S | 85.1 | 0.9 | 86 | 86 | 0 | N |  |  | N | Electric Utility | 1 | X | WAT
Conventional Hydroelectric.WAT | hydro | TRUE | 14328 | Pacific Gas & Electric Co. | 249 | James B Black | CA | Shasta | 2 | Conventional Hydroelectric | HY |  | S | 83.5 | 0.9 | 86 | 86 | 0 | N |  |  | N | Electric Utility | 1 | X | WAT
Conventional Hydroelectric.WAT | hydro | TRUE | 14328 | Pacific Gas & Electric Co. | 250 | Kerckhoff | CA | Fresno | H1 | Conventional Hydroelectric | HY |  | S | 11.3 | 1 | 12.6 | 12.6 | 0.5 | N |  |  | N | Electric Utility | 1 | X | WAT
Conventional Hydroelectric.WAT | hydro | TRUE | 14328 | Pacific Gas & Electric Co. | 250 | Kerckhoff | CA | Fresno | H3 | Conventional Hydroelectric | HY |  | S | 11.3 | 1 | 12.6 | 12.6 | 0.5 | N |  |  | N | Electric Utility | 1 | X | WAT
Conventional Hydroelectric.WAT | hydro | TRUE | 14328 | Pacific Gas & Electric Co. | 253 | Kilarc | CA | Shasta | 1 | Conventional Hydroelectric | HY |  | S | 1.5 | 1 | 1.6 | 1.6 | 0 | N | 12 | 2024 | N | Electric Utility | 1 | X | WAT
Conventional Hydroelectric.WAT | hydro | TRUE | 14328 | Pacific Gas & Electric Co. | 254 | Kings River PH | CA | Fresno | H1 | Conventional Hydroelectric | HY |  | S | 48.6 | 0.9 | 52 | 52 | 0 | N |  |  | N | Electric Utility | 1 | X | WAT
Conventional Hydroelectric.WAT | hydro | TRUE | 14328 | Pacific Gas & Electric Co. | 255 | Lime Saddle | CA | Butte | 1 | Conventional Hydroelectric | HY |  | S | 1 | 1 | 1 | 1 | 0 | N |  |  | N | Electric Utility | 1 | X | WAT
Conventional Hydroelectric.WAT | hydro | TRUE | 14328 | Pacific Gas & Electric Co. | 255 | Lime Saddle | CA | Butte | 2 | Conventional Hydroelectric | HY |  | S | 1 | 1 | 1 | 1 | 0 | N |  |  | N | Electric Utility | 1 | X | WAT
Conventional Hydroelectric.WAT | hydro | TRUE | 12312 | Merced Irrigation District | 258 | Merced Falls | CA | Merced | 1 | Conventional Hydroelectric | HY |  | S | 3.4 | 0.86 | 3.5 | 3.5 | 0 | N |  |  | N | IPP Non-CHP | 2 | X | WAT
Batteries.MWH | battery storage | 0 | 54802 | Dynegy -Moss Landing LLC | 260 | Dynegy Moss Landing Power Plant Hybrid | CA | Monterey | BAT1 | Batteries | BA |  | S | 300 |  | 300 | 300 | 0.2 | N |  |  | N | IPP Non-CHP | 2 | X | MWH
Batteries.MWH | battery storage | 0 | 54802 | Dynegy -Moss Landing LLC | 260 | Dynegy Moss Landing Power Plant Hybrid | CA | Monterey | BAT2 | Batteries | BA |  | S | 100 |  | 100 | 100 | 0.2 | N |  |  | N | IPP Non-CHP | 2 | X | MWH
Natural Gas Fired Combined Cycle.NG | natural gas combined cycle | TRUE | 54802 | Dynegy -Moss Landing LLC | 260 | Dynegy Moss Landing Power Plant Hybrid | CA | Monterey | CT1A | Natural Gas Fired Combined Cycle | CT | CC1 | S | 233 | 0.85 | 165 | 165 | 80 | N |  |  | N | IPP Non-CHP | 2 | X | NG
Natural Gas Fired Combined Cycle.NG | natural gas combined cycle | TRUE | 54802 | Dynegy -Moss Landing LLC | 260 | Dynegy Moss Landing Power Plant Hybrid | CA | Monterey | CT1B | Natural Gas Fired Combined Cycle | CT | CC1 | S | 233 | 0.85 | 165 | 165 | 80 | N |  |  | N | IPP Non-CHP | 2 | X | NG
Natural Gas Fired Combined Cycle.NG | natural gas combined cycle | TRUE | 54802 | Dynegy -Moss Landing LLC | 260 | Dynegy Moss Landing Power Plant Hybrid | CA | Monterey | CT2A | Natural Gas Fired Combined Cycle | CT | CC2 | S | 233 | 0.85 | 165 | 165 | 80 | N |  |  | N | IPP Non-CHP | 2 | X | NG
Natural Gas Fired Combined Cycle.NG | natural gas combined cycle | TRUE | 54802 | Dynegy -Moss Landing LLC | 260 | Dynegy Moss Landing Power Plant Hybrid | CA | Monterey | CT2B | Natural Gas Fired Combined Cycle | CT | CC2 | S | 233 | 0.85 | 165 | 165 | 80 | N |  |  | N | IPP Non-CHP | 2 | X | NG
Natural Gas Fired Combined Cycle.NG | natural gas combined cycle | TRUE | 54802 | Dynegy -Moss Landing LLC | 260 | Dynegy Moss Landing Power Plant Hybrid | CA | Monterey | ST1 | Natural Gas Fired Combined Cycle | CA | CC1 | S | 233 | 0.85 | 180 | 180 | 60 | N |  |  | N | IPP Non-CHP | 2 | X | NG
Natural Gas Fired Combined Cycle.NG | natural gas combined cycle | TRUE | 54802 | Dynegy -Moss Landing LLC | 260 | Dynegy Moss Landing Power Plant Hybrid | CA | Monterey | ST2 | Natural Gas Fired Combined Cycle | CA | CC2 | S | 233 | 0.85 | 180 | 180 | 60 | N |  |  | N | IPP Non-CHP | 2 | X | NG
Conventional Hydroelectric.WAT | hydro | TRUE | 19586 | Utica Water & Power Authority | 261 | Murphys | CA | Calaveras | 1 | Conventional Hydroelectric | HY |  | S | 3.6 | 0.8 | 1.7 | 2 | 0.7 | N |  |  | N | IPP Non-CHP | 2 | X | WAT
Conventional Hydroelectric.WAT | hydro | TRUE | 21140 | Yuba County Water Agency | 262 | Narrows PH | CA | Nevada | 1 | Conventional Hydroelectric | HY |  | S | 10.2 | 0.86 | 12 | 12 | 0 | N |  |  | N | Electric Utility | 1 | X | WAT
Conventional Hydroelectric.WAT | hydro | TRUE | 14328 | Pacific Gas & Electric Co. | 264 | Phoenix | CA | Tuolumne | 1 | Conventional Hydroelectric | HY |  | S | 1.6 | 0.8 | 2 | 2 | 0 | N |  |  | N | Electric Utility | 1 | X | WAT
Conventional Hydroelectric.WAT | hydro | TRUE | 14328 | Pacific Gas & Electric Co. | 265 | Pit 1 | CA | Shasta | H1 | Conventional Hydroelectric | HY |  | S | 34.6 | 0.9 | 30.5 | 30.5 | 0 | N |  |  | N | Electric Utility | 1 | X | WAT
Conventional Hydroelectric.WAT | hydro | TRUE | 14328 | Pacific Gas & Electric Co. | 265 | Pit 1 | CA | Shasta | H2 | Conventional Hydroelectric | HY |  | S | 34.6 | 0.9 | 30.5 | 30.5 | 0 | N |  |  | N | Electric Utility | 1 | X | WAT
Conventional Hydroelectric.WAT | hydro | TRUE | 14328 | Pacific Gas & Electric Co. | 266 | Pit 3 | CA | Shasta | H1 | Conventional Hydroelectric | HY |  | S | 26.7 | 0.9 | 23.3 | 23.3 | 0 | N |  |  | N | Electric Utility | 1 | X | WAT
Conventional Hydroelectric.WAT | hydro | TRUE | 14328 | Pacific Gas & Electric Co. | 266 | Pit 3 | CA | Shasta | H2 | Conventional Hydroelectric | HY |  | S | 26.7 | 0.9 | 23.3 | 23.3 | 0 | N |  |  | N | Electric Utility | 1 | X | WAT
Conventional Hydroelectric.WAT | hydro | TRUE | 14328 | Pacific Gas & Electric Co. | 266 | Pit 3 | CA | Shasta | H3 | Conventional Hydroelectric | HY |  | S | 26.7 | 0.9 | 23.3 | 23.3 | 0 | N |  |  | N | Electric Utility | 1 | X | WAT
Conventional Hydroelectric.WAT | hydro | TRUE | 14328 | Pacific Gas & Electric Co. | 267 | Pit 4 | CA | Shasta | 1 | Conventional Hydroelectric | HY |  | S | 51.7 | 0.9 | 47.5 | 47.5 | 0 | N |  |  | N | Electric Utility | 1 | X | WAT
Conventional Hydroelectric.WAT | hydro | TRUE | 14328 | Pacific Gas & Electric Co. | 267 | Pit 4 | CA | Shasta | 2 | Conventional Hydroelectric | HY |  | S | 51.7 | 0.9 | 47.5 | 47.5 | 0 | N |  |  | N | Electric Utility | 1 | X | WAT
Conventional Hydroelectric.WAT | hydro | TRUE | 14328 | Pacific Gas & Electric Co. | 268 | Pit 5 | CA | Shasta | H1 | Conventional Hydroelectric | HY |  | S | 38.2 | 0.87 | 40 | 40 | 0 | N |  |  | N | Electric Utility | 1 | X | WAT
Conventional Hydroelectric.WAT | hydro | TRUE | 14328 | Pacific Gas & Electric Co. | 268 | Pit 5 | CA | Shasta | H2 | Conventional Hydroelectric | HY |  | S | 38.2 | 0.87 | 40 | 40 | 0 | N |  |  | N | Electric Utility | 1 | X | WAT
Conventional Hydroelectric.WAT | hydro | TRUE | 14328 | Pacific Gas & Electric Co. | 268 | Pit 5 | CA | Shasta | H3 | Conventional Hydroelectric | HY |  | S | 33.2 | 0.8 | 40 | 40 | 0 | N |  |  | N | Electric Utility | 1 | X | WAT
Conventional Hydroelectric.WAT | hydro | TRUE | 14328 | Pacific Gas & Electric Co. | 268 | Pit 5 | CA | Shasta | H4 | Conventional Hydroelectric | HY |  | S | 32 | 0.8 | 40 | 40 | 0 | N |  |  | N | Electric Utility | 1 | X | WAT
Conventional Hydroelectric.WAT | hydro | TRUE | 14328 | Pacific Gas & Electric Co. | 269 | Pit 6 | CA | Shasta | H1 | Conventional Hydroelectric | HY |  | S | 39.6 | 0.9 | 40 | 40 | 0 | N |  |  | N | Electric Utility | 1 | X | WAT
Conventional Hydroelectric.WAT | hydro | TRUE | 14328 | Pacific Gas & Electric Co. | 269 | Pit 6 | CA | Shasta | H2 | Conventional Hydroelectric | HY |  | S | 39.6 | 0.9 | 40 | 40 | 0 | N |  |  | N | Electric Utility | 1 | X | WAT
Conventional Hydroelectric.WAT | hydro | TRUE | 14328 | Pacific Gas & Electric Co. | 270 | Pit 7 | CA | Shasta | H1 | Conventional Hydroelectric | HY |  | S | 57.6 | 0.9 | 56 | 56 | 0 | N |  |  | N | Electric Utility | 1 | X | WAT
Conventional Hydroelectric.WAT | hydro | TRUE | 14328 | Pacific Gas & Electric Co. | 270 | Pit 7 | CA | Shasta | H2 | Conventional Hydroelectric | HY |  | S | 52.2 | 0.9 | 57 | 57 | 0 | N |  |  | N | Electric Utility | 1 | X | WAT
Conventional Hydroelectric.WAT | hydro | TRUE | 14328 | Pacific Gas & Electric Co. | 272 | Poe | CA | Butte | 1 | Conventional Hydroelectric | HY |  | S | 71.4 | 0.9 | 60 | 60 | 0 | N |  |  | N | Electric Utility | 1 | X | WAT
Conventional Hydroelectric.WAT | hydro | TRUE | 14328 | Pacific Gas & Electric Co. | 272 | Poe | CA | Butte | 2 | Conventional Hydroelectric | HY |  | S | 71.4 | 0.9 | 60 | 60 | 0 | N |  |  | N | Electric Utility | 1 | X | WAT
Conventional Hydroelectric.WAT | hydro | TRUE | 14328 | Pacific Gas & Electric Co. | 274 | Potter Valley | CA | Mendocino | 1 | Conventional Hydroelectric | HY |  | S | 4.4 | 0.8 | 4.5 | 4.5 | 0 | N |  |  | N | Electric Utility | 1 | X | WAT
Conventional Hydroelectric.WAT | hydro | TRUE | 14328 | Pacific Gas & Electric Co. | 274 | Potter Valley | CA | Mendocino | 2 | Conventional Hydroelectric | HY |  | S | 2 | 0.8 | 2 | 2 | 0 | N |  |  | N | Electric Utility | 1 | X | WAT
Conventional Hydroelectric.WAT | hydro | TRUE | 14328 | Pacific Gas & Electric Co. | 274 | Potter Valley | CA | Mendocino | 3 | Conventional Hydroelectric | HY |  | S | 3 | 1 | 2.7 | 2.7 | 0 | N |  |  | N | Electric Utility | 1 | X | WAT
Conventional Hydroelectric.WAT | hydro | TRUE | 14328 | Pacific Gas & Electric Co. | 275 | Rock Creek | CA | Plumas | H1 | Conventional Hydroelectric | HY |  | S | 63 | 0.9 | 63 | 63 | 0 | N |  |  | N | Electric Utility | 1 | X | WAT
Conventional Hydroelectric.WAT | hydro | TRUE | 14328 | Pacific Gas & Electric Co. | 275 | Rock Creek | CA | Plumas | H2 | Conventional Hydroelectric | HY |  | S | 63 | 0.9 | 63 | 63 | 0 | N |  |  | N | Electric Utility | 1 | X | WAT
Conventional Hydroelectric.WAT | hydro | TRUE | 14328 | Pacific Gas & Electric Co. | 276 | San Joaquin 2 | CA | Madera | 1 | Conventional Hydroelectric | HY |  | S | 2.8 | 0.8 | 3.2 | 3.2 | 0 | N |  |  | N | Electric Utility | 1 | X | WAT
Conventional Hydroelectric.WAT | hydro | TRUE | 14328 | Pacific Gas & Electric Co. | 277 | San Joaquin 3 | CA | Madera | 3 | Conventional Hydroelectric | HY |  | S | 4 | 0.8 | 4.2 | 4.2 | 0 | N |  |  | N | Electric Utility | 1 | X | WAT
Conventional Hydroelectric.WAT | hydro | TRUE | 14328 | Pacific Gas & Electric Co. | 279 | Salt Springs | CA | Amador | 1 | Conventional Hydroelectric | HY |  | S | 12.3 | 0.85 | 11 | 11 | 0 | N |  |  | N | Electric Utility | 1 | X | WAT
Conventional Hydroelectric.WAT | hydro | TRUE | 14328 | Pacific Gas & Electric Co. | 279 | Salt Springs | CA | Amador | 2 | Conventional Hydroelectric | HY |  | S | 29.7 | 0.9 | 33 | 33 | 0 | N |  |  | N | Electric Utility | 1 | X | WAT
Conventional Hydroelectric.WAT | hydro | TRUE | 14328 | Pacific Gas & Electric Co. | 280 | South | CA | Tehama | 1 | Conventional Hydroelectric | HY |  | S | 6.7 | 0.9 | 7 | 7 | 0 | N |  |  | N | Electric Utility | 1 | X | WAT
Conventional Hydroelectric.WAT | hydro | TRUE | 14328 | Pacific Gas & Electric Co. | 281 | Spaulding 1 | CA | Nevada | 1 | Conventional Hydroelectric | HY |  | S | 7 | 0.8 | 7 | 7 | 0 | N |  |  | N | Electric Utility | 1 | X | WAT
Conventional Hydroelectric.WAT | hydro | TRUE | 14328 | Pacific Gas & Electric Co. | 282 | Spaulding 2 | CA | Nevada | 1 | Conventional Hydroelectric | HY |  | S | 3.7 | 0.9 | 4.4 | 4.4 | 0 | N |  |  | N | Electric Utility | 1 | X | WAT
Conventional Hydroelectric.WAT | hydro | TRUE | 14328 | Pacific Gas & Electric Co. | 283 | Spaulding 3 | CA | Nevada | 1 | Conventional Hydroelectric | HY |  | S | 6.6 | 0.9 | 5.8 | 5.8 | 0 | N |  |  | N | Electric Utility | 1 | X | WAT
Conventional Hydroelectric.WAT | hydro | TRUE | 14328 | Pacific Gas & Electric Co. | 284 | Spring Gap | CA | Tuolumne | 1 | Conventional Hydroelectric | HY |  | S | 6 | 0.8 | 7 | 7 | 0 | N |  |  | N | Electric Utility | 1 | X | WAT
Conventional Hydroelectric.WAT | hydro | TRUE | 14328 | Pacific Gas & Electric Co. | 285 | Stanislaus | CA | Tuolumne | HC1 | Conventional Hydroelectric | HY |  | S | 81.9 | 0.9 | 91 | 91 | 0 | N |  |  | N | Electric Utility | 1 | X | WAT
Geothermal.GEO | geothermal | TRUE | 7160 | Geysers Power Co LLC | 286 | Geysers Unit 5-20 | CA | Sonoma | U11 | Geothermal | ST |  | S | 110 | 1 | 68 | 68 | 22 | N |  |  | N | IPP Non-CHP | 2 | X | GEO
Geothermal.GEO | geothermal | TRUE | 7160 | Geysers Power Co LLC | 286 | Geysers Unit 5-20 | CA | Sonoma | U12 | Geothermal | ST |  | S | 110 | 1 | 51 | 56 | 22 | N |  |  | N | IPP Non-CHP | 2 | X | GEO
Geothermal.GEO | geothermal | TRUE | 7160 | Geysers Power Co LLC | 286 | Geysers Unit 5-20 | CA | Sonoma | U13 | Geothermal | ST |  | S | 138 | 1 | 65 | 68 | 22 | N |  |  | N | IPP Non-CHP | 2 | X | GEO
Geothermal.GEO | geothermal | TRUE | 7160 | Geysers Power Co LLC | 286 | Geysers Unit 5-20 | CA | Sonoma | U14 | Geothermal | ST |  | S | 113 | 1 | 60 | 62 | 22 | N |  |  | N | IPP Non-CHP | 2 | X | GEO
Geothermal.GEO | geothermal | TRUE | 7160 | Geysers Power Co LLC | 286 | Geysers Unit 5-20 | CA | Sonoma | U16 | Geothermal | ST |  | S | 118 | 1 | 60 | 60 | 22 | N |  |  | N | IPP Non-CHP | 2 | X | GEO
Geothermal.GEO | geothermal | TRUE | 7160 | Geysers Power Co LLC | 286 | Geysers Unit 5-20 | CA | Sonoma | U17 | Geothermal | ST |  | S | 118 | 1 | 60 | 65 | 22 | N |  |  | N | IPP Non-CHP | 2 | X | GEO
Geothermal.GEO | geothermal | TRUE | 7160 | Geysers Power Co LLC | 286 | Geysers Unit 5-20 | CA | Sonoma | U18 | Geothermal | ST |  | S | 118 | 1 | 60 | 60 | 22 | N |  |  | N | IPP Non-CHP | 2 | X | GEO
Geothermal.GEO | geothermal | TRUE | 7160 | Geysers Power Co LLC | 286 | Geysers Unit 5-20 | CA | Sonoma | U20 | Geothermal | ST |  | S | 118 | 1 | 50 | 50 | 22 | N |  |  | N | IPP Non-CHP | 2 | X | GEO
Geothermal.GEO | geothermal | TRUE | 7160 | Geysers Power Co LLC | 286 | Geysers Unit 5-20 | CA | Sonoma | U5 | Geothermal | ST |  | S | 55 | 1 | 45 | 50 | 20 | N |  |  | N | IPP Non-CHP | 2 | X | GEO
Geothermal.GEO | geothermal | TRUE | 7160 | Geysers Power Co LLC | 286 | Geysers Unit 5-20 | CA | Sonoma | U6 | Geothermal | ST |  | S | 55 | 1 | 45 | 50 | 20 | N |  |  | N | IPP Non-CHP | 2 | X | GEO
Geothermal.GEO | geothermal | TRUE | 7160 | Geysers Power Co LLC | 286 | Geysers Unit 5-20 | CA | Sonoma | U7 | Geothermal | ST |  | S | 55 | 1 | 40 | 42 | 20 | N |  |  | N | IPP Non-CHP | 2 | X | GEO
Geothermal.GEO | geothermal | TRUE | 7160 | Geysers Power Co LLC | 286 | Geysers Unit 5-20 | CA | Sonoma | U8 | Geothermal | ST |  | S | 55 | 1 | 40 | 42 | 20 | N |  |  | N | IPP Non-CHP | 2 | X | GEO
Conventional Hydroelectric.WAT | hydro | TRUE | 14328 | Pacific Gas & Electric Co. | 287 | Tiger Creek | CA | Amador | H1 | Conventional Hydroelectric | HY |  | S | 25.5 | 0.85 | 29 | 29 | 0 | N |  |  | N | Electric Utility | 1 | X | WAT
Conventional Hydroelectric.WAT | hydro | TRUE | 14328 | Pacific Gas & Electric Co. | 287 | Tiger Creek | CA | Amador | H2 | Conventional Hydroelectric | HY |  | S | 26.7 | 0.85 | 29 | 29 | 0 | N |  |  | N | Electric Utility | 1 | X | WAT
Conventional Hydroelectric.WAT | hydro | TRUE | 14328 | Pacific Gas & Electric Co. | 289 | Tule River | CA | Tulare | 1 | Conventional Hydroelectric | HY |  | S | 4.2 | 1 | 3.2 | 3.2 | 0 | N |  |  | N | Electric Utility | 1 | X | WAT
Conventional Hydroelectric.WAT | hydro | TRUE | 14328 | Pacific Gas & Electric Co. | 289 | Tule River | CA | Tulare | 2 | Conventional Hydroelectric | HY |  | S | 4.2 | 1 | 3.2 | 3.2 | 0 | N |  |  | N | Electric Utility | 1 | X | WAT
Conventional Hydroelectric.WAT | hydro | TRUE | 14328 | Pacific Gas & Electric Co. | 290 | Volta 1 | CA | Shasta | 1 | Conventional Hydroelectric | HY |  | S | 8.5 | 0.9 | 9 | 9 | 0 | N |  |  | N | Electric Utility | 1 | X | WAT
Conventional Hydroelectric.WAT | hydro | TRUE | 14328 | Pacific Gas & Electric Co. | 291 | West Point PH | CA | Amador | 1 | Conventional Hydroelectric | HY |  | S | 13.6 | 0.85 | 14.5 | 14.5 | 0 | N |  |  | N | Electric Utility | 1 | X | WAT
Conventional Hydroelectric.WAT | hydro | TRUE | 14328 | Pacific Gas & Electric Co. | 292 | Wise | CA | Placer | 1 | Conventional Hydroelectric | HY |  | S | 13.6 | 0.8 | 14 | 14 | 0 | N |  |  | N | Electric Utility | 1 | X | WAT
Conventional Hydroelectric.WAT | hydro | TRUE | 14328 | Pacific Gas & Electric Co. | 292 | Wise | CA | Placer | 2 | Conventional Hydroelectric | HY |  | S | 2.8 | 0.9 | 3.2 | 3.2 | 0 | N |  |  | N | Electric Utility | 1 | X | WAT
Conventional Hydroelectric.WAT | hydro | TRUE | 14328 | Pacific Gas & Electric Co. | 293 | A G Wishon | CA | Madera | 1 | Conventional Hydroelectric | HY |  | S | 3.2 | 0.8 | 5 | 5 | 0 | N |  |  | N | Electric Utility | 1 | X | WAT
Conventional Hydroelectric.WAT | hydro | TRUE | 14328 | Pacific Gas & Electric Co. | 293 | A G Wishon | CA | Madera | 2 | Conventional Hydroelectric | HY |  | S | 3.2 | 0.8 | 5 | 5 | 0 | N |  |  | N | Electric Utility | 1 | X | WAT
Conventional Hydroelectric.WAT | hydro | TRUE | 14328 | Pacific Gas & Electric Co. | 293 | A G Wishon | CA | Madera | 3 | Conventional Hydroelectric | HY |  | S | 3.2 | 0.8 | 5 | 5 | 0 | N |  |  | N | Electric Utility | 1 | X | WAT
Conventional Hydroelectric.WAT | hydro | TRUE | 14328 | Pacific Gas & Electric Co. | 293 | A G Wishon | CA | Madera | 4 | Conventional Hydroelectric | HY |  | S | 3.2 | 0.8 | 5 | 5 | 0 | N |  |  | N | Electric Utility | 1 | X | WAT
Conventional Hydroelectric.WAT | hydro | TRUE | 14354 | PacifiCorp | 294 | Copco 1 | CA | Siskiyou | 1 | Conventional Hydroelectric | HY |  | S | 10 | 0.8 | 14 | 14 | 0 | N |  |  | N | Electric Utility | 1 | X | WAT
Conventional Hydroelectric.WAT | hydro | TRUE | 14354 | PacifiCorp | 294 | Copco 1 | CA | Siskiyou | 2 | Conventional Hydroelectric | HY |  | S | 10 | 0.8 | 14 | 14 | 0 | N |  |  | N | Electric Utility | 1 | X | WAT
Conventional Hydroelectric.WAT | hydro | TRUE | 14354 | PacifiCorp | 295 | Copco 2 | CA | Siskiyou | 1 | Conventional Hydroelectric | HY |  | S | 13.5 | 0.9 | 17 | 17 | 0 | N |  |  | N | Electric Utility | 1 | X | WAT
Conventional Hydroelectric.WAT | hydro | TRUE | 14354 | PacifiCorp | 295 | Copco 2 | CA | Siskiyou | 2 | Conventional Hydroelectric | HY |  | S | 13.5 | 0.9 | 17 | 17 | 0 | N |  |  | N | Electric Utility | 1 | X | WAT
Conventional Hydroelectric.WAT | hydro | TRUE | 14354 | PacifiCorp | 296 | Fall Creek | CA | Siskiyou | 1 | Conventional Hydroelectric | HY |  | S | 0.5 | 1 | 0.4 | 0.4 | 0 | N |  |  | N | Electric Utility | 1 | X | WAT
Conventional Hydroelectric.WAT | hydro | TRUE | 14354 | PacifiCorp | 296 | Fall Creek | CA | Siskiyou | 2 | Conventional Hydroelectric | HY |  | S | 0.4 | 1 | 0.4 | 0.4 | 0 | N |  |  | N | Electric Utility | 1 | X | WAT
Conventional Hydroelectric.WAT | hydro | TRUE | 14354 | PacifiCorp | 296 | Fall Creek | CA | Siskiyou | 3 | Conventional Hydroelectric | HY |  | S | 1.2 | 1 | 1.1 | 1.1 | 0 | N |  |  | N | Electric Utility | 1 | X | WAT
Conventional Hydroelectric.WAT | hydro | TRUE | 14354 | PacifiCorp | 297 | Iron Gate | CA | Siskiyou | 1 | Conventional Hydroelectric | HY |  | S | 18 | 0.95 | 18.8 | 18.8 | 0 | N |  |  | N | Electric Utility | 1 | X | WAT
Conventional Steam Coal.SUB | hard coal | TRUE | 54888 | NRG Texas Power LLC | 298 | Limestone | TX | Limestone | 1 | Conventional Steam Coal | ST |  | S | 893 | 0.94 | 831 | 831 | 300 | N | 12 | 2029 | N | IPP Non-CHP | 2 | X | SUB | NG | LIG | PC
Conventional Steam Coal.SUB | hard coal | TRUE | 54888 | NRG Texas Power LLC | 298 | Limestone | TX | Limestone | 2 | Conventional Steam Coal | ST |  | S | 956.8 | 0.92 | 858 | 858 | 300 | N | 12 | 2029 | N | IPP Non-CHP | 2 | X | SUB | NG | LIG | PC
Geothermal.GEO | geothermal | TRUE | 14354 | PacifiCorp | 299 | Blundell | UT | Beaver | 1 | Geothermal | ST |  | S | 30.7 | 0.85 | 23 | 23 | 4 | N |  |  | N | Electric Utility | 1 | X | GEO
Geothermal.GEO | geothermal | TRUE | 14354 | PacifiCorp | 299 | Blundell | UT | Beaver | 2 | Geothermal | ST |  | S | 14.1 | 0.85 | 8.7 | 10.8 | 4 | N |  |  | N | Electric Utility | 1 | X | GEO
Conventional Hydroelectric.WAT | hydro | TRUE | 17271 | City & Borough of Sitka - (AK) | 313 | Green Lake | AK | Sitka | 1 | Conventional Hydroelectric | HY |  | S | 9.3 | 0.8 | 9.3 | 9.3 | 4 | N |  |  | N | Electric Utility | 1 | X | WAT
Conventional Hydroelectric.WAT | hydro | TRUE | 17271 | City & Borough of Sitka - (AK) | 313 | Green Lake | AK | Sitka | 2 | Conventional Hydroelectric | HY |  | S | 9.3 | 0.8 | 9.3 | 9.3 | 4 | N |  |  | N | Electric Utility | 1 | X | WAT
Conventional Hydroelectric.WAT | hydro | TRUE | 9216 | Imperial Irrigation District | 314 | Drop 5 | CA | Imperial | 1 | Conventional Hydroelectric | HY |  | S | 2 | 0.8 | 1.9 | 0.9 | 0.1 | N |  |  | N | Electric Utility | 1 | X | WAT
Conventional Hydroelectric.WAT | hydro | TRUE | 9216 | Imperial Irrigation District | 314 | Drop 5 | CA | Imperial | 2 | Conventional Hydroelectric | HY |  | S | 2 | 0.8 | 1.9 | 0.9 | 0.1 | N |  |  | N | Electric Utility | 1 | X | WAT
Natural Gas Steam Turbine.NG | natural gas steam turbine | TRUE | 22148 | AES Alamitos LLC | 315 | AES Alamitos LLC | CA | Los Angeles | 3 | Natural Gas Steam Turbine | ST |  | S | 310 | 1 | 332 | 332 | 10 | N | 12 | 2023 | N | IPP Non-CHP | 2 | X | NG
Natural Gas Steam Turbine.NG | natural gas steam turbine | TRUE | 22148 | AES Alamitos LLC | 315 | AES Alamitos LLC | CA | Los Angeles | 4 | Natural Gas Steam Turbine | ST |  | S | 310 | 1 | 335 | 335 | 20 | N | 12 | 2023 | N | IPP Non-CHP | 2 | X | NG
Natural Gas Steam Turbine.NG | natural gas steam turbine | TRUE | 22148 | AES Alamitos LLC | 315 | AES Alamitos LLC | CA | Los Angeles | 5 | Natural Gas Steam Turbine | ST |  | S | 495 | 1 | 485 | 485 | 70 | N | 12 | 2023 | N | IPP Non-CHP | 2 | X | NG
Conventional Hydroelectric.WAT | hydro | TRUE | 12397 | Metropolitan Water District of S CA | 316 | Sepulveda Canyon | CA | Los Angeles | 1 | Conventional Hydroelectric | HY |  | S | 8.5 | 1 | 8.5 | 8.5 | 1.5 | N |  |  | N | Electric Utility | 1 | X | WAT
Conventional Hydroelectric.WAT | hydro | TRUE | 17609 | Southern California Edison Co | 317 | Big Creek 1 | CA | Fresno | 1 | Conventional Hydroelectric | HY |  | S | 19.8 | 0.9 | 19.8 | 19.8 | 2 | N |  |  | N | Electric Utility | 1 | X | WAT
Conventional Hydroelectric.WAT | hydro | TRUE | 17609 | Southern California Edison Co | 317 | Big Creek 1 | CA | Fresno | 2 | Conventional Hydroelectric | HY |  | S | 15.8 | 0.9 | 15.8 | 15.8 | 1.6 | N |  |  | N | Electric Utility | 1 | X | WAT
Conventional Hydroelectric.WAT | hydro | TRUE | 17609 | Southern California Edison Co | 317 | Big Creek 1 | CA | Fresno | 3 | Conventional Hydroelectric | HY |  | S | 21.6 | 0.9 | 21.6 | 21.6 | 2.2 | N |  |  | N | Electric Utility | 1 | X | WAT
Conventional Hydroelectric.WAT | hydro | TRUE | 17609 | Southern California Edison Co | 317 | Big Creek 1 | CA | Fresno | 4 | Conventional Hydroelectric | HY |  | S | 31.2 | 1 | 31.2 | 31.2 | 3.1 | N |  |  | N | Electric Utility | 1 | X | WAT
Conventional Hydroelectric.WAT | hydro | TRUE | 17609 | Southern California Edison Co | 318 | Big Creek 2 | CA | Fresno | 3 | Conventional Hydroelectric | HY |  | S | 15.8 | 0.9 | 15.8 | 15.8 | 1.6 | N |  |  | N | Electric Utility | 1 | X | WAT
Conventional Hydroelectric.WAT | hydro | TRUE | 17609 | Southern California Edison Co | 318 | Big Creek 2 | CA | Fresno | 4 | Conventional Hydroelectric | HY |  | S | 15.8 | 0.9 | 15.8 | 15.8 | 1.6 | N |  |  | N | Electric Utility | 1 | X | WAT
Conventional Hydroelectric.WAT | hydro | TRUE | 17609 | Southern California Edison Co | 318 | Big Creek 2 | CA | Fresno | 5 | Conventional Hydroelectric | HY |  | S | 17.5 | 1 | 17.5 | 17.5 | 1.8 | N |  |  | N | Electric Utility | 1 | X | WAT
Conventional Hydroelectric.WAT | hydro | TRUE | 17609 | Southern California Edison Co | 318 | Big Creek 2 | CA | Fresno | 6 | Conventional Hydroelectric | HY |  | S | 17.5 | 1 | 17.5 | 17.5 | 1.8 | N |  |  | N | Electric Utility | 1 | X | WAT
Conventional Hydroelectric.WAT | hydro | TRUE | 17609 | Southern California Edison Co | 319 | Big Creek 3 | CA | Fresno | 1 | Conventional Hydroelectric | HY |  | S | 34 | 1 | 34 | 34 | 3.4 | N |  |  | N | Electric Utility | 1 | X | WAT
Conventional Hydroelectric.WAT | hydro | TRUE | 17609 | Southern California Edison Co | 319 | Big Creek 3 | CA | Fresno | 2 | Conventional Hydroelectric | HY |  | S | 34 | 1 | 34 | 34 | 3.4 | N |  |  | N | Electric Utility | 1 | X | WAT
Conventional Hydroelectric.WAT | hydro | TRUE | 17609 | Southern California Edison Co | 319 | Big Creek 3 | CA | Fresno | 3 | Conventional Hydroelectric | HY |  | S | 34 | 1 | 33 | 33 | 3.4 | N |  |  | N | Electric Utility | 1 | X | WAT
Conventional Hydroelectric.WAT | hydro | TRUE | 17609 | Southern California Edison Co | 319 | Big Creek 3 | CA | Fresno | 4 | Conventional Hydroelectric | HY |  | S | 36 | 0.9 | 36 | 36 | 3.6 | N |  |  | N | Electric Utility | 1 | X | WAT
Conventional Hydroelectric.WAT | hydro | TRUE | 17609 | Southern California Edison Co | 319 | Big Creek 3 | CA | Fresno | 5 | Conventional Hydroelectric | HY |  | S | 36.5 | 0.9 | 36.5 | 36.5 | 3.6 | N |  |  | N | Electric Utility | 1 | X | WAT
Conventional Hydroelectric.WAT | hydro | TRUE | 17609 | Southern California Edison Co | 320 | Big Creek 4 | CA | Madera | 1 | Conventional Hydroelectric | HY |  | S | 50 | 1 | 50 | 50 | 5 | N |  |  | N | Electric Utility | 1 | X | WAT
Conventional Hydroelectric.WAT | hydro | TRUE | 17609 | Southern California Edison Co | 320 | Big Creek 4 | CA | Madera | 2 | Conventional Hydroelectric | HY |  | S | 50 | 1 | 50 | 50 | 5 | N |  |  | N | Electric Utility | 1 | X | WAT
Conventional Hydroelectric.WAT | hydro | TRUE | 17609 | Southern California Edison Co | 321 | Big Creek 8 | CA | Fresno | 1 | Conventional Hydroelectric | HY |  | S | 30 | 1 | 25.8 | 25.8 | 2.6 | N |  |  | N | Electric Utility | 1 | X | WAT
Conventional Hydroelectric.WAT | hydro | TRUE | 17609 | Southern California Edison Co | 321 | Big Creek 8 | CA | Fresno | 2 | Conventional Hydroelectric | HY |  | S | 45 | 0.9 | 45 | 45 | 4.5 | N |  |  | N | Electric Utility | 1 | X | WAT
Conventional Hydroelectric.WAT | hydro | TRUE | 17609 | Southern California Edison Co | 322 | Big Creek 2A | CA | Fresno | 1 | Conventional Hydroelectric | HY |  | S | 55 | 1 | 50 | 50 | 5.5 | N |  |  | N | Electric Utility | 1 | X | WAT
Conventional Hydroelectric.WAT | hydro | TRUE | 17609 | Southern California Edison Co | 322 | Big Creek 2A | CA | Fresno | 2 | Conventional Hydroelectric | HY |  | S | 55 | 1 | 50 | 50 | 5.5 | N |  |  | N | Electric Utility | 1 | X | WAT
Conventional Hydroelectric.WAT | hydro | TRUE | 17609 | Southern California Edison Co | 323 | Bishop Creek 2 | CA | Inyo | 1 | Conventional Hydroelectric | HY |  | S | 2.5 | 1 | 2.5 | 2.5 | 0 | N |  |  | N | Electric Utility | 1 | X | WAT
Conventional Hydroelectric.WAT | hydro | TRUE | 17609 | Southern California Edison Co | 323 | Bishop Creek 2 | CA | Inyo | 2 | Conventional Hydroelectric | HY |  | S | 2.5 | 1 | 2.5 | 2.5 | 0 | N |  |  | N | Electric Utility | 1 | X | WAT
Conventional Hydroelectric.WAT | hydro | TRUE | 17609 | Southern California Edison Co | 323 | Bishop Creek 2 | CA | Inyo | 3 | Conventional Hydroelectric | HY |  | S | 2.3 | 0.8 | 2.3 | 2.3 | 0 | N |  |  | N | Electric Utility | 1 | X | WAT
Conventional Hydroelectric.WAT | hydro | TRUE | 17609 | Southern California Edison Co | 324 | Bishop Creek 3 | CA | Inyo | 1 | Conventional Hydroelectric | HY |  | S | 2.8 | 1 | 2.8 | 2.8 | 0 | N |  |  | N | Electric Utility | 1 | X | WAT
Conventional Hydroelectric.WAT | hydro | TRUE | 17609 | Southern California Edison Co | 324 | Bishop Creek 3 | CA | Inyo | 2 | Conventional Hydroelectric | HY |  | S | 2.8 | 1 | 2.8 | 2.8 | 0 | N |  |  | N | Electric Utility | 1 | X | WAT
Conventional Hydroelectric.WAT | hydro | TRUE | 17609 | Southern California Edison Co | 324 | Bishop Creek 3 | CA | Inyo | 3 | Conventional Hydroelectric | HY |  | S | 2.8 | 1 | 2.8 | 2.8 | 0 | N |  |  | N | Electric Utility | 1 | X | WAT
Conventional Hydroelectric.WAT | hydro | TRUE | 17609 | Southern California Edison Co | 325 | Bishop Creek 4 | CA | Inyo | 1 | Conventional Hydroelectric | HY |  | S | 1 | 1 | 1 | 1 | 0 | N |  |  | N | Electric Utility | 1 | X | WAT
Conventional Hydroelectric.WAT | hydro | TRUE | 17609 | Southern California Edison Co | 325 | Bishop Creek 4 | CA | Inyo | 2 | Conventional Hydroelectric | HY |  | S | 1 | 1 | 1 | 1 | 0 | N |  |  | N | Electric Utility | 1 | X | WAT
Conventional Hydroelectric.WAT | hydro | TRUE | 17609 | Southern California Edison Co | 325 | Bishop Creek 4 | CA | Inyo | 3 | Conventional Hydroelectric | HY |  | S | 2 | 0.91 | 2 | 2 | 0 | N |  |  | N | Electric Utility | 1 | X | WAT
Conventional Hydroelectric.WAT | hydro | TRUE | 17609 | Southern California Edison Co | 325 | Bishop Creek 4 | CA | Inyo | 4 | Conventional Hydroelectric | HY |  | S | 2.2 | 1 | 2.2 | 2.2 | 0 | N |  |  | N | Electric Utility | 1 | X | WAT
Conventional Hydroelectric.WAT | hydro | TRUE | 17609 | Southern California Edison Co | 325 | Bishop Creek 4 | CA | Inyo | 5 | Conventional Hydroelectric | HY |  | S | 2 | 0.91 | 2 | 2 | 0 | N |  |  | N | Electric Utility | 1 | X | WAT
Conventional Hydroelectric.WAT | hydro | TRUE | 17609 | Southern California Edison Co | 326 | Bishop Creek 5 | CA | Inyo | 1 | Conventional Hydroelectric | HY |  | S | 2 | 0.8 | 2 | 2 | 0.1 | N |  |  | N | Electric Utility | 1 | X | WAT
Conventional Hydroelectric.WAT | hydro | TRUE | 17609 | Southern California Edison Co | 326 | Bishop Creek 5 | CA | Inyo | 2 | Conventional Hydroelectric | HY |  | S | 2.5 | 0.9 | 1.8 | 1.8 | 0.1 | N |  |  | N | Electric Utility | 1 | X | WAT
Conventional Hydroelectric.WAT | hydro | TRUE | 17609 | Southern California Edison Co | 327 | Bishop Creek 6 | CA | Inyo | 1 | Conventional Hydroelectric | HY |  | S | 1.6 | 0.8 | 1.6 | 1.6 | 0 | N |  |  | N | Electric Utility | 1 | X | WAT
Conventional Hydroelectric.WAT | hydro | TRUE | 17609 | Southern California Edison Co | 332 | Fontana | CA | San Bernardino | 1 | Conventional Hydroelectric | HY |  | S | 1.5 | 1 | 1.5 | 1.5 | 0 | N |  |  | N | Electric Utility | 1 | X | WAT
Conventional Hydroelectric.WAT | hydro | TRUE | 17609 | Southern California Edison Co | 332 | Fontana | CA | San Bernardino | 2 | Conventional Hydroelectric | HY |  | S | 1.5 | 1 | 1.5 | 1.5 | 0 | N |  |  | N | Electric Utility | 1 | X | WAT
Natural Gas Steam Turbine.NG | natural gas steam turbine | TRUE | 23693 | AES Huntington Beach LLC | 335 | AES Huntington Beach LLC | CA | Orange | 2 | Natural Gas Steam Turbine | ST |  | S | 218 | 1 | 225.8 | 225.8 | 20 | N | 12 | 2023 | N | IPP Non-CHP | 2 | X | NG
Conventional Hydroelectric.WAT | hydro | TRUE | 17609 | Southern California Edison Co | 336 | Kaweah 2 | CA | Tulare | 2 | Conventional Hydroelectric | HY |  | S | 1.8 | 0.9 | 1.8 | 1.8 | 0.1 | N |  |  | N | Electric Utility | 1 | X | WAT
Conventional Hydroelectric.WAT | hydro | TRUE | 17609 | Southern California Edison Co | 337 | Kaweah 1 | CA | Tulare | 1 | Conventional Hydroelectric | HY |  | S | 2.3 | 0.9 | 2.3 | 2.3 | 0 | N |  |  | N | Electric Utility | 1 | X | WAT
Conventional Hydroelectric.WAT | hydro | TRUE | 17609 | Southern California Edison Co | 338 | Kaweah 3 | CA | Tulare | 1 | Conventional Hydroelectric | HY |  | S | 2.4 | 1 | 2.4 | 2.4 | 0 | N |  |  | N | Electric Utility | 1 | X | WAT
Conventional Hydroelectric.WAT | hydro | TRUE | 17609 | Southern California Edison Co | 338 | Kaweah 3 | CA | Tulare | 2 | Conventional Hydroelectric | HY |  | S | 2.4 | 1 | 2.1 | 2.1 | 0 | N |  |  | N | Electric Utility | 1 | X | WAT
Conventional Hydroelectric.WAT | hydro | TRUE | 17609 | Southern California Edison Co | 339 | Kern River 3 | CA | Kern | 1 | Conventional Hydroelectric | HY |  | S | 20.5 | 0.9 | 20.5 | 20.5 | 0.8 | N |  |  | N | Electric Utility | 1 | X | WAT
Conventional Hydroelectric.WAT | hydro | TRUE | 17609 | Southern California Edison Co | 339 | Kern River 3 | CA | Kern | 2 | Conventional Hydroelectric | HY |  | S | 19.8 | 0.9 | 19.7 | 19.7 | 0.8 | N |  |  | N | Electric Utility | 1 | X | WAT
Conventional Hydroelectric.WAT | hydro | TRUE | 17609 | Southern California Edison Co | 340 | Kern River 1 | CA | Kern | 1 | Conventional Hydroelectric | HY |  | S | 6.6 | 0.9 | 6.6 | 6.6 | 0 | N |  |  | N | Electric Utility | 1 | X | WAT
Conventional Hydroelectric.WAT | hydro | TRUE | 17609 | Southern California Edison Co | 340 | Kern River 1 | CA | Kern | 2 | Conventional Hydroelectric | HY |  | S | 6.6 | 0.9 | 6.6 | 6.6 | 0 | N |  |  | N | Electric Utility | 1 | X | WAT
Conventional Hydroelectric.WAT | hydro | TRUE | 17609 | Southern California Edison Co | 340 | Kern River 1 | CA | Kern | 3 | Conventional Hydroelectric | HY |  | S | 6.6 | 0.9 | 6.6 | 6.6 | 0 | N |  |  | N | Electric Utility | 1 | X | WAT
Conventional Hydroelectric.WAT | hydro | TRUE | 17609 | Southern California Edison Co | 340 | Kern River 1 | CA | Kern | 4 | Conventional Hydroelectric | HY |  | S | 6.6 | 0.9 | 6.6 | 6.6 | 0 | N |  |  | N | Electric Utility | 1 | X | WAT
Natural Gas Fired Combustion Turbine.NG | natural gas peaker | TRUE | 11181 | Long Beach Generation LLC | 341 | Long Beach Generation LLC | CA | Los Angeles | CT1 | Natural Gas Fired Combustion Turbine | GT |  | W | 63 | 0.9 | 65 | 65 | 47 | N |  |  | N | IPP Non-CHP | 2 | X | NG
Natural Gas Fired Combustion Turbine.NG | natural gas peaker | TRUE | 11181 | Long Beach Generation LLC | 341 | Long Beach Generation LLC | CA | Los Angeles | CT2 | Natural Gas Fired Combustion Turbine | GT |  | W | 63 | 0.9 | 65 | 65 | 47 | N |  |  | N | IPP Non-CHP | 2 | X | NG
Natural Gas Fired Combustion Turbine.NG | natural gas peaker | TRUE | 11181 | Long Beach Generation LLC | 341 | Long Beach Generation LLC | CA | Los Angeles | CT3 | Natural Gas Fired Combustion Turbine | GT |  | W | 63 | 0.9 | 65 | 65 | 47 | N |  |  | N | IPP Non-CHP | 2 | X | NG
Natural Gas Fired Combustion Turbine.NG | natural gas peaker | TRUE | 11181 | Long Beach Generation LLC | 341 | Long Beach Generation LLC | CA | Los Angeles | CT4 | Natural Gas Fired Combustion Turbine | GT |  | W | 63 | 0.9 | 65 | 65 | 47 | N |  |  | N | IPP Non-CHP | 2 | X | NG
Conventional Hydroelectric.WAT | hydro | TRUE | 17609 | Southern California Edison Co | 342 | Lundy | CA | Mono | 1 | Conventional Hydroelectric | HY |  | S | 1.5 | 0.8 | 1.5 | 1.5 | 0 | N |  |  | N | Electric Utility | 1 | X | WAT
Conventional Hydroelectric.WAT | hydro | TRUE | 17609 | Southern California Edison Co | 342 | Lundy | CA | Mono | 2 | Conventional Hydroelectric | HY |  | S | 1.5 | 0.8 | 1.5 | 1.5 | 0 | N |  |  | N | Electric Utility | 1 | X | WAT
Conventional Hydroelectric.WAT | hydro | TRUE | 17609 | Southern California Edison Co | 344 | Mammoth Pool | CA | Madera | 1 | Conventional Hydroelectric | HY |  | S | 95 | 1 | 95 | 95 | 0 | N |  |  | N | Electric Utility | 1 | X | WAT
Conventional Hydroelectric.WAT | hydro | TRUE | 17609 | Southern California Edison Co | 344 | Mammoth Pool | CA | Madera | 2 | Conventional Hydroelectric | HY |  | S | 95 | 1 | 95 | 95 | 0 | N |  |  | N | Electric Utility | 1 | X | WAT
Natural Gas Steam Turbine.NG | natural gas steam turbine | TRUE | 63843 | Ormond Beach Power, LLC | 350 | Ormond Beach | CA | Ventura | 1 | Natural Gas Steam Turbine | ST |  | S | 806 | 0.85 | 741 | 741 | 100 | N | 1 | 2024 | N | IPP Non-CHP | 2 | X | NG
Natural Gas Steam Turbine.NG | natural gas steam turbine | TRUE | 63843 | Ormond Beach Power, LLC | 350 | Ormond Beach | CA | Ventura | 2 | Natural Gas Steam Turbine | ST |  | S | 806 | 0.85 | 750 | 750 | 50 | N | 1 | 2024 | N | IPP Non-CHP | 2 | X | NG
Conventional Hydroelectric.WAT | hydro | TRUE | 17609 | Southern California Edison Co | 353 | Poole | CA | Mono | 1 | Conventional Hydroelectric | HY |  | S | 11.3 | 0.9 | 11.3 | 11.3 | 0 | N |  |  | N | Electric Utility | 1 | X | WAT
Conventional Hydroelectric.WAT | hydro | TRUE | 17609 | Southern California Edison Co | 354 | Portal | CA | Fresno | 1 | Conventional Hydroelectric | HY |  | S | 10.8 | 0.9 | 10.8 | 10.8 | 1.1 | N |  |  | N | Electric Utility | 1 | X | WAT
Natural Gas Steam Turbine.NG | natural gas steam turbine | TRUE | 22484 | AES Redondo Beach LLC | 356 | AES Redondo Beach LLC | CA | Los Angeles | 5 | Natural Gas Steam Turbine | ST |  | S | 163.2 | 1 | 175 | 178.9 | 10 | N | 12 | 2023 | N | IPP Non-CHP | 2 | X | NG
Natural Gas Steam Turbine.NG | natural gas steam turbine | TRUE | 22484 | AES Redondo Beach LLC | 356 | AES Redondo Beach LLC | CA | Los Angeles | 6 | Natural Gas Steam Turbine | ST |  | S | 163.2 | 1 | 175 | 175 | 10 | N | 12 | 2023 | N | IPP Non-CHP | 2 | X | NG
Natural Gas Steam Turbine.NG | natural gas steam turbine | TRUE | 22484 | AES Redondo Beach LLC | 356 | AES Redondo Beach LLC | CA | Los Angeles | 8 | Natural Gas Steam Turbine | ST |  | S | 495 | 1 | 480 | 486.9 | 130 | N | 12 | 2023 | N | IPP Non-CHP | 2 | X | NG
Conventional Hydroelectric.WAT | hydro | TRUE | 17609 | Southern California Edison Co | 357 | Rush Creek | CA | Mono | 1 | Conventional Hydroelectric | HY |  | S | 5.9 | 0.9 | 5.9 | 5.9 | 0 | N |  |  | N | Electric Utility | 1 | X | WAT
Conventional Hydroelectric.WAT | hydro | TRUE | 17609 | Southern California Edison Co | 357 | Rush Creek | CA | Mono | 2 | Conventional Hydroelectric | HY |  | S | 7.2 | 0.9 | 5.5 | 5.5 | 0 | N |  |  | N | Electric Utility | 1 | X | WAT
Natural Gas Fired Combined Cycle.NG | natural gas combined cycle | TRUE | 17609 | Southern California Edison Co | 358 | Mountainview Generating Station | CA | San Bernardino | MV3A | Natural Gas Fired Combined Cycle | CT | 3 | S | 164.6 | 0.8 | 156 | 182 | 60 | N |  |  | N | Electric Utility | 1 | X | NG
Natural Gas Fired Combined Cycle.NG | natural gas combined cycle | TRUE | 17609 | Southern California Edison Co | 358 | Mountainview Generating Station | CA | San Bernardino | MV3B | Natural Gas Fired Combined Cycle | CT | 3 | S | 164.6 | 0.8 | 156 | 182 | 60 | N |  |  | N | Electric Utility | 1 | X | NG
Natural Gas Fired Combined Cycle.NG | natural gas combined cycle | TRUE | 17609 | Southern California Edison Co | 358 | Mountainview Generating Station | CA | San Bernardino | MV3C | Natural Gas Fired Combined Cycle | CA | 3 | S | 189.2 | 0.83 | 197 | 191 | 90 | N |  |  | N | Electric Utility | 1 | X | NG
Natural Gas Fired Combined Cycle.NG | natural gas combined cycle | TRUE | 17609 | Southern California Edison Co | 358 | Mountainview Generating Station | CA | San Bernardino | MV4A | Natural Gas Fired Combined Cycle | CT | 4 | S | 164.6 | 0.8 | 156 | 182 | 60 | N |  |  | N | Electric Utility | 1 | X | NG
Natural Gas Fired Combined Cycle.NG | natural gas combined cycle | TRUE | 17609 | Southern California Edison Co | 358 | Mountainview Generating Station | CA | San Bernardino | MV4B | Natural Gas Fired Combined Cycle | CT | 4 | S | 164.6 | 0.8 | 156 | 182 | 60 | N |  |  | N | Electric Utility | 1 | X | NG
Natural Gas Fired Combined Cycle.NG | natural gas combined cycle | TRUE | 17609 | Southern California Edison Co | 358 | Mountainview Generating Station | CA | San Bernardino | MV4C | Natural Gas Fired Combined Cycle | CA | 4 | S | 189.2 | 0.83 | 197 | 191 | 90 | N |  |  | N | Electric Utility | 1 | X | NG
Conventional Hydroelectric.WAT | hydro | TRUE | 17609 | Southern California Edison Co | 361 | Santa Ana 1 | CA | San Bernardino | 1 | Conventional Hydroelectric | HY |  | S | 0.8 | 0.8 | 0.8 | 0.8 | 0 | N |  |  | N | Electric Utility | 1 | X | WAT
Conventional Hydroelectric.WAT | hydro | TRUE | 17609 | Southern California Edison Co | 361 | Santa Ana 1 | CA | San Bernardino | 2 | Conventional Hydroelectric | HY |  | S | 0.8 | 0.8 | 0.8 | 0.8 | 0 | N |  |  | N | Electric Utility | 1 | X | WAT
Conventional Hydroelectric.WAT | hydro | TRUE | 17609 | Southern California Edison Co | 361 | Santa Ana 1 | CA | San Bernardino | 3 | Conventional Hydroelectric | HY |  | S | 0.8 | 0.8 | 0.8 | 0.8 | 0 | N |  |  | N | Electric Utility | 1 | X | WAT
Conventional Hydroelectric.WAT | hydro | TRUE | 17609 | Southern California Edison Co | 361 | Santa Ana 1 | CA | San Bernardino | 4 | Conventional Hydroelectric | HY |  | S | 0.8 | 0.8 | 0.8 | 0.8 | 0 | N |  |  | N | Electric Utility | 1 | X | WAT
Conventional Hydroelectric.WAT | hydro | TRUE | 17609 | Southern California Edison Co | 363 | Santa Ana 3 | CA | San Bernardino | 1 | Conventional Hydroelectric | HY |  | S | 3.1 | 0.9 | 3.1 | 3.1 | 0 | N |  |  | N | Electric Utility | 1 | X | WAT
Conventional Hydroelectric.WAT | hydro | TRUE | 17609 | Southern California Edison Co | 365 | Lower Tule River | CA | Tulare | 1 | Conventional Hydroelectric | HY |  | S | 1.3 | 0.9 | 1.3 | 1.3 | 0 | N |  |  | N | Electric Utility | 1 | X | WAT
Conventional Hydroelectric.WAT | hydro | TRUE | 17609 | Southern California Edison Co | 365 | Lower Tule River | CA | Tulare | 2 | Conventional Hydroelectric | HY |  | S | 1.3 | 0.9 | 1.3 | 1.3 | 0 | N |  |  | N | Electric Utility | 1 | X | WAT
Nuclear.NUC | nuclear | TRUE | 20160 | Energy Northwest | 371 | Columbia Generating Station | WA | Benton | 2 | Nuclear | ST |  | S | 1200 | 0.975 | 1151 | 1172 | 120 | N |  |  | N | Electric Utility | 1 | X | NUC
Conventional Hydroelectric.WAT | hydro | TRUE | 5571 | East Bay Municipal Util Dist | 376 | Pardee | CA | Calaveras | 1 | Conventional Hydroelectric | HY |  | S | 7.5 | 0.8 | 8.9 | 8.9 | 5 | N |  |  | N | Electric Utility | 1 | X | WAT
Conventional Hydroelectric.WAT | hydro | TRUE | 5571 | East Bay Municipal Util Dist | 376 | Pardee | CA | Calaveras | 2 | Conventional Hydroelectric | HY |  | S | 7.5 | 0.8 | 8.9 | 8.9 | 5 | N |  |  | N | Electric Utility | 1 | X | WAT
Conventional Hydroelectric.WAT | hydro | TRUE | 5571 | East Bay Municipal Util Dist | 376 | Pardee | CA | Calaveras | 3 | Conventional Hydroelectric | HY |  | S | 8.6 | 0.95 | 9.9 | 9.9 | 5 | N |  |  | N | Electric Utility | 1 | X | WAT
Natural Gas Fired Combined Cycle.NG | natural gas combined cycle | TRUE | 7294 | City of Glendale - (CA) | 377 | Grayson | CA | Los Angeles | 1 | Natural Gas Fired Combined Cycle | CA | CC1 | S | 20 | 0.85 | 19 | 19 | 1 | N |  |  | N | Electric Utility | 1 | X | NG
Natural Gas Fired Combined Cycle.NG | natural gas combined cycle | TRUE | 7294 | City of Glendale - (CA) | 377 | Grayson | CA | Los Angeles | 2 | Natural Gas Fired Combined Cycle | CA | CC1 | S | 20 | 0.85 | 19 | 19 | 1 | N |  |  | N | Electric Utility | 1 | X | NG
Natural Gas Steam Turbine.NG | natural gas steam turbine | TRUE | 7294 | City of Glendale - (CA) | 377 | Grayson | CA | Los Angeles | 3 | Natural Gas Steam Turbine | ST |  | S | 23 | 0.85 | 18 | 18 | 7 | N |  |  | N | Electric Utility | 1 | X | NG | LFG
Natural Gas Steam Turbine.NG | natural gas steam turbine | TRUE | 7294 | City of Glendale - (CA) | 377 | Grayson | CA | Los Angeles | 4 | Natural Gas Steam Turbine | ST |  | S | 50 | 0.85 | 40 | 40 | 15 | N |  |  | N | Electric Utility | 1 | X | NG | LFG
Natural Gas Steam Turbine.NG | natural gas steam turbine | TRUE | 7294 | City of Glendale - (CA) | 377 | Grayson | CA | Los Angeles | 5 | Natural Gas Steam Turbine | ST |  | S | 50 | 0.85 | 40 | 40 | 15 | N |  |  | N | Electric Utility | 1 | X | NG | LFG
Natural Gas Fired Combined Cycle.NG | natural gas combined cycle | TRUE | 7294 | City of Glendale - (CA) | 377 | Grayson | CA | Los Angeles | 8A | Natural Gas Fired Combined Cycle | CT | CC1 | S | 25.4 | 0.9 | 26 | 30 | 16 | N |  |  | N | Electric Utility | 1 | X | NG
Natural Gas Fired Combined Cycle.NG | natural gas combined cycle | TRUE | 7294 | City of Glendale - (CA) | 377 | Grayson | CA | Los Angeles | 8BC | Natural Gas Fired Combined Cycle | CT | CC1 | S | 55.1 | 0.9 | 46 | 50 | 34 | N |  |  | N | Electric Utility | 1 | X | NG
Natural Gas Fired Combustion Turbine.NG | natural gas peaker | TRUE | 7294 | City of Glendale - (CA) | 377 | Grayson | CA | Los Angeles | 9 | Natural Gas Fired Combustion Turbine | GT |  | S | 57.4 | 0.85 | 48 | 48 | 25 | N |  |  | N | Electric Utility | 1 | X | NG
Conventional Hydroelectric.WAT | hydro | TRUE | 12647 | ALLETE, Inc. | 378 | Prairie River | MN | Itasca | 1 | Conventional Hydroelectric | HY |  | S | 0.7 | 0.8 | 0.5 | 0.5 | 0.1 | N |  |  | N | Electric Utility | 1 | X | WAT
Conventional Hydroelectric.WAT | hydro | TRUE | 12647 | ALLETE, Inc. | 378 | Prairie River | MN | Itasca | 2 | Conventional Hydroelectric | HY |  | S | 0.3 | 0.8 | 0.2 | 0.2 | 0.1 | N |  |  | N | Electric Utility | 1 | X | WAT
Conventional Hydroelectric.WAT | hydro | TRUE | 16612 | City & County of San Francisco | 380 | Dion R Holm | CA | Tuolumne | 1 | Conventional Hydroelectric | HY |  | S | 78.4 | 0.95 | 78.4 | 78.4 | 0 | N |  |  | N | Electric Utility | 1 | X | WAT
Conventional Hydroelectric.WAT | hydro | TRUE | 16612 | City & County of San Francisco | 380 | Dion R Holm | CA | Tuolumne | 2 | Conventional Hydroelectric | HY |  | S | 78.4 | 0.95 | 78.4 | 78.4 | 0 | N |  |  | N | Electric Utility | 1 | X | WAT
Conventional Hydroelectric.WAT | hydro | TRUE | 16612 | City & County of San Francisco | 381 | Moccasin | CA | Tuolumne | 1 | Conventional Hydroelectric | HY |  | S | 50 | 0.9 | 50 | 50 | 0 | N |  |  | N | Electric Utility | 1 | X | WAT
Conventional Hydroelectric.WAT | hydro | TRUE | 16612 | City & County of San Francisco | 381 | Moccasin | CA | Tuolumne | 2 | Conventional Hydroelectric | HY |  | S | 50 | 0.9 | 50 | 50 | 0 | N |  |  | N | Electric Utility | 1 | X | WAT
Conventional Hydroelectric.WAT | hydro | TRUE | 16612 | City & County of San Francisco | 382 | R C Kirkwood | CA | Tuolumne | 1 | Conventional Hydroelectric | HY |  | S | 39.5 | 0.95 | 39.5 | 39.5 | 0 | N |  |  | N | Electric Utility | 1 | X | WAT
Conventional Hydroelectric.WAT | hydro | TRUE | 16612 | City & County of San Francisco | 382 | R C Kirkwood | CA | Tuolumne | 2 | Conventional Hydroelectric | HY |  | S | 39.5 | 0.95 | 39.5 | 39.5 | 0 | N |  |  | N | Electric Utility | 1 | X | WAT
Conventional Hydroelectric.WAT | hydro | TRUE | 16612 | City & County of San Francisco | 382 | R C Kirkwood | CA | Tuolumne | 3 | Conventional Hydroelectric | HY |  | S | 36.5 | 0.9 | 36.5 | 36.5 | 0 | N |  |  | N | Electric Utility | 1 | X | WAT
Natural Gas Steam Turbine.NG | natural gas steam turbine | TRUE | 12384 | Midwest Generations EME LLC | 384 | Joliet 29 | IL | Will | 7 | Natural Gas Steam Turbine | ST |  | S | 660 | 0.9 | 518 | 522 | 120 | N | 6 | 2023 | N | IPP Non-CHP | 2 | X | NG
Natural Gas Steam Turbine.NG | natural gas steam turbine | TRUE | 12384 | Midwest Generations EME LLC | 384 | Joliet 29 | IL | Will | 8 | Natural Gas Steam Turbine | ST |  | S | 660 | 0.9 | 518 | 522 | 120 | N | 6 | 2023 | N | IPP Non-CHP | 2 | X | NG
Conventional Hydroelectric.WAT | hydro | TRUE | 9216 | Imperial Irrigation District | 385 | Drop 2 (CA) | CA | Imperial | 1 | Conventional Hydroelectric | HY |  | S | 5 | 0.8 | 4.9 | 2.5 | 0.7 | N |  |  | N | Electric Utility | 1 | X | WAT
Conventional Hydroelectric.WAT | hydro | TRUE | 9216 | Imperial Irrigation District | 385 | Drop 2 (CA) | CA | Imperial | 2 | Conventional Hydroelectric | HY |  | S | 5 | 0.8 | 4.9 | 2.5 | 0.7 | N |  |  | N | Electric Utility | 1 | X | WAT
Conventional Hydroelectric.WAT | hydro | TRUE | 9216 | Imperial Irrigation District | 386 | Drop 3 (CA) | CA | Imperial | 1 | Conventional Hydroelectric | HY |  | S | 4.8 | 0.8 | 4.5 | 3.6 | 1 | N |  |  | N | Electric Utility | 1 | X | WAT
Conventional Hydroelectric.WAT | hydro | TRUE | 9216 | Imperial Irrigation District | 386 | Drop 3 (CA) | CA | Imperial | 2 | Conventional Hydroelectric | HY |  | S | 4.4 | 0.8 | 4.4 | 4.6 | 1 | N |  |  | N | Electric Utility | 1 | X | WAT
Conventional Hydroelectric.WAT | hydro | TRUE | 9216 | Imperial Irrigation District | 387 | Drop 4 | CA | Imperial | 1 | Conventional Hydroelectric | HY |  | S | 10 | 0.8 | 10 | 10 | 0.6 | N |  |  | N | Electric Utility | 1 | X | WAT
Conventional Hydroelectric.WAT | hydro | TRUE | 9216 | Imperial Irrigation District | 387 | Drop 4 | CA | Imperial | 2 | Conventional Hydroelectric | HY |  | S | 9.6 | 0.8 | 10 | 8 | 1 | N |  |  | N | Electric Utility | 1 | X | WAT
Conventional Hydroelectric.WAT | hydro | TRUE | 9216 | Imperial Irrigation District | 388 | Pilot Knob | CA | Imperial | 1 | Conventional Hydroelectric | HY |  | S | 16.5 | 0.8 |  | 10.4 | 0.7 | N |  |  | N | Electric Utility | 1 | X | WAT
Conventional Hydroelectric.WAT | hydro | TRUE | 9216 | Imperial Irrigation District | 388 | Pilot Knob | CA | Imperial | 2 | Conventional Hydroelectric | HY |  | S | 16.5 | 0.8 |  | 7.7 | 0.7 | N |  |  | N | Electric Utility | 1 | X | WAT
Natural Gas Fired Combined Cycle.NG | natural gas combined cycle | TRUE | 9216 | Imperial Irrigation District | 389 | El Centro Hybrid | CA | Imperial | 2 | Natural Gas Fired Combined Cycle | CA | STM2 | S | 34.5 | 0.85 | 32.5 | 32.5 | 22 | N |  |  | N | Electric Utility | 1 | X | NG
Natural Gas Fired Combined Cycle.NG | natural gas combined cycle | TRUE | 9216 | Imperial Irrigation District | 389 | El Centro Hybrid | CA | Imperial | 2A | Natural Gas Fired Combined Cycle | CT | STM2 | S | 89.9 | 0.85 | 73 | 73 | 48 | N |  |  | N | Electric Utility | 1 | X | NG | DFO
Natural Gas Fired Combined Cycle.NG | natural gas combined cycle | TRUE | 9216 | Imperial Irrigation District | 389 | El Centro Hybrid | CA | Imperial | 30 | Natural Gas Fired Combined Cycle | CA | STM3 | S | 65.9 | 0.85 | 42 | 53 | 28 | N |  |  | N | Electric Utility | 1 | X | NG
Natural Gas Fired Combined Cycle.NG | natural gas combined cycle | TRUE | 9216 | Imperial Irrigation District | 389 | El Centro Hybrid | CA | Imperial | 31 | Natural Gas Fired Combined Cycle | CT | STM3 | S | 43.2 | 0.8 | 39 | 46 | 24 | N |  |  | N | Electric Utility | 1 | X | NG
Natural Gas Fired Combined Cycle.NG | natural gas combined cycle | TRUE | 9216 | Imperial Irrigation District | 389 | El Centro Hybrid | CA | Imperial | 32 | Natural Gas Fired Combined Cycle | CT | STM3 | S | 43.2 | 0.8 | 39 | 46 | 24 | N |  |  | N | Electric Utility | 1 | X | NG
Natural Gas Steam Turbine.NG | natural gas steam turbine | TRUE | 9216 | Imperial Irrigation District | 389 | El Centro Hybrid | CA | Imperial | 4 | Natural Gas Steam Turbine | ST |  | S | 81.6 | 0.85 | 67.6 | 72 | 20 | N |  |  | N | Electric Utility | 1 | X | NG | RFO
Batteries.MWH | battery storage | 0 | 9216 | Imperial Irrigation District | 389 | El Centro Hybrid | CA | Imperial | BESS | Batteries | BA |  | S | 30 |  | 18.9 | 29 | 0 | N |  |  | N | Electric Utility | 1 | X | MWH
Conventional Hydroelectric.WAT | hydro | TRUE | 4329 | Copper Valley Elec Assn, Inc | 390 | Solomon Gulch | AK | Valdez Cordova | 1 | Conventional Hydroelectric | HY |  | S | 6 | 0.8 | 6 | 6 | 0.5 | N |  |  | N | Electric Utility | 1 | X | WAT
Conventional Hydroelectric.WAT | hydro | TRUE | 4329 | Copper Valley Elec Assn, Inc | 390 | Solomon Gulch | AK | Valdez Cordova | 2 | Conventional Hydroelectric | HY |  | S | 6 | 0.8 | 6 | 6 | 0.5 | N |  |  | N | Electric Utility | 1 | X | WAT
Conventional Hydroelectric.WAT | hydro | TRUE | 11208 | Los Angeles Department of Water & Power | 391 | Big Pine Creek | CA | Inyo | 1 | Conventional Hydroelectric | HY |  | S | 3.2 | 0.8 | 3 | 3 | 0.3 | N |  |  | N | Electric Utility | 1 | X | WAT
Hydroelectric Pumped Storage.WAT | other | TRUE | 11208 | Los Angeles Department of Water & Power | 392 | Castaic | CA | Los Angeles | 1 | Hydroelectric Pumped Storage | PS |  | S | 271 | 0.943 | 270.5 | 270.5 | 10 | N |  |  | N | Electric Utility | 1 | X | WAT
Hydroelectric Pumped Storage.WAT | other | TRUE | 11208 | Los Angeles Department of Water & Power | 392 | Castaic | CA | Los Angeles | 2 | Hydroelectric Pumped Storage | PS |  | S | 271 | 0.943 | 270.5 | 270.5 | 10 | N |  |  | N | Electric Utility | 1 | X | WAT
Hydroelectric Pumped Storage.WAT | other | TRUE | 11208 | Los Angeles Department of Water & Power | 392 | Castaic | CA | Los Angeles | 3 | Hydroelectric Pumped Storage | PS |  | S | 271 | 0.943 | 270.5 | 270.5 | 10 | N |  |  | N | Electric Utility | 1 | X | WAT
Hydroelectric Pumped Storage.WAT | other | TRUE | 11208 | Los Angeles Department of Water & Power | 392 | Castaic | CA | Los Angeles | 4 | Hydroelectric Pumped Storage | PS |  | S | 271 | 0.943 | 270.5 | 270.5 | 10 | N |  |  | N | Electric Utility | 1 | X | WAT
Hydroelectric Pumped Storage.WAT | other | TRUE | 11208 | Los Angeles Department of Water & Power | 392 | Castaic | CA | Los Angeles | 5 | Hydroelectric Pumped Storage | PS |  | S | 271 | 0.943 | 270.5 | 270.5 | 10 | N |  |  | N | Electric Utility | 1 | X | WAT
Hydroelectric Pumped Storage.WAT | other | TRUE | 11208 | Los Angeles Department of Water & Power | 392 | Castaic | CA | Los Angeles | 6 | Hydroelectric Pumped Storage | PS |  | S | 271 | 0.943 | 270.5 | 270.5 | 10 | N |  |  | N | Electric Utility | 1 | X | WAT
Conventional Hydroelectric.WAT | hydro | TRUE | 11208 | Los Angeles Department of Water & Power | 392 | Castaic | CA | Los Angeles | 7 | Conventional Hydroelectric | HY |  | S | 56 | 0.8 | 51.5 | 51.5 | 2 | N |  |  | N | Electric Utility | 1 | X | WAT
Conventional Hydroelectric.WAT | hydro | TRUE | 11208 | Los Angeles Department of Water & Power | 393 | Control Gorge | CA | Inyo | 1 | Conventional Hydroelectric | HY |  | S | 37.5 | 1 | 37.5 | 37.5 | 0.5 | N |  |  | N | Electric Utility | 1 | X | WAT
Conventional Hydroelectric.WAT | hydro | TRUE | 11208 | Los Angeles Department of Water & Power | 394 | Cottonwood | CA | Inyo | 1 | Conventional Hydroelectric | HY |  | S | 0.8 | 0.8 | 1.2 | 1.2 | 0.1 | N |  |  | N | Electric Utility | 1 | X | WAT
Conventional Hydroelectric.WAT | hydro | TRUE | 11208 | Los Angeles Department of Water & Power | 394 | Cottonwood | CA | Inyo | 2 | Conventional Hydroelectric | HY |  | S | 0.8 | 0.8 | 1.2 | 1.2 | 0.1 | N |  |  | N | Electric Utility | 1 | X | WAT
Conventional Hydroelectric.WAT | hydro | TRUE | 11208 | Los Angeles Department of Water & Power | 396 | Foothill | CA | Los Angeles | 1 | Conventional Hydroelectric | HY |  | S | 8.8 | 0.8 | 8.6 | 8.6 | 0.1 | N |  |  | N | Electric Utility | 1 | X | WAT
Conventional Hydroelectric.WAT | hydro | TRUE | 11208 | Los Angeles Department of Water & Power | 397 | Franklin (CA) | CA | Los Angeles | 1 | Conventional Hydroelectric | HY |  | S | 2 | 0.8 | 2 | 2 | 0.1 | N |  |  | N | Electric Utility | 1 | X | WAT
Conventional Hydroelectric.WAT | hydro | TRUE | 11208 | Los Angeles Department of Water & Power | 398 | Haiwee | CA | Inyo | 1 | Conventional Hydroelectric | HY |  | S | 2.8 | 0.8 | 2.5 | 2.5 | 0.5 | N |  |  | N | Electric Utility | 1 | X | WAT
Conventional Hydroelectric.WAT | hydro | TRUE | 11208 | Los Angeles Department of Water & Power | 398 | Haiwee | CA | Inyo | 2 | Conventional Hydroelectric | HY |  | S | 2.8 | 0.8 | 2.5 | 2.5 | 0.5 | N |  |  | N | Electric Utility | 1 | X | WAT
Natural Gas Fired Combined Cycle.NG | natural gas combined cycle | TRUE | 11208 | Los Angeles Department of Water & Power | 399 | Harbor | CA | Los Angeles | 10A | Natural Gas Fired Combined Cycle | CT | CC1 | S | 85.3 | 0.85 | 73 | 73 | 36 | N |  |  | N | Electric Utility | 1 | X | NG | DFO
Natural Gas Fired Combined Cycle.NG | natural gas combined cycle | TRUE | 11208 | Los Angeles Department of Water & Power | 399 | Harbor | CA | Los Angeles | 10B | Natural Gas Fired Combined Cycle | CT | CC1 | S | 85.3 | 0.85 | 73 | 73 | 36 | N |  |  | N | Electric Utility | 1 | X | NG | DFO
Natural Gas Fired Combined Cycle.NG | natural gas combined cycle | TRUE | 11208 | Los Angeles Department of Water & Power | 399 | Harbor | CA | Los Angeles | 5 | Natural Gas Fired Combined Cycle | CA | CC1 | S | 75 | 0.8 | 56 | 60 | 17 | N |  |  | N | Electric Utility | 1 | X | NG | DFO
Natural Gas Fired Combustion Turbine.NG | natural gas peaker | TRUE | 11208 | Los Angeles Department of Water & Power | 399 | Harbor | CA | Los Angeles | GT10 | Natural Gas Fired Combustion Turbine | GT |  | S | 60.5 | 0.85 | 44 | 44 | 15 | N |  |  | N | Electric Utility | 1 | X | NG | DFO
Natural Gas Fired Combustion Turbine.NG | natural gas peaker | TRUE | 11208 | Los Angeles Department of Water & Power | 399 | Harbor | CA | Los Angeles | GT11 | Natural Gas Fired Combustion Turbine | GT |  | S | 60.5 | 0.85 | 44 | 44 | 15 | N |  |  | N | Electric Utility | 1 | X | NG | DFO
Natural Gas Fired Combustion Turbine.NG | natural gas peaker | TRUE | 11208 | Los Angeles Department of Water & Power | 399 | Harbor | CA | Los Angeles | GT12 | Natural Gas Fired Combustion Turbine | GT |  | S | 60.5 | 0.85 | 44 | 44 | 15 | N |  |  | N | Electric Utility | 1 | X | NG | DFO
Natural Gas Fired Combustion Turbine.NG | natural gas peaker | TRUE | 11208 | Los Angeles Department of Water & Power | 399 | Harbor | CA | Los Angeles | GT13 | Natural Gas Fired Combustion Turbine | GT |  | S | 60.5 | 0.85 | 44 | 44 | 15 | N |  |  | N | Electric Utility | 1 | X | NG | DFO
Natural Gas Fired Combustion Turbine.NG | natural gas peaker | TRUE | 11208 | Los Angeles Department of Water & Power | 399 | Harbor | CA | Los Angeles | GT14 | Natural Gas Fired Combustion Turbine | GT |  | S | 60.5 | 0.85 | 44 | 44 | 15 | N |  |  | N | Electric Utility | 1 | X | NG | DFO
Natural Gas Steam Turbine.NG | natural gas steam turbine | TRUE | 11208 | Los Angeles Department of Water & Power | 400 | Haynes | CA | Los Angeles | 1 | Natural Gas Steam Turbine | ST |  | S | 230 | 0.85 | 222 | 222 | 50 | N |  |  | N | Electric Utility | 1 | X | NG
Natural Gas Fired Combined Cycle.NG | natural gas combined cycle | TRUE | 11208 | Los Angeles Department of Water & Power | 400 | Haynes | CA | Los Angeles | 10 | Natural Gas Fired Combined Cycle | CT | CC1 | S | 182.8 | 0.85 | 162.5 | 162.5 | 105 | N |  |  | N | Electric Utility | 1 | X | NG | DFO
Natural Gas Fired Combustion Turbine.NG | natural gas peaker | TRUE | 11208 | Los Angeles Department of Water & Power | 400 | Haynes | CA | Los Angeles | 11 | Natural Gas Fired Combustion Turbine | GT |  | S | 108.2 | 0.85 | 99.2 | 99.2 | 52 | N |  |  | N | Electric Utility | 1 | X | NG
Natural Gas Fired Combustion Turbine.NG | natural gas peaker | TRUE | 11208 | Los Angeles Department of Water & Power | 400 | Haynes | CA | Los Angeles | 12 | Natural Gas Fired Combustion Turbine | GT |  | S | 108.2 | 0.85 | 99.2 | 99.2 | 52 | N |  |  | N | Electric Utility | 1 | X | NG
Natural Gas Fired Combustion Turbine.NG | natural gas peaker | TRUE | 11208 | Los Angeles Department of Water & Power | 400 | Haynes | CA | Los Angeles | 13 | Natural Gas Fired Combustion Turbine | GT |  | S | 108.2 | 0.85 | 99.2 | 99.2 | 52 | N |  |  | N | Electric Utility | 1 | X | NG
Natural Gas Fired Combustion Turbine.NG | natural gas peaker | TRUE | 11208 | Los Angeles Department of Water & Power | 400 | Haynes | CA | Los Angeles | 14 | Natural Gas Fired Combustion Turbine | GT |  | S | 108.2 | 0.85 | 99.2 | 99.2 | 52 | N |  |  | N | Electric Utility | 1 | X | NG
Natural Gas Fired Combustion Turbine.NG | natural gas peaker | TRUE | 11208 | Los Angeles Department of Water & Power | 400 | Haynes | CA | Los Angeles | 15 | Natural Gas Fired Combustion Turbine | GT |  | S | 108.2 | 0.85 | 99.2 | 99.2 | 52 | N |  |  | N | Electric Utility | 1 | X | NG
Natural Gas Fired Combustion Turbine.NG | natural gas peaker | TRUE | 11208 | Los Angeles Department of Water & Power | 400 | Haynes | CA | Los Angeles | 16 | Natural Gas Fired Combustion Turbine | GT |  | S | 108.2 | 0.85 | 99.2 | 99.2 | 52 | N |  |  | N | Electric Utility | 1 | X | NG
Natural Gas Steam Turbine.NG | natural gas steam turbine | TRUE | 11208 | Los Angeles Department of Water & Power | 400 | Haynes | CA | Los Angeles | 2 | Natural Gas Steam Turbine | ST |  | S | 230 | 0.85 | 222 | 222 | 50 | N |  |  | N | Electric Utility | 1 | X | NG
Natural Gas Fired Combined Cycle.NG | natural gas combined cycle | TRUE | 11208 | Los Angeles Department of Water & Power | 400 | Haynes | CA | Los Angeles | 8 | Natural Gas Fired Combined Cycle | CA | CC1 | S | 264.3 | 0.85 | 235 | 250 | 73 | N |  |  | N | Electric Utility | 1 | X | NG | DFO
Natural Gas Fired Combined Cycle.NG | natural gas combined cycle | TRUE | 11208 | Los Angeles Department of Water & Power | 400 | Haynes | CA | Los Angeles | 9 | Natural Gas Fired Combined Cycle | CT | CC1 | S | 182.8 | 0.85 | 162.5 | 162.5 | 105 | N |  |  | N | Electric Utility | 1 | X | NG | DFO
Conventional Hydroelectric.WAT | hydro | TRUE | 11208 | Los Angeles Department of Water & Power | 401 | Middle Gorge | CA | Mono | 1 | Conventional Hydroelectric | HY |  | S | 37.5 | 1 | 37.5 | 37.5 | 0.5 | N |  |  | N | Electric Utility | 1 | X | WAT
Conventional Hydroelectric.WAT | hydro | TRUE | 11208 | Los Angeles Department of Water & Power | 402 | Pleasant Valley Hydro | CA | Inyo | 1 | Conventional Hydroelectric | HY |  | S | 3.2 | 0.8 | 2.7 | 2.7 | 0.3 | N |  |  | N | Electric Utility | 1 | X | WAT
Conventional Hydroelectric.WAT | hydro | TRUE | 11208 | Los Angeles Department of Water & Power | 403 | San Fernando | CA | Los Angeles | 1 | Conventional Hydroelectric | HY |  | S | 2.8 | 0.8 | 3.2 | 3.2 | 0.1 | N |  |  | N | Electric Utility | 1 | X | WAT
Conventional Hydroelectric.WAT | hydro | TRUE | 11208 | Los Angeles Department of Water & Power | 403 | San Fernando | CA | Los Angeles | 2 | Conventional Hydroelectric | HY |  | S | 2.8 | 0.8 | 2.9 | 2.9 | 0.1 | N |  |  | N | Electric Utility | 1 | X | WAT
Natural Gas Steam Turbine.NG | natural gas steam turbine | TRUE | 11208 | Los Angeles Department of Water & Power | 404 | Scattergood | CA | Los Angeles | 1 | Natural Gas Steam Turbine | ST |  | S | 163.2 | 0.85 | 105 | 105 | 40 | N | 12 | 2024 | N | Electric Utility | 1 | X | NG
Natural Gas Steam Turbine.NG | natural gas steam turbine | TRUE | 11208 | Los Angeles Department of Water & Power | 404 | Scattergood | CA | Los Angeles | 2 | Natural Gas Steam Turbine | ST |  | S | 163.2 | 0.85 | 156.3 | 156.3 | 40 | N | 12 | 2024 | N | Electric Utility | 1 | X | NG
Natural Gas Fired Combined Cycle.NG | natural gas combined cycle | TRUE | 11208 | Los Angeles Department of Water & Power | 404 | Scattergood | CA | Los Angeles | 4 | Natural Gas Fired Combined Cycle | CT | CC1 | S | 216.9 | 0.85 | 206 | 206 | 75 | N |  |  | N | Electric Utility | 1 | X | NG
Natural Gas Fired Combined Cycle.NG | natural gas combined cycle | TRUE | 11208 | Los Angeles Department of Water & Power | 404 | Scattergood | CA | Los Angeles | 5 | Natural Gas Fired Combined Cycle | CA | CC1 | S | 118.9 | 0.85 | 107 | 107 | 65 | N |  |  | N | Electric Utility | 1 | X | NG
Natural Gas Fired Combustion Turbine.NG | natural gas peaker | TRUE | 11208 | Los Angeles Department of Water & Power | 404 | Scattergood | CA | Los Angeles | 6 | Natural Gas Fired Combustion Turbine | GT |  | S | 106.9 | 0.85 | 102 | 102 | 28 | N |  |  | N | Electric Utility | 1 | X | NG
Natural Gas Fired Combustion Turbine.NG | natural gas peaker | TRUE | 11208 | Los Angeles Department of Water & Power | 404 | Scattergood | CA | Los Angeles | 7 | Natural Gas Fired Combustion Turbine | GT |  | S | 106.9 | 0.85 | 102 | 102 | 28 | N |  |  | N | Electric Utility | 1 | X | NG
Petroleum Liquids.DFO | petroleum | TRUE | 219 | Alaska Power and Telephone Co | 406 | Tok | AK | Southeast Fairbanks | 3A | Petroleum Liquids | IC |  | S | 1.3 | 0.8 | 1.3 | 1.3 | 0.5 | N |  |  | N | Electric Utility | 1 | X | DFO
Petroleum Liquids.DFO | petroleum | TRUE | 219 | Alaska Power and Telephone Co | 406 | Tok | AK | Southeast Fairbanks | 4A | Petroleum Liquids | IC |  | S | 1.1 | 0.8 | 1.1 | 1.1 | 0.5 | N |  |  | N | Electric Utility | 1 | X | DFO
Petroleum Liquids.DFO | petroleum | TRUE | 219 | Alaska Power and Telephone Co | 406 | Tok | AK | Southeast Fairbanks | 5A | Petroleum Liquids | IC |  | S | 1.1 | 0.8 | 1.1 | 1.1 | 0.5 | N |  |  | N | Electric Utility | 1 | X | DFO
Petroleum Liquids.DFO | petroleum | TRUE | 219 | Alaska Power and Telephone Co | 406 | Tok | AK | Southeast Fairbanks | 6 | Petroleum Liquids | IC |  | S | 0.5 | 0.8 | 0.5 | 0.5 | 0.2 | N |  |  | N | Electric Utility | 1 | X | DFO
Petroleum Liquids.DFO | petroleum | TRUE | 219 | Alaska Power and Telephone Co | 406 | Tok | AK | Southeast Fairbanks | 8 | Petroleum Liquids | IC |  | S | 0.4 | 0.8 | 0.4 | 0.4 | 0.2 | N |  |  | N | Electric Utility | 1 | X | DFO
Petroleum Liquids.DFO | petroleum | TRUE | 219 | Alaska Power and Telephone Co | 406 | Tok | AK | Southeast Fairbanks | 9 | Petroleum Liquids | IC |  | S | 0.9 | 0.8 | 1 | 1 | 0.4 | N |  |  | N | Electric Utility | 1 | X | DFO
Conventional Hydroelectric.WAT | hydro | TRUE | 11208 | Los Angeles Department of Water & Power | 407 | Upper Gorge | CA | Mono | 1 | Conventional Hydroelectric | HY |  | S | 37.5 | 1 | 36.5 | 36.5 | 0.5 | N |  |  | N | Electric Utility | 1 | X | WAT
Natural Gas Fired Combustion Turbine.NG | natural gas peaker | TRUE | 11208 | Los Angeles Department of Water & Power | 408 | Valley (CA) | CA | Los Angeles | 5 | Natural Gas Fired Combustion Turbine | GT |  | S | 60.5 | 0.85 | 44 | 44 | 15 | N |  |  | N | Electric Utility | 1 | X | NG | DFO
Natural Gas Fired Combined Cycle.NG | natural gas combined cycle | TRUE | 11208 | Los Angeles Department of Water & Power | 408 | Valley (CA) | CA | Los Angeles | 6 | Natural Gas Fired Combined Cycle | CT | CC1 | S | 182.8 | 0.85 | 155 | 155 | 85 | N |  |  | N | Electric Utility | 1 | X | NG | DFO
Natural Gas Fired Combined Cycle.NG | natural gas combined cycle | TRUE | 11208 | Los Angeles Department of Water & Power | 408 | Valley (CA) | CA | Los Angeles | 7 | Natural Gas Fired Combined Cycle | CT | CC1 | S | 182.8 | 0.85 | 155 | 155 | 85 | N |  |  | N | Electric Utility | 1 | X | NG | DFO
Natural Gas Fired Combined Cycle.NG | natural gas combined cycle | TRUE | 11208 | Los Angeles Department of Water & Power | 408 | Valley (CA) | CA | Los Angeles | 8 | Natural Gas Fired Combined Cycle | CA | CC1 | S | 264.4 | 0.85 | 209 | 209 | 60 | N |  |  | N | Electric Utility | 1 | X | NG | DFO | OBG
Conventional Hydroelectric.WAT | hydro | TRUE | 12312 | Merced Irrigation District | 409 | Exchequer | CA | Mariposa | 1 | Conventional Hydroelectric | HY |  | S | 94.5 | 0.9 | 94.5 | 94.5 | 0.1 | N |  |  | N | IPP Non-CHP | 2 | X | WAT
Conventional Hydroelectric.WAT | hydro | TRUE | 12312 | Merced Irrigation District | 410 | McSwain | CA | Mariposa | 1 | Conventional Hydroelectric | HY |  | S | 9 | 0.9 | 9 | 9 | 0.1 | N |  |  | N | IPP Non-CHP | 2 | X | WAT
Conventional Hydroelectric.WAT | hydro | TRUE | 13402 | Nevada Irrigation District | 412 | Chicago Park | CA | Nevada | 2P | Conventional Hydroelectric | HY |  | S | 44 | 0.99 | 44 | 44 | 5 | N |  |  | N | IPP Non-CHP | 2 | X | WAT
Conventional Hydroelectric.WAT | hydro | TRUE | 13402 | Nevada Irrigation District | 413 | Dutch Flat 2 | CA | Nevada | 3P | Conventional Hydroelectric | HY |  | S | 27.3 | 0.99 | 27.3 | 27.3 | 5 | N |  |  | N | IPP Non-CHP | 2 | X | WAT
Conventional Hydroelectric.WAT | hydro | TRUE | 13935 | Oakdale&South San Joaquin Irrigation D. | 414 | Beardsley | CA | Tuolumne | 1 | Conventional Hydroelectric | HY |  | S | 10 | 0.9 | 11 | 8.5 | 1 | N |  |  | N | IPP Non-CHP | 2 | X | WAT
Conventional Hydroelectric.WAT | hydro | TRUE | 13935 | Oakdale&South San Joaquin Irrigation D. | 415 | Donnells | CA | Tuolumne | H1 | Conventional Hydroelectric | HY |  | S | 72 | 0.9 | 72 | 61.2 | 5 | N |  |  | N | IPP Non-CHP | 2 | X | WAT
Conventional Hydroelectric.WAT | hydro | TRUE | 13935 | Oakdale&South San Joaquin Irrigation D. | 416 | Tulloch | CA | Tuolumne | 1 | Conventional Hydroelectric | HY |  | S | 11.7 | 0.9 | 9 | 8 | 1 | N |  |  | N | IPP Non-CHP | 2 | X | WAT
Conventional Hydroelectric.WAT | hydro | TRUE | 13935 | Oakdale&South San Joaquin Irrigation D. | 416 | Tulloch | CA | Tuolumne | 2 | Conventional Hydroelectric | HY |  | S | 11.7 | 0.9 | 10 | 8.5 | 1 | N |  |  | N | IPP Non-CHP | 2 | X | WAT
Conventional Hydroelectric.WAT | hydro | TRUE | 13935 | Oakdale&South San Joaquin Irrigation D. | 416 | Tulloch | CA | Tuolumne | 3 | Conventional Hydroelectric | HY |  | S | 6.5 | 0.9 | 6.5 | 6 | 1 | N |  |  | N | IPP Non-CHP | 2 | X | WAT
Conventional Hydroelectric.WAT | hydro | TRUE | 14191 | South Feather Water and Power Agency | 417 | Forbestown | CA | Butte | 1 | Conventional Hydroelectric | HY |  | S | 41.9 | 0.9 | 37.5 | 37.5 | 0 | N |  |  | N | Electric Utility | 1 | X | WAT
Conventional Hydroelectric.WAT | hydro | TRUE | 14191 | South Feather Water and Power Agency | 418 | Kelly Ridge | CA | Butte | 1 | Conventional Hydroelectric | HY |  | S | 10 | 0.9 | 10 | 10 | 0 | N |  |  | N | Electric Utility | 1 | X | WAT
Conventional Hydroelectric.WAT | hydro | TRUE | 14191 | South Feather Water and Power Agency | 419 | Woodleaf | CA | Butte | 1 | Conventional Hydroelectric | HY |  | S | 67.2 | 0.9 | 60 | 60 | 0 | N |  |  | N | Electric Utility | 1 | X | WAT
Petroleum Liquids.DFO | petroleum | TRUE | 219 | Alaska Power and Telephone Co | 421 | Craig (AK) | AK | Prince of Wales Ketchikan | 1 | Petroleum Liquids | IC |  | S | 0.6 | 0.8 | 0.6 | 0.6 | 0.3 | N |  |  | N | Electric Utility | 1 | X | DFO
Petroleum Liquids.DFO | petroleum | TRUE | 219 | Alaska Power and Telephone Co | 421 | Craig (AK) | AK | Prince of Wales Ketchikan | 3B | Petroleum Liquids | IC |  | S | 1.8 | 0.8 | 1.8 | 1.8 | 0.7 | N |  |  | N | Electric Utility | 1 | X | DFO
Petroleum Liquids.DFO | petroleum | TRUE | 219 | Alaska Power and Telephone Co | 421 | Craig (AK) | AK | Prince of Wales Ketchikan | 5 | Petroleum Liquids | IC |  | S | 1.1 | 0.8 | 1.1 | 1.1 | 0.5 | N |  |  | N | Electric Utility | 1 | X | DFO
Petroleum Liquids.DFO | petroleum | TRUE | 219 | Alaska Power and Telephone Co | 421 | Craig (AK) | AK | Prince of Wales Ketchikan | 6 | Petroleum Liquids | IC |  | S | 1.1 | 0.8 | 1.1 | 1.1 | 0.5 | N |  |  | N | Electric Utility | 1 | X | DFO
Natural Gas Fired Combustion Turbine.NG | natural gas peaker | TRUE | 14534 | City of Pasadena - (CA) | 422 | Glenarm | CA | Los Angeles | GT1 | Natural Gas Fired Combustion Turbine | GT |  | S | 28.8 | 0.85 | 22 | 22 | 14.9 | Y |  |  | N | Electric Utility | 1 | X | NG
Natural Gas Fired Combustion Turbine.NG | natural gas peaker | TRUE | 14534 | City of Pasadena - (CA) | 422 | Glenarm | CA | Los Angeles | GT2 | Natural Gas Fired Combustion Turbine | GT |  | S | 28.8 | 0.85 | 22 | 22 | 15 | Y |  |  | N | Electric Utility | 1 | X | NG
Natural Gas Fired Combustion Turbine.NG | natural gas peaker | TRUE | 14534 | City of Pasadena - (CA) | 422 | Glenarm | CA | Los Angeles | GT3 | Natural Gas Fired Combustion Turbine | GT |  | S | 60.5 | 0.85 | 47.2 | 47.2 | 15.4 | N |  |  | N | Electric Utility | 1 | X | NG
Natural Gas Fired Combustion Turbine.NG | natural gas peaker | TRUE | 14534 | City of Pasadena - (CA) | 422 | Glenarm | CA | Los Angeles | GT4 | Natural Gas Fired Combustion Turbine | GT |  | S | 60.5 | 0.85 | 47.2 | 47.2 | 15.4 | N |  |  | N | Electric Utility | 1 | X | NG
Natural Gas Fired Combined Cycle.NG | natural gas combined cycle | TRUE | 14534 | City of Pasadena - (CA) | 422 | Glenarm | CA | Los Angeles | GT5 | Natural Gas Fired Combined Cycle | CT | 1 | S | 71 | 0.85 | 68 | 68 | 18 | N |  |  | N | Electric Utility | 1 | X | NG
Natural Gas Fired Combined Cycle.NG | natural gas combined cycle | TRUE | 14534 | City of Pasadena - (CA) | 422 | Glenarm | CA | Los Angeles | ST1 | Natural Gas Fired Combined Cycle | CA | 1 | S | 16 | 0.9 | 16 | 16 | 6 | N |  |  | N | Electric Utility | 1 | X | NG
Petroleum Liquids.DFO | petroleum | TRUE | 219 | Alaska Power and Telephone Co | 423 | Hydaburg | AK | Prince of Wales Ketchikan | 1A | Petroleum Liquids | IC |  | S | 0.4 | 0.8 | 0.4 | 0.4 | 0.2 | N |  |  | N | Electric Utility | 1 | X | DFO
Petroleum Liquids.DFO | petroleum | TRUE | 219 | Alaska Power and Telephone Co | 423 | Hydaburg | AK | Prince of Wales Ketchikan | 3A | Petroleum Liquids | IC |  | S | 0.3 | 0.8 | 0.3 | 0.3 | 0.1 | N |  |  | N | Electric Utility | 1 | X | DFO
Petroleum Liquids.DFO | petroleum | TRUE | 219 | Alaska Power and Telephone Co | 423 | Hydaburg | AK | Prince of Wales Ketchikan | 5 | Petroleum Liquids | IC |  | S | 0.3 | 0.8 | 0.3 | 0.3 | 0.1 | N |  |  | N | Electric Utility | 1 | X | DFO
Conventional Hydroelectric.WAT | hydro | TRUE | 15127 | Placer County Water Agency | 424 | French Meadows | CA | Placer | 1 | Conventional Hydroelectric | HY |  | S | 15.3 | 0.9 | 16 | 16 | 0 | N |  |  | N | Electric Utility | 1 | X | WAT
Conventional Hydroelectric.WAT | hydro | TRUE | 15127 | Placer County Water Agency | 425 | Middle Fork | CA | Placer | 1 | Conventional Hydroelectric | HY |  | S | 61.2 | 0.9 | 66 | 66 | 0 | N |  |  | N | Electric Utility | 1 | X | WAT
Conventional Hydroelectric.WAT | hydro | TRUE | 15127 | Placer County Water Agency | 425 | Middle Fork | CA | Placer | 2 | Conventional Hydroelectric | HY |  | S | 61.2 | 0.9 | 66 | 66 | 0 | N |  |  | N | Electric Utility | 1 | X | WAT
Conventional Hydroelectric.WAT | hydro | TRUE | 15127 | Placer County Water Agency | 426 | Oxbow (CA) | CA | Placer | 1 | Conventional Hydroelectric | HY |  | S | 6.1 | 0.9 | 6 | 6 | 0 | N |  |  | N | Electric Utility | 1 | X | WAT
Conventional Hydroelectric.WAT | hydro | TRUE | 15127 | Placer County Water Agency | 427 | Ralston | CA | Placer | 1 | Conventional Hydroelectric | HY |  | S | 79.2 | 0.9 | 86 | 86 | 0 | N |  |  | N | Electric Utility | 1 | X | WAT
Conventional Hydroelectric.WAT | hydro | TRUE | 12312 | Merced Irrigation District | 428 | Parker | CA | Merced | 1 | Conventional Hydroelectric | HY |  | S | 2.7 | 0.95 | 2.7 | 2.7 | 0.1 | N |  |  | N | IPP Non-CHP | 2 | X | WAT
Conventional Hydroelectric.WAT | hydro | TRUE | 16534 | Sacramento Municipal Util Dist | 430 | Camino | CA | El Dorado | H1 | Conventional Hydroelectric | HY |  | S | 78.9 | 0.95 | 78.9 | 78.9 | 1 | N |  |  | N | Electric Utility | 1 | X | WAT
Conventional Hydroelectric.WAT | hydro | TRUE | 16534 | Sacramento Municipal Util Dist | 430 | Camino | CA | El Dorado | H2 | Conventional Hydroelectric | HY |  | S | 78.9 | 0.95 | 77 | 77 | 1 | N |  |  | N | Electric Utility | 1 | X | WAT
Conventional Hydroelectric.WAT | hydro | TRUE | 16534 | Sacramento Municipal Util Dist | 431 | Jaybird | CA | El Dorado | H1 | Conventional Hydroelectric | HY |  | S | 80.8 | 0.95 | 78.1 | 78.1 | 1 | N |  |  | N | Electric Utility | 1 | X | WAT
Conventional Hydroelectric.WAT | hydro | TRUE | 16534 | Sacramento Municipal Util Dist | 431 | Jaybird | CA | El Dorado | H2 | Conventional Hydroelectric | HY |  | S | 80.8 | 0.95 | 78.1 | 78.1 | 1 | N |  |  | N | Electric Utility | 1 | X | WAT
Conventional Hydroelectric.WAT | hydro | TRUE | 16534 | Sacramento Municipal Util Dist | 432 | Loon Lake | CA | El Dorado | H1 | Conventional Hydroelectric | HY |  | S | 74.1 | 0.95 | 74.1 | 74.1 | 1 | N |  |  | N | Electric Utility | 1 | X | WAT
Conventional Hydroelectric.WAT | hydro | TRUE | 16534 | Sacramento Municipal Util Dist | 433 | Robbs Peak | CA | El Dorado | 1 | Conventional Hydroelectric | HY |  | S | 25.5 | 0.95 | 25.5 | 25.5 | 1 | N |  |  | N | Electric Utility | 1 | X | WAT
Conventional Hydroelectric.WAT | hydro | TRUE | 16534 | Sacramento Municipal Util Dist | 435 | White Rock/Slab Creek | CA | El Dorado | H1 | Conventional Hydroelectric | HY |  | S | 133 | 0.95 | 108 | 108 | 1 | N |  |  | N | Electric Utility | 1 | X | WAT
Conventional Hydroelectric.WAT | hydro | TRUE | 16534 | Sacramento Municipal Util Dist | 435 | White Rock/Slab Creek | CA | El Dorado | H2 | Conventional Hydroelectric | HY |  | S | 133 | 0.95 | 133 | 133 | 1 | N |  |  | N | Electric Utility | 1 | X | WAT
Conventional Hydroelectric.WAT | hydro | TRUE | 16534 | Sacramento Municipal Util Dist | 435 | White Rock/Slab Creek | CA | El Dorado | H3 | Conventional Hydroelectric | HY |  | S | 2.7 | 0.95 | 2.7 | 2.7 | 0.4 | N |  |  | N | Electric Utility | 1 | X | WAT
Conventional Hydroelectric.WAT | hydro | TRUE | 16534 | Sacramento Municipal Util Dist | 435 | White Rock/Slab Creek | CA | El Dorado | H4 | Conventional Hydroelectric | HY |  | S | 0.5 | 0.86 | 0.5 | 0.5 | 0.5 | N | 6 | 2023 | N | Electric Utility | 1 | X | WAT
Conventional Hydroelectric.WAT | hydro | TRUE | 3255 | California Dept. of Water Resources | 436 | Devil Canyon | CA | San Bernardino | 1 | Conventional Hydroelectric | HY |  | S | 59.8 | 0.95 | 57 | 57 | 15 | N |  |  | N | Electric Utility | 1 | X | WAT
Conventional Hydroelectric.WAT | hydro | TRUE | 3255 | California Dept. of Water Resources | 436 | Devil Canyon | CA | San Bernardino | 2 | Conventional Hydroelectric | HY |  | S | 59.8 | 0.95 | 57 | 57 | 15 | N |  |  | N | Electric Utility | 1 | X | WAT
Conventional Hydroelectric.WAT | hydro | TRUE | 3255 | California Dept. of Water Resources | 436 | Devil Canyon | CA | San Bernardino | 3 | Conventional Hydroelectric | HY |  | S | 78.3 | 0.95 | 74 | 74 | 15 | N |  |  | N | Electric Utility | 1 | X | WAT
Conventional Hydroelectric.WAT | hydro | TRUE | 3255 | California Dept. of Water Resources | 436 | Devil Canyon | CA | San Bernardino | 4 | Conventional Hydroelectric | HY |  | S | 78.3 | 0.95 | 74 | 74 | 15 | N |  |  | N | Electric Utility | 1 | X | WAT
Conventional Hydroelectric.WAT | hydro | TRUE | 3255 | California Dept. of Water Resources | 437 | Edward C Hyatt | CA | Butte | 1 | Conventional Hydroelectric | HY |  | S | 117 | 0.95 | 135.3 | 131.3 | 115 | N |  |  | N | Electric Utility | 1 | X | WAT
Hydroelectric Pumped Storage.WAT | other | TRUE | 3255 | California Dept. of Water Resources | 437 | Edward C Hyatt | CA | Butte | 2 | Hydroelectric Pumped Storage | PS |  | S | 97.7 | 0.85 | 112.4 | 122.6 | 97 | N |  |  | N | Electric Utility | 1 | X | WAT
Conventional Hydroelectric.WAT | hydro | TRUE | 3255 | California Dept. of Water Resources | 437 | Edward C Hyatt | CA | Butte | 3 | Conventional Hydroelectric | HY |  | S | 117 | 0.95 | 135.3 | 131.3 | 115 | N |  |  | N | Electric Utility | 1 | X | WAT
Hydroelectric Pumped Storage.WAT | other | TRUE | 3255 | California Dept. of Water Resources | 437 | Edward C Hyatt | CA | Butte | 4 | Hydroelectric Pumped Storage | PS |  | S | 97.7 | 0.85 | 112.4 | 122.6 | 97 | N |  |  | N | Electric Utility | 1 | X | WAT
Conventional Hydroelectric.WAT | hydro | TRUE | 3255 | California Dept. of Water Resources | 437 | Edward C Hyatt | CA | Butte | 5 | Conventional Hydroelectric | HY |  | S | 117 | 0.95 | 135.3 | 131.3 | 115 | N |  |  | N | Electric Utility | 1 | X | WAT
Hydroelectric Pumped Storage.WAT | other | TRUE | 3255 | California Dept. of Water Resources | 437 | Edward C Hyatt | CA | Butte | 6 | Hydroelectric Pumped Storage | PS |  | S | 97.7 | 0.85 | 112.4 | 122.6 | 97 | N |  |  | N | Electric Utility | 1 | X | WAT
Conventional Hydroelectric.WAT | hydro | TRUE | 3255 | California Dept. of Water Resources | 438 | Thermalito | CA | Butte | 1 | Conventional Hydroelectric | HY |  | S | 32.6 | 0.95 | 32.6 | 30 | 30 | N |  |  | N | Electric Utility | 1 | X | WAT
Hydroelectric Pumped Storage.WAT | other | TRUE | 3255 | California Dept. of Water Resources | 438 | Thermalito | CA | Butte | 2 | Hydroelectric Pumped Storage | PS |  | S | 27.5 | 0.9 | 27.5 | 27.3 | 27 | N |  |  | N | Electric Utility | 1 | X | WAT
Hydroelectric Pumped Storage.WAT | other | TRUE | 3255 | California Dept. of Water Resources | 438 | Thermalito | CA | Butte | 3 | Hydroelectric Pumped Storage | PS |  | S | 27.5 | 0.9 | 27.5 | 27.3 | 27 | N |  |  | N | Electric Utility | 1 | X | WAT
Hydroelectric Pumped Storage.WAT | other | TRUE | 3255 | California Dept. of Water Resources | 438 | Thermalito | CA | Butte | 4 | Hydroelectric Pumped Storage | PS |  | S | 27.5 | 0.9 | 27.5 | 27.3 | 27 | N |  |  | N | Electric Utility | 1 | X | WAT
Conventional Hydroelectric.WAT | hydro | TRUE | 19281 | Turlock Irrigation District | 439 | Don Pedro | CA | Tuolumne | 1 | Conventional Hydroelectric | HY |  | J | 45.5 | 0.95 | 55 | 55 | 10 | N |  |  | N | Electric Utility | 1 | X | WAT
Conventional Hydroelectric.WAT | hydro | TRUE | 19281 | Turlock Irrigation District | 439 | Don Pedro | CA | Tuolumne | 2 | Conventional Hydroelectric | HY |  | J | 45.5 | 0.95 | 55 | 55 | 10 | N |  |  | N | Electric Utility | 1 | X | WAT
Conventional Hydroelectric.WAT | hydro | TRUE | 19281 | Turlock Irrigation District | 439 | Don Pedro | CA | Tuolumne | 3 | Conventional Hydroelectric | HY |  | J | 45.5 | 0.95 | 55 | 55 | 10 | N |  |  | N | Electric Utility | 1 | X | WAT
Conventional Hydroelectric.WAT | hydro | TRUE | 19281 | Turlock Irrigation District | 439 | Don Pedro | CA | Tuolumne | 4 | Conventional Hydroelectric | HY |  | J | 34.3 | 0.9 | 38.2 | 38.2 | 8 | N |  |  | N | Electric Utility | 1 | X | WAT
Conventional Hydroelectric.WAT | hydro | TRUE | 19281 | Turlock Irrigation District | 440 | La Grange | CA | Stanislaus | 1 | Conventional Hydroelectric | HY |  | S | 1.2 | 0.8 | 1 | 1 | 0.1 | N |  |  | N | Electric Utility | 1 | X | WAT
Conventional Hydroelectric.WAT | hydro | TRUE | 19281 | Turlock Irrigation District | 440 | La Grange | CA | Stanislaus | 2 | Conventional Hydroelectric | HY |  | S | 3.3 | 0.8 | 3.3 | 3.3 | 0.1 | N |  |  | N | Electric Utility | 1 | X | WAT
Conventional Hydroelectric.WAT | hydro | TRUE | 2518 | U S Bureau of Reclamation | 441 | Folsom | CA | Sacramento | 1 | Conventional Hydroelectric | HY |  | S | 66.2 | 1 | 71.7 | 71.7 | 0 | N |  |  | N | Electric Utility | 1 | X | WAT
Conventional Hydroelectric.WAT | hydro | TRUE | 2518 | U S Bureau of Reclamation | 441 | Folsom | CA | Sacramento | 2 | Conventional Hydroelectric | HY |  | S | 66.2 | 1 | 71.7 | 71.7 | 0 | N |  |  | N | Electric Utility | 1 | X | WAT
Conventional Hydroelectric.WAT | hydro | TRUE | 2518 | U S Bureau of Reclamation | 441 | Folsom | CA | Sacramento | 3 | Conventional Hydroelectric | HY |  | S | 66.2 | 1 | 71.7 | 71.7 | 0 | N |  |  | N | Electric Utility | 1 | X | WAT
Conventional Hydroelectric.WAT | hydro | TRUE | 2518 | U S Bureau of Reclamation | 442 | Judge F Carr | CA | Shasta | 1 | Conventional Hydroelectric | HY |  | S | 77.2 | 0.91 | 88.7 | 88.7 | 0 | N |  |  | N | Electric Utility | 1 | X | WAT
Conventional Hydroelectric.WAT | hydro | TRUE | 2518 | U S Bureau of Reclamation | 442 | Judge F Carr | CA | Shasta | 2 | Conventional Hydroelectric | HY |  | S | 77.2 | 0.91 | 88.7 | 88.7 | 0 | N |  |  | N | Electric Utility | 1 | X | WAT
Conventional Hydroelectric.WAT | hydro | TRUE | 2518 | U S Bureau of Reclamation | 443 | Keswick | CA | Shasta | 1 | Conventional Hydroelectric | HY |  | S | 39 | 1 | 39 | 39 | 0 | N |  |  | N | Electric Utility | 1 | X | WAT
Conventional Hydroelectric.WAT | hydro | TRUE | 2518 | U S Bureau of Reclamation | 443 | Keswick | CA | Shasta | 2 | Conventional Hydroelectric | HY |  | S | 39 | 1 | 39 | 39 | 0 | N |  |  | N | Electric Utility | 1 | X | WAT
Conventional Hydroelectric.WAT | hydro | TRUE | 2518 | U S Bureau of Reclamation | 443 | Keswick | CA | Shasta | 3 | Conventional Hydroelectric | HY |  | S | 39 | 1 | 39 | 39 | 0 | N |  |  | N | Electric Utility | 1 | X | WAT
Conventional Hydroelectric.WAT | hydro | TRUE | 2518 | U S Bureau of Reclamation | 444 | Nimbus | CA | Sacramento | 1 | Conventional Hydroelectric | HY |  | S | 6.7 | 0.9 | 8.3 | 8.3 | 0 | N |  |  | N | Electric Utility | 1 | X | WAT
Conventional Hydroelectric.WAT | hydro | TRUE | 2518 | U S Bureau of Reclamation | 444 | Nimbus | CA | Sacramento | 2 | Conventional Hydroelectric | HY |  | S | 6.7 | 0.9 | 8.3 | 8.3 | 0 | N |  |  | N | Electric Utility | 1 | X | WAT
Conventional Hydroelectric.WAT | hydro | TRUE | 2518 | U S Bureau of Reclamation | 445 | Shasta | CA | Shasta | 1 | Conventional Hydroelectric | HY |  | S | 142 | 1 | 142 | 142 | 0 | N |  |  | N | Electric Utility | 1 | X | WAT
Conventional Hydroelectric.WAT | hydro | TRUE | 2518 | U S Bureau of Reclamation | 445 | Shasta | CA | Shasta | 2 | Conventional Hydroelectric | HY |  | S | 142 | 1 | 142 | 142 | 0 | N |  |  | N | Electric Utility | 1 | X | WAT
Conventional Hydroelectric.WAT | hydro | TRUE | 2518 | U S Bureau of Reclamation | 445 | Shasta | CA | Shasta | 3 | Conventional Hydroelectric | HY |  | S | 142 | 1 | 142 | 142 | 0 | N |  |  | N | Electric Utility | 1 | X | WAT
Conventional Hydroelectric.WAT | hydro | TRUE | 2518 | U S Bureau of Reclamation | 445 | Shasta | CA | Shasta | 4 | Conventional Hydroelectric | HY |  | S | 142 | 1 | 142 | 142 | 0 | N |  |  | N | Electric Utility | 1 | X | WAT
Conventional Hydroelectric.WAT | hydro | TRUE | 2518 | U S Bureau of Reclamation | 445 | Shasta | CA | Shasta | 5 | Conventional Hydroelectric | HY |  | S | 142 | 1 | 142 | 142 | 0 | N |  |  | N | Electric Utility | 1 | X | WAT
Conventional Hydroelectric.WAT | hydro | TRUE | 2518 | U S Bureau of Reclamation | 445 | Shasta | CA | Shasta | S1 | Conventional Hydroelectric | HY |  | S | 2 | 0.8 | 2 | 2 | 0 | N |  |  | N | Electric Utility | 1 | X | WAT
Conventional Hydroelectric.WAT | hydro | TRUE | 2518 | U S Bureau of Reclamation | 445 | Shasta | CA | Shasta | S2 | Conventional Hydroelectric | HY |  | S | 2 | 0.8 | 2 | 2 | 0 | N |  |  | N | Electric Utility | 1 | X | WAT
Hydroelectric Pumped Storage.WAT | other | TRUE | 2518 | U S Bureau of Reclamation | 446 | ONeill | CA | Merced | 1 | Hydroelectric Pumped Storage | PS |  | S | 4.2 | 1 | 2.4 | 2.4 | 0 | N |  |  | N | Electric Utility | 1 | X | WAT
Hydroelectric Pumped Storage.WAT | other | TRUE | 2518 | U S Bureau of Reclamation | 446 | ONeill | CA | Merced | 2 | Hydroelectric Pumped Storage | PS |  | S | 4.2 | 1 | 2.4 | 2.4 | 0 | N |  |  | N | Electric Utility | 1 | X | WAT
Hydroelectric Pumped Storage.WAT | other | TRUE | 2518 | U S Bureau of Reclamation | 446 | ONeill | CA | Merced | 3 | Hydroelectric Pumped Storage | PS |  | S | 4.2 | 1 | 2.4 | 2.4 | 0 | N |  |  | N | Electric Utility | 1 | X | WAT
Hydroelectric Pumped Storage.WAT | other | TRUE | 2518 | U S Bureau of Reclamation | 446 | ONeill | CA | Merced | 4 | Hydroelectric Pumped Storage | PS |  | S | 4.2 | 1 | 2.4 | 2.4 | 0 | N |  |  | N | Electric Utility | 1 | X | WAT
Hydroelectric Pumped Storage.WAT | other | TRUE | 2518 | U S Bureau of Reclamation | 446 | ONeill | CA | Merced | 5 | Hydroelectric Pumped Storage | PS |  | S | 4.2 | 1 | 2.4 | 2.4 | 0 | N |  |  | N | Electric Utility | 1 | X | WAT
Hydroelectric Pumped Storage.WAT | other | TRUE | 2518 | U S Bureau of Reclamation | 446 | ONeill | CA | Merced | 6 | Hydroelectric Pumped Storage | PS |  | S | 4.2 | 1 | 2.4 | 2.4 | 0 | N |  |  | N | Electric Utility | 1 | X | WAT
Conventional Hydroelectric.WAT | hydro | TRUE | 2518 | U S Bureau of Reclamation | 447 | Parker Dam | CA | San Bernardino | 1 | Conventional Hydroelectric | HY |  | S | 30 | 1 | 30 | 30 | 0 | N |  |  | N | Electric Utility | 1 | X | WAT
Conventional Hydroelectric.WAT | hydro | TRUE | 2518 | U S Bureau of Reclamation | 447 | Parker Dam | CA | San Bernardino | 2 | Conventional Hydroelectric | HY |  | S | 30 | 1 | 30 | 30 | 0 | N |  |  | N | Electric Utility | 1 | X | WAT
Conventional Hydroelectric.WAT | hydro | TRUE | 2518 | U S Bureau of Reclamation | 447 | Parker Dam | CA | San Bernardino | 3 | Conventional Hydroelectric | HY |  | S | 30 | 1 | 30 | 30 | 0 | N |  |  | N | Electric Utility | 1 | X | WAT
Conventional Hydroelectric.WAT | hydro | TRUE | 2518 | U S Bureau of Reclamation | 447 | Parker Dam | CA | San Bernardino | 4 | Conventional Hydroelectric | HY |  | S | 30 | 1 | 30 | 30 | 0 | N |  |  | N | Electric Utility | 1 | X | WAT
Hydroelectric Pumped Storage.WAT | other | TRUE | 3255 | California Dept. of Water Resources | 448 | W R Gianelli | CA | Merced | 1 | Hydroelectric Pumped Storage | PS |  | J | 53 | 0.95 | 51 | 51 | 0 | N |  |  | N | Electric Utility | 1 | X | WAT
Hydroelectric Pumped Storage.WAT | other | TRUE | 3255 | California Dept. of Water Resources | 448 | W R Gianelli | CA | Merced | 2 | Hydroelectric Pumped Storage | PS |  | J | 53 | 0.95 | 50 | 50 | 0 | N |  |  | N | Electric Utility | 1 | X | WAT
Hydroelectric Pumped Storage.WAT | other | TRUE | 3255 | California Dept. of Water Resources | 448 | W R Gianelli | CA | Merced | 3 | Hydroelectric Pumped Storage | PS |  | J | 53 | 0.95 | 50 | 50 | 0 | N |  |  | N | Electric Utility | 1 | X | WAT
Hydroelectric Pumped Storage.WAT | other | TRUE | 3255 | California Dept. of Water Resources | 448 | W R Gianelli | CA | Merced | 4 | Hydroelectric Pumped Storage | PS |  | J | 53 | 0.95 | 50 | 50 | 0 | N |  |  | N | Electric Utility | 1 | X | WAT
Hydroelectric Pumped Storage.WAT | other | TRUE | 3255 | California Dept. of Water Resources | 448 | W R Gianelli | CA | Merced | 5 | Hydroelectric Pumped Storage | PS |  | J | 53 | 0.95 | 50 | 50 | 0 | N |  |  | N | Electric Utility | 1 | X | WAT
Hydroelectric Pumped Storage.WAT | other | TRUE | 3255 | California Dept. of Water Resources | 448 | W R Gianelli | CA | Merced | 6 | Hydroelectric Pumped Storage | PS |  | J | 53 | 0.95 | 50 | 50 | 0 | N |  |  | N | Electric Utility | 1 | X | WAT
Hydroelectric Pumped Storage.WAT | other | TRUE | 3255 | California Dept. of Water Resources | 448 | W R Gianelli | CA | Merced | 7 | Hydroelectric Pumped Storage | PS |  | J | 53 | 0.95 | 50 | 50 | 0 | N |  |  | N | Electric Utility | 1 | X | WAT
Hydroelectric Pumped Storage.WAT | other | TRUE | 3255 | California Dept. of Water Resources | 448 | W R Gianelli | CA | Merced | 8 | Hydroelectric Pumped Storage | PS |  | J | 53 | 0.95 | 50 | 50 | 0 | N |  |  | N | Electric Utility | 1 | X | WAT
Conventional Hydroelectric.WAT | hydro | TRUE | 2518 | U S Bureau of Reclamation | 450 | Spring Creek | CA | Shasta | 1 | Conventional Hydroelectric | HY |  | S | 90 | 0.95 | 90 | 90 | 0 | N |  |  | N | Electric Utility | 1 | X | WAT
Conventional Hydroelectric.WAT | hydro | TRUE | 2518 | U S Bureau of Reclamation | 450 | Spring Creek | CA | Shasta | 2 | Conventional Hydroelectric | HY |  | S | 90 | 0.95 | 90 | 90 | 0 | N |  |  | N | Electric Utility | 1 | X | WAT
Conventional Hydroelectric.WAT | hydro | TRUE | 2518 | U S Bureau of Reclamation | 451 | Trinity | CA | Trinity | 1 | Conventional Hydroelectric | HY |  | S | 70 | 1 | 70 | 70 | 0 | N |  |  | N | Electric Utility | 1 | X | WAT
Conventional Hydroelectric.WAT | hydro | TRUE | 2518 | U S Bureau of Reclamation | 451 | Trinity | CA | Trinity | 2 | Conventional Hydroelectric | HY |  | S | 70 | 1 | 70 | 70 | 0 | N |  |  | N | Electric Utility | 1 | X | WAT
Conventional Hydroelectric.WAT | hydro | TRUE | 21140 | Yuba County Water Agency | 454 | Colgate | CA | Yuba | 1 | Conventional Hydroelectric | HY |  | S | 157.5 | 0.9 | 176.7 | 176.7 | 0 | N |  |  | N | Electric Utility | 1 | X | WAT
Conventional Hydroelectric.WAT | hydro | TRUE | 21140 | Yuba County Water Agency | 454 | Colgate | CA | Yuba | 2 | Conventional Hydroelectric | HY |  | S | 157.5 | 0.9 | 175.7 | 175.7 | 0 | N |  |  | N | Electric Utility | 1 | X | WAT
Conventional Hydroelectric.WAT | hydro | TRUE | 21140 | Yuba County Water Agency | 455 | Narrows 2 | CA | Yuba | 1 | Conventional Hydroelectric | HY |  | S | 46.7 | 0.9 | 55 | 55 | 4 | N |  |  | N | Electric Utility | 1 | X | WAT
Conventional Hydroelectric.WAT | hydro | TRUE | 5969 | City of Escondido - (CA) | 457 | Bear Valley | CA | San Diego | HC1 | Conventional Hydroelectric | HY |  | S | 0.7 | 0.85 | 0.7 | 0.7 | 0.2 | N |  |  | N | Electric Utility | 1 | X | WAT
Conventional Hydroelectric.WAT | hydro | TRUE | 5969 | City of Escondido - (CA) | 457 | Bear Valley | CA | San Diego | HC2 | Conventional Hydroelectric | HY |  | S | 0.7 | 0.85 | 0.7 | 0.7 | 0.2 | N |  |  | N | Electric Utility | 1 | X | WAT
Petroleum Liquids.DFO | petroleum | TRUE | 56146 | Black Hills Colorado Electric, LLC | 460 | Pueblo | CO | Pueblo | IC1 | Petroleum Liquids | IC |  | S | 2 | 0.8 | 2 | 2 | 2 | N |  |  | N | Electric Utility | 1 | X | DFO
Petroleum Liquids.DFO | petroleum | TRUE | 56146 | Black Hills Colorado Electric, LLC | 460 | Pueblo | CO | Pueblo | IC3 | Petroleum Liquids | IC |  | S | 2 | 0.8 | 2 | 2 | 2 | N |  |  | N | Electric Utility | 1 | X | DFO
Petroleum Liquids.DFO | petroleum | TRUE | 56146 | Black Hills Colorado Electric, LLC | 460 | Pueblo | CO | Pueblo | IC4 | Petroleum Liquids | IC |  | S | 2 | 0.8 | 2 | 2 | 2 | N |  |  | N | Electric Utility | 1 | X | DFO
Petroleum Liquids.DFO | petroleum | TRUE | 56146 | Black Hills Colorado Electric, LLC | 460 | Pueblo | CO | Pueblo | IC5 | Petroleum Liquids | IC |  | S | 2 | 0.8 | 2 | 2 | 2 | N |  |  | N | Electric Utility | 1 | X | DFO
Natural Gas Fired Combustion Turbine.NG | natural gas peaker | TRUE | 15466 | Public Service Co of Colorado | 464 | Alamosa | CO | Alamosa | CT1 | Natural Gas Fired Combustion Turbine | GT |  | S | 26.6 | 0.9 | 13 | 17 | 5 | N | 12 | 2026 | N | Electric Utility | 1 | X | NG | DFO
Natural Gas Fired Combustion Turbine.NG | natural gas peaker | TRUE | 15466 | Public Service Co of Colorado | 464 | Alamosa | CO | Alamosa | CT2 | Natural Gas Fired Combustion Turbine | GT |  | S | 26.6 | 0.9 | 14 | 18 | 5 | N | 12 | 2026 | N | Electric Utility | 1 | X | NG | DFO
Conventional Hydroelectric.WAT | hydro | TRUE | 1994 | Boulder City of | 466 | Boulder Canyon Hydro | CO | Boulder | 1A | Conventional Hydroelectric | HY |  | S | 5 | 0.9 | 5 | 5 | 0.3 | N |  |  | N | IPP Non-CHP | 2 | X | WAT
Hydroelectric Pumped Storage.WAT | other | TRUE | 15466 | Public Service Co of Colorado | 467 | Cabin Creek | CO | Clear Creek | A | Hydroelectric Pumped Storage | PS |  | S | 150 | 0.9 | 180.3 | 180.3 | 75 | N |  |  | N | Electric Utility | 1 | X | WAT
Hydroelectric Pumped Storage.WAT | other | TRUE | 15466 | Public Service Co of Colorado | 467 | Cabin Creek | CO | Clear Creek | B | Hydroelectric Pumped Storage | PS |  | S | 150 | 0.9 | 162 | 162 | 75 | N |  |  | N | Electric Utility | 1 | X | WAT
Natural Gas Steam Turbine.NG | natural gas steam turbine | TRUE | 15466 | Public Service Co of Colorado | 469 | Cherokee | CO | Adams | 4 | Natural Gas Steam Turbine | ST |  | S | 380.8 | 0.85 | 310 | 310 | 220 | N | 12 | 2027 | N | Electric Utility | 1 | X | NG
Natural Gas Fired Combined Cycle.NG | natural gas combined cycle | TRUE | 15466 | Public Service Co of Colorado | 469 | Cherokee | CO | Adams | 5 | Natural Gas Fired Combined Cycle | CT | CHR0 | S | 185.3 | 0.85 | 168 | 176 | 32 | N |  |  | N | Electric Utility | 1 | X | NG
Natural Gas Fired Combined Cycle.NG | natural gas combined cycle | TRUE | 15466 | Public Service Co of Colorado | 469 | Cherokee | CO | Adams | 6 | Natural Gas Fired Combined Cycle | CT | CHR0 | S | 185.3 | 0.85 | 168 | 176 | 32 | N |  |  | N | Electric Utility | 1 | X | NG
Natural Gas Fired Combined Cycle.NG | natural gas combined cycle | TRUE | 15466 | Public Service Co of Colorado | 469 | Cherokee | CO | Adams | 7 | Natural Gas Fired Combined Cycle | CA | CHR0 | S | 255 | 0.85 | 240 | 248 | 104 | N |  |  | N | Electric Utility | 1 | X | NG
Conventional Steam Coal.SUB | hard coal | TRUE | 15466 | Public Service Co of Colorado | 470 | Comanche (CO) | CO | Pueblo | 2 | Conventional Steam Coal | ST |  | S | 396 | 0.9 | 335 | 335 | 170 | N | 12 | 2025 | N | Electric Utility | 1 | X | SUB | NG
Conventional Steam Coal.SUB | hard coal | TRUE | 15466 | Public Service Co of Colorado | 470 | Comanche (CO) | CO | Pueblo | 3 | Conventional Steam Coal | ST |  | J | 856.8 | 0.85 | 750 | 766 | 450 | N |  |  | N | Electric Utility | 1 | X | SUB | NG
Natural Gas Fired Combustion Turbine.NG | natural gas peaker | TRUE | 15466 | Public Service Co of Colorado | 471 | Fruita | CO | Mesa | 1 | Natural Gas Fired Combustion Turbine | GT |  | S | 26.6 | 0.9 | 14 | 18 | 5 | N | 12 | 2026 | N | Electric Utility | 1 | X | NG | DFO
Conventional Hydroelectric.WAT | hydro | TRUE | 15466 | Public Service Co of Colorado | 472 | Georgetown Hydro | CO | Clear Creek | 1 | Conventional Hydroelectric | HY |  | S | 0.6 | 0.9 | 0.8 | 0.6 | 0.6 | N |  |  | N | Electric Utility | 1 | X | WAT
Conventional Hydroelectric.WAT | hydro | TRUE | 15466 | Public Service Co of Colorado | 472 | Georgetown Hydro | CO | Clear Creek | 2 | Conventional Hydroelectric | HY |  | S | 0.6 | 0.9 | 0.8 | 0.6 | 0.6 | N |  |  | N | Electric Utility | 1 | X | WAT
Conventional Hydroelectric.WAT | hydro | TRUE | 15466 | Public Service Co of Colorado | 474 | Salida | CO | Chaffee | 2 | Conventional Hydroelectric | HY |  | S | 0.6 | 0.8 | 0.6 | 0.6 | 0.6 | N | 12 | 2027 | N | Electric Utility | 1 | X | WAT
Conventional Hydroelectric.WAT | hydro | TRUE | 15466 | Public Service Co of Colorado | 476 | Shoshone (CO) | CO | Garfield | A | Conventional Hydroelectric | HY |  | S | 7.2 | 0.9 | 7.5 | 4 | 1 | N |  |  | N | Electric Utility | 1 | X | WAT
Conventional Hydroelectric.WAT | hydro | TRUE | 15466 | Public Service Co of Colorado | 476 | Shoshone (CO) | CO | Garfield | B | Conventional Hydroelectric | HY |  | S | 7.2 | 0.9 | 7.5 | 4 | 1 | N |  |  | N | Electric Utility | 1 | X | WAT
Natural Gas Fired Combustion Turbine.NG | natural gas peaker | TRUE | 15466 | Public Service Co of Colorado | 477 | Valmont | CO | Boulder | 6 | Natural Gas Fired Combustion Turbine | GT |  | S | 59.3 | 0.9 | 43 | 51 | 18 | N | 12 | 2026 | N | Electric Utility | 1 | X | NG
Conventional Hydroelectric.WAT | hydro | TRUE | 12397 | Metropolitan Water District of S CA | 479 | Temescal | CA | Riverside | 1 | Conventional Hydroelectric | HY |  | S | 2.9 | 0.85 | 2.8 | 2.8 | 1.5 | N |  |  | N | Electric Utility | 1 | X | WAT
Conventional Hydroelectric.WAT | hydro | TRUE | 12397 | Metropolitan Water District of S CA | 480 | Corona | CA | Riverside | 1 | Conventional Hydroelectric | HY |  | S | 2.9 | 0.85 | 2.8 | 2.8 | 1.4 | N |  |  | N | Electric Utility | 1 | X | WAT
Conventional Hydroelectric.WAT | hydro | TRUE | 12397 | Metropolitan Water District of S CA | 481 | Perris | CA | Riverside | 1 | Conventional Hydroelectric | HY |  | S | 7.9 | 1 | 7.9 | 7.9 | 1.5 | N |  |  | N | Electric Utility | 1 | X | WAT
Conventional Hydroelectric.WAT | hydro | TRUE | 12397 | Metropolitan Water District of S CA | 482 | Rio Hondo | CA | Los Angeles | 1 | Conventional Hydroelectric | HY |  | S | 1.9 | 0.87 | 1.9 | 1.9 | 0.5 | N |  |  | N | Electric Utility | 1 | X | WAT
Conventional Hydroelectric.WAT | hydro | TRUE | 12397 | Metropolitan Water District of S CA | 483 | Coyote Creek | CA | Orange | 1 | Conventional Hydroelectric | HY |  | S | 3.1 | 0.87 | 3.1 | 3.1 | 0.7 | N |  |  | N | Electric Utility | 1 | X | WAT
Conventional Hydroelectric.WAT | hydro | TRUE | 12397 | Metropolitan Water District of S CA | 484 | Red Mountain | CA | San Diego | 1 | Conventional Hydroelectric | HY |  | S | 5.9 | 1 | 5.9 | 5.9 | 1 | N |  |  | N | Electric Utility | 1 | X | WAT
Conventional Hydroelectric.WAT | hydro | TRUE | 12397 | Metropolitan Water District of S CA | 487 | Valley View | CA | Orange | 1 | Conventional Hydroelectric | HY |  | S | 4.1 | 1 | 4.1 | 4.1 | 1.2 | N |  |  | N | Electric Utility | 1 | X | WAT
Conventional Hydroelectric.WAT | hydro | TRUE | 19281 | Turlock Irrigation District | 489 | Upper Dawson | CA | Tuolumne | 1 | Conventional Hydroelectric | HY |  | S | 4.4 | 0.95 | 5.5 | 5.5 | 0.6 | N |  |  | N | Electric Utility | 1 | X | WAT
Natural Gas Steam Turbine.NG | natural gas steam turbine | TRUE | 3989 | City of Colorado Springs - (CO) | 493 | George Birdsall | CO | El Paso | 1 | Natural Gas Steam Turbine | ST |  | S | 17.3 | 0.85 | 16 | 16 | 5 | N |  |  | N | Electric Utility | 1 | X | NG | DFO
Natural Gas Steam Turbine.NG | natural gas steam turbine | TRUE | 3989 | City of Colorado Springs - (CO) | 493 | George Birdsall | CO | El Paso | 2 | Natural Gas Steam Turbine | ST |  | S | 18.8 | 0.85 | 16 | 16 | 5 | N |  |  | N | Electric Utility | 1 | X | NG | DFO
Natural Gas Steam Turbine.NG | natural gas steam turbine | TRUE | 3989 | City of Colorado Springs - (CO) | 493 | George Birdsall | CO | El Paso | 3 | Natural Gas Steam Turbine | ST |  | S | 25 | 0.85 | 23 | 23 | 6 | N |  |  | N | Electric Utility | 1 | X | NG | DFO
Conventional Hydroelectric.WAT | hydro | TRUE | 3989 | City of Colorado Springs - (CO) | 494 | Manitou Springs | CO | El Paso | 1 | Conventional Hydroelectric | HY |  | S | 2.5 | 1 | 2.5 | 2.5 | 0.1 | N |  |  | N | Electric Utility | 1 | X | WAT
Conventional Hydroelectric.WAT | hydro | TRUE | 3989 | City of Colorado Springs - (CO) | 494 | Manitou Springs | CO | El Paso | 2 | Conventional Hydroelectric | HY |  | S | 2.5 | 1 | 2.5 | 2.5 | 0.1 | N |  |  | N | Electric Utility | 1 | X | WAT
Conventional Hydroelectric.WAT | hydro | TRUE | 3989 | City of Colorado Springs - (CO) | 494 | Manitou Springs | CO | El Paso | 3 | Conventional Hydroelectric | HY |  | S | 0.6 | 0.81 | 0.5 | 0.5 | 0 | N |  |  | N | Electric Utility | 1 | X | WAT
Conventional Hydroelectric.WAT | hydro | TRUE | 3989 | City of Colorado Springs - (CO) | 495 | Ruxton Park | CO | El Paso | 1 | Conventional Hydroelectric | HY |  | S | 1 | 0.8 | 1 | 1 | 0.1 | N |  |  | N | Electric Utility | 1 | X | WAT
Petroleum Liquids.DFO | petroleum | TRUE | 8751 | Town of Holly - (CO) | 502 | Holly | CO | Prowers | 5 | Petroleum Liquids | IC |  | S | 0.4 | 0.8 | 0.3 | 0.3 |  | N |  |  | N | Electric Utility | 1 | X | DFO
Petroleum Liquids.DFO | petroleum | TRUE | 8751 | Town of Holly - (CO) | 502 | Holly | CO | Prowers | CAT | Petroleum Liquids | IC |  | J | 1.8 | 0.8 | 1.7 | 1.8 |  | N |  |  | N | Electric Utility | 1 | X | DFO
Petroleum Liquids.DFO | petroleum | TRUE | 8751 | Town of Holly - (CO) | 502 | Holly | CO | Prowers | EMD | Petroleum Liquids | IC |  | S | 0.7 | 0.8 | 0.7 | 0.8 |  | N |  |  | N | Electric Utility | 1 | X | DFO
Petroleum Liquids.DFO | petroleum | TRUE | 9928 | City of Julesburg - (CO) | 504 | Julesburg | CO | Sedgwick | 1 | Petroleum Liquids | IC |  | S | 0.9 | 0.8 | 0.7 | 0.7 | 0.1 | N |  |  | N | Electric Utility | 1 | X | DFO
Petroleum Liquids.DFO | petroleum | TRUE | 9928 | City of Julesburg - (CO) | 504 | Julesburg | CO | Sedgwick | 3 | Petroleum Liquids | IC |  | S | 0.3 | 0.8 | 0.2 | 0.2 | 0.1 | N |  |  | N | Electric Utility | 1 | X | DFO
Petroleum Liquids.DFO | petroleum | TRUE | 9928 | City of Julesburg - (CO) | 504 | Julesburg | CO | Sedgwick | 4 | Petroleum Liquids | IC |  | S | 1.3 | 0.8 | 1.1 | 1.1 | 0.1 | N |  |  | N | Electric Utility | 1 | X | DFO
Petroleum Liquids.DFO | petroleum | TRUE | 9928 | City of Julesburg - (CO) | 504 | Julesburg | CO | Sedgwick | 5 | Petroleum Liquids | IC |  | S | 0.3 | 0.8 | 0.2 | 0.2 | 0.1 | N |  |  | N | Electric Utility | 1 | X | DFO
Conventional Hydroelectric.WAT | hydro | TRUE | 2518 | U S Bureau of Reclamation | 505 | Boysen | WY | Fremont | 1 | Conventional Hydroelectric | HY |  | S | 7.5 | 0.9 | 8.6 | 8.6 | 0 | N |  |  | N | Electric Utility | 1 | X | WAT
Conventional Hydroelectric.WAT | hydro | TRUE | 2518 | U S Bureau of Reclamation | 505 | Boysen | WY | Fremont | 2 | Conventional Hydroelectric | HY |  | S | 7.5 | 0.9 | 8.6 | 8.6 | 0 | N |  |  | N | Electric Utility | 1 | X | WAT
Petroleum Liquids.DFO | petroleum | TRUE | 10730 | City of Las Animas - (CO) | 507 | Las Animas | CO | Bent | 1 | Petroleum Liquids | IC |  | S | 0.3 | 0.8 | 0.3 | 0.3 | 0.1 | N |  |  | N | Electric Utility | 1 | X | DFO
Petroleum Liquids.DFO | petroleum | TRUE | 10730 | City of Las Animas - (CO) | 507 | Las Animas | CO | Bent | 2 | Petroleum Liquids | IC |  | S | 0.3 | 0.8 | 0.3 | 0.3 | 0.1 | N |  |  | N | Electric Utility | 1 | X | DFO
Petroleum Liquids.DFO | petroleum | TRUE | 10730 | City of Las Animas - (CO) | 507 | Las Animas | CO | Bent | 4 | Petroleum Liquids | IC |  | S | 1 | 0.8 | 1 | 1 | 0.5 | N |  |  | N | Electric Utility | 1 | X | DFO
Petroleum Liquids.DFO | petroleum | TRUE | 10730 | City of Las Animas - (CO) | 507 | Las Animas | CO | Bent | 5 | Petroleum Liquids | IC |  | S | 1 | 0.8 | 1 | 1 | 0.5 | N |  |  | N | Electric Utility | 1 | X | DFO
Petroleum Liquids.DFO | petroleum | TRUE | 10730 | City of Las Animas - (CO) | 507 | Las Animas | CO | Bent | 6 | Petroleum Liquids | IC |  | S | 3 | 0.8 | 2.5 | 2.5 | 1 | N |  |  | N | Electric Utility | 1 | X | DFO
Petroleum Liquids.DFO | petroleum | TRUE | 10633 | City of Lamar - (CO) | 508 | Lamar Plant | CO | Prowers | IC1 | Petroleum Liquids | IC |  | S | 1 | 0.8 | 1 | 1 | 0.5 | N |  |  | N | Electric Utility | 1 | X | DFO
Petroleum Liquids.DFO | petroleum | TRUE | 10633 | City of Lamar - (CO) | 508 | Lamar Plant | CO | Prowers | IC2 | Petroleum Liquids | IC |  | S | 1 | 0.8 | 1 | 1 | 0.5 | N |  |  | N | Electric Utility | 1 | X | DFO
Onshore Wind Turbine.WND | onshore wind | TRUE | 10633 | City of Lamar - (CO) | 508 | Lamar Plant | CO | Prowers | T1-T3 | Onshore Wind Turbine | WT |  | S | 4.5 |  | 4 | 4 | 1 | N |  |  | N | Electric Utility | 1 | X | WND
Onshore Wind Turbine.WND | onshore wind | TRUE | 10633 | City of Lamar - (CO) | 508 | Lamar Plant | CO | Prowers | T4 | Onshore Wind Turbine | WT |  | W | 1.5 |  | 1.5 | 1.5 | 1 | N |  |  | N | Electric Utility | 1 | X | WND
Geothermal.GEO | geothermal | TRUE | 7160 | Geysers Power Co LLC | 510 | Sonoma California Geothermal | CA | Lake | 1 | Geothermal | ST |  | S | 78 | 1 | 50 | 55 | 10 | N |  |  | N | IPP Non-CHP | 2 | X | GEO
Natural Gas Internal Combustion Engine.NG | natural gas peaker | TRUE | 19204 | City of Trinidad - (CO) | 511 | Trinidad (CO) | CO | Las Animas | 3 | Natural Gas Internal Combustion Engine | IC |  | S | 1.9 | 1 | 1.9 | 1.9 | 1.9 | N |  |  | N | Electric Utility | 1 | X | NG | DFO
Natural Gas Internal Combustion Engine.NG | natural gas peaker | TRUE | 19204 | City of Trinidad - (CO) | 511 | Trinidad (CO) | CO | Las Animas | 4 | Natural Gas Internal Combustion Engine | IC |  | S | 1.9 | 1 | 1.9 | 1.9 | 1.9 | N |  |  | N | Electric Utility | 1 | X | NG | DFO
Petroleum Liquids.DFO | petroleum | TRUE | 19204 | City of Trinidad - (CO) | 511 | Trinidad (CO) | CO | Las Animas | 5 | Petroleum Liquids | IC |  | W | 1.8 | 1 | 1.8 | 1.8 | 1.8 | N |  |  | N | Electric Utility | 1 | X | DFO
Petroleum Liquids.DFO | petroleum | TRUE | 19204 | City of Trinidad - (CO) | 511 | Trinidad (CO) | CO | Las Animas | 6 | Petroleum Liquids | IC |  | W | 1.8 | 1 | 1.8 | 1.8 | 1.8 | N |  |  | N | Electric Utility | 1 | X | DFO
Petroleum Liquids.DFO | petroleum | TRUE | 19204 | City of Trinidad - (CO) | 511 | Trinidad (CO) | CO | Las Animas | 7 | Petroleum Liquids | IC |  | W | 1.8 | 1 | 1.8 | 1.8 | 1.8 | N |  |  | N | Electric Utility | 1 | X | DFO
Conventional Hydroelectric.WAT | hydro | TRUE | 2518 | U S Bureau of Reclamation | 512 | Blue Mesa | CO | Gunnison | 1 | Conventional Hydroelectric | HY |  | S | 43.2 | 0.9 | 43.2 | 43.2 | 0 | N |  |  | N | Electric Utility | 1 | X | WAT
Conventional Hydroelectric.WAT | hydro | TRUE | 2518 | U S Bureau of Reclamation | 512 | Blue Mesa | CO | Gunnison | 2 | Conventional Hydroelectric | HY |  | S | 43.2 | 0.9 | 43.2 | 43.2 | 0 | N |  |  | N | Electric Utility | 1 | X | WAT
Conventional Hydroelectric.WAT | hydro | TRUE | 2518 | U S Bureau of Reclamation | 513 | Estes | CO | Larimer | 1 | Conventional Hydroelectric | HY |  | S | 15 | 0.9 | 17.2 | 17.2 | 0 | N |  |  | N | Electric Utility | 1 | X | WAT
Conventional Hydroelectric.WAT | hydro | TRUE | 2518 | U S Bureau of Reclamation | 513 | Estes | CO | Larimer | 2 | Conventional Hydroelectric | HY |  | S | 15 | 0.9 | 17.2 | 17.2 | 0 | N |  |  | N | Electric Utility | 1 | X | WAT
Conventional Hydroelectric.WAT | hydro | TRUE | 2518 | U S Bureau of Reclamation | 513 | Estes | CO | Larimer | 3 | Conventional Hydroelectric | HY |  | S | 15 | 0.9 | 17.2 | 17.2 | 0 | N |  |  | N | Electric Utility | 1 | X | WAT
Conventional Hydroelectric.WAT | hydro | TRUE | 2518 | U S Bureau of Reclamation | 514 | Morrow Point | CO | Montrose | 1 | Conventional Hydroelectric | HY |  | S | 86.6 | 0.9 | 86.6 | 86.6 | 0 | N |  |  | N | Electric Utility | 1 | X | WAT
Conventional Hydroelectric.WAT | hydro | TRUE | 2518 | U S Bureau of Reclamation | 514 | Morrow Point | CO | Montrose | 2 | Conventional Hydroelectric | HY |  | S | 86.6 | 0.9 | 86.6 | 86.6 | 0 | N |  |  | N | Electric Utility | 1 | X | WAT
Conventional Hydroelectric.WAT | hydro | TRUE | 2518 | U S Bureau of Reclamation | 515 | Big Thompson | CO | Larimer | 1 | Conventional Hydroelectric | HY |  | S | 4.5 | 1 | 5.2 | 4.1 | 0 | N |  |  | N | Electric Utility | 1 | X | WAT
Conventional Hydroelectric.WAT | hydro | TRUE | 2518 | U S Bureau of Reclamation | 516 | Green Mountain | CO | Summit | 1 | Conventional Hydroelectric | HY |  | S | 13 | 0.9 | 13 | 13 | 0 | N |  |  | N | Electric Utility | 1 | X | WAT
Conventional Hydroelectric.WAT | hydro | TRUE | 2518 | U S Bureau of Reclamation | 516 | Green Mountain | CO | Summit | 2 | Conventional Hydroelectric | HY |  | S | 13 | 0.9 | 13 | 13 | 0 | N |  |  | N | Electric Utility | 1 | X | WAT
Conventional Hydroelectric.WAT | hydro | TRUE | 2518 | U S Bureau of Reclamation | 517 | Marys Lake | CO | Larimer | 1 | Conventional Hydroelectric | HY |  | S | 8.1 | 0.9 | 9.3 | 9.3 | 0 | N |  |  | N | Electric Utility | 1 | X | WAT
Conventional Hydroelectric.WAT | hydro | TRUE | 2518 | U S Bureau of Reclamation | 518 | Flatiron | CO | Larimer | 1 | Conventional Hydroelectric | HY |  | S | 43 | 0.94 | 43 | 43 | 0 | N |  |  | N | Electric Utility | 1 | X | WAT
Conventional Hydroelectric.WAT | hydro | TRUE | 2518 | U S Bureau of Reclamation | 518 | Flatiron | CO | Larimer | 2 | Conventional Hydroelectric | HY |  | S | 43 | 0.94 | 43 | 43 | 0 | N |  |  | N | Electric Utility | 1 | X | WAT
Hydroelectric Pumped Storage.WAT | other | TRUE | 2518 | U S Bureau of Reclamation | 518 | Flatiron | CO | Larimer | 3 | Hydroelectric Pumped Storage | PS |  | S | 8.5 | 0.94 | 8.5 | 8.5 | 0 | N |  |  | N | Electric Utility | 1 | X | WAT
Conventional Hydroelectric.WAT | hydro | TRUE | 2518 | U S Bureau of Reclamation | 519 | Pole Hill | CO | Larimer | 1 | Conventional Hydroelectric | HY |  | S | 38.2 | 0.95 | 38.2 | 38.2 | 0 | N |  |  | N | Electric Utility | 1 | X | WAT
Conventional Hydroelectric.WAT | hydro | TRUE | 2518 | U S Bureau of Reclamation | 520 | Lower Molina | CO | Mesa | 1 | Conventional Hydroelectric | HY |  | S | 5.6 | 0.9 | 5.6 | 5.6 | 0 | N |  |  | N | Electric Utility | 1 | X | WAT
Conventional Hydroelectric.WAT | hydro | TRUE | 2518 | U S Bureau of Reclamation | 521 | Upper Molina | CO | Mesa | 1 | Conventional Hydroelectric | HY |  | S | 9.9 | 0.9 | 9.9 | 9.9 | 0 | N |  |  | N | Electric Utility | 1 | X | WAT
Conventional Steam Coal.BIT | hard coal | TRUE | 15466 | Public Service Co of Colorado | 525 | Hayden | CO | Routt | 1 | Conventional Steam Coal | ST |  | J | 190 | 0.94 | 179 | 179 | 110 | N | 12 | 2028 | N | Electric Utility | 1 | X | BIT | NG | DFO
Conventional Steam Coal.BIT | hard coal | TRUE | 15466 | Public Service Co of Colorado | 525 | Hayden | CO | Routt | 2 | Conventional Steam Coal | ST |  | J | 275.4 | 0.9 | 262 | 262 | 120 | N | 12 | 2027 | N | Electric Utility | 1 | X | BIT | DFO
Conventional Hydroelectric.WAT | hydro | TRUE | 16534 | Sacramento Municipal Util Dist | 531 | Camp Far West | CA | Placer | 1 | Conventional Hydroelectric | HY |  | W | 7.2 | 0.95 | 7.2 | 7.2 | 1 | N |  |  | N | Electric Utility | 1 | X | WAT
Natural Gas Fired Combined Cycle.NG | natural gas combined cycle | TRUE | 189 | PowerSouth Energy Cooperative | 533 | McWilliams | AL | Covington | 1 | Natural Gas Fired Combined Cycle | CA | MCWM | S | 7.5 | 0.8 | 9 | 9 | 2.5 | N |  |  | N | Electric Utility | 1 | X | NG | DFO
Natural Gas Fired Combined Cycle.NG | natural gas combined cycle | TRUE | 189 | PowerSouth Energy Cooperative | 533 | McWilliams | AL | Covington | 2 | Natural Gas Fired Combined Cycle | CA | MCWM | S | 7.5 | 0.8 | 9 | 9 | 2.5 | N |  |  | N | Electric Utility | 1 | X | NG | DFO
Natural Gas Fired Combined Cycle.NG | natural gas combined cycle | TRUE | 189 | PowerSouth Energy Cooperative | 533 | McWilliams | AL | Covington | 3 | Natural Gas Fired Combined Cycle | CA | MCWM | S | 25 | 0.85 | 22 | 22 | 5 | N |  |  | N | Electric Utility | 1 | X | NG | DFO
Natural Gas Fired Combined Cycle.NG | natural gas combined cycle | TRUE | 189 | PowerSouth Energy Cooperative | 533 | McWilliams | AL | Covington | 4 | Natural Gas Fired Combined Cycle | CT | MCWM | S | 107 | 0.85 | 109 | 116 | 6 | N |  |  | N | Electric Utility | 1 | X | NG | DFO
Natural Gas Fired Combined Cycle.NG | natural gas combined cycle | TRUE | 189 | PowerSouth Energy Cooperative | 533 | McWilliams | AL | Covington | VAN1 | Natural Gas Fired Combined Cycle | CT | VANN | S | 165 | 0.85 | 171 | 205 | 90 | N |  |  | N | Electric Utility | 1 | X | NG
Natural Gas Fired Combined Cycle.NG | natural gas combined cycle | TRUE | 189 | PowerSouth Energy Cooperative | 533 | McWilliams | AL | Covington | VAN2 | Natural Gas Fired Combined Cycle | CT | VANN | S | 165 | 0.85 | 168 | 205 | 90 | N |  |  | N | Electric Utility | 1 | X | NG
Natural Gas Fired Combined Cycle.NG | natural gas combined cycle | TRUE | 189 | PowerSouth Energy Cooperative | 533 | McWilliams | AL | Covington | VAN3 | Natural Gas Fired Combined Cycle | CA | VANN | S | 177 | 0.9 | 176 | 185 | 60 | N |  |  | N | Electric Utility | 1 | X | NG
Conventional Hydroelectric.WAT | hydro | TRUE | 16534 | Sacramento Municipal Util Dist | 534 | Jones Fork | CA | El Dorado | 1 | Conventional Hydroelectric | HY |  | S | 10 | 0.95 | 10 | 10 | 1 | N |  |  | N | Electric Utility | 1 | X | WAT
Natural Gas Fired Combustion Turbine.NG | natural gas peaker | TRUE | 16534 | Sacramento Municipal Util Dist | 535 | McClellan (CA) | CA | Sacramento | 1 | Natural Gas Fired Combustion Turbine | GT |  | W | 77 | 0.85 | 77 | 77 | 55 | N |  |  | N | Electric Utility | 1 | X | NG
Conventional Hydroelectric.WAT | hydro | TRUE | 5571 | East Bay Municipal Util Dist | 537 | Camanche | CA | San Joaquin | 1 | Conventional Hydroelectric | HY |  | S | 3.6 | 0.95 | 3.5 | 3.5 | 0.8 | N |  |  | N | Electric Utility | 1 | X | WAT
Conventional Hydroelectric.WAT | hydro | TRUE | 5571 | East Bay Municipal Util Dist | 537 | Camanche | CA | San Joaquin | 2 | Conventional Hydroelectric | HY |  | S | 3.6 | 0.95 | 3.5 | 3.5 | 0.8 | N |  |  | N | Electric Utility | 1 | X | WAT
Conventional Hydroelectric.WAT | hydro | TRUE | 5571 | East Bay Municipal Util Dist | 537 | Camanche | CA | San Joaquin | 3 | Conventional Hydroelectric | HY |  | S | 3.6 | 0.95 | 3.5 | 3.5 | 0.8 | N |  |  | N | Electric Utility | 1 | X | WAT
Hydroelectric Pumped Storage.WAT | other | TRUE | 54895 | FirstLight Power Resources Services LLC | 539 | Rocky River (CT) | CT | Litchfield | 1 | Hydroelectric Pumped Storage | PS |  | W | 3.5 | 0.8 | 2 | 2 | 2 | N |  |  | N | IPP Non-CHP | 2 | X | WAT
Hydroelectric Pumped Storage.WAT | other | TRUE | 54895 | FirstLight Power Resources Services LLC | 539 | Rocky River (CT) | CT | Litchfield | 2 | Hydroelectric Pumped Storage | PS |  | W | 3.5 | 0.8 | 2 | 2 | 2 | N |  |  | N | IPP Non-CHP | 2 | X | WAT
Hydroelectric Pumped Storage.WAT | other | TRUE | 54895 | FirstLight Power Resources Services LLC | 539 | Rocky River (CT) | CT | Litchfield | 3 | Hydroelectric Pumped Storage | PS |  | W | 24 | 0.8 | 25.4 | 25 | 23 | N |  |  | N | IPP Non-CHP | 2 | X | WAT
Petroleum Liquids.KER | petroleum | TRUE | 22379 | Connecticut Jet Power LLC | 540 | Branford | CT | New Haven | UN10 | Petroleum Liquids | GT |  | S | 21.8 | 0.85 | 17.4 | 22.5 | 17.4 | N |  |  | N | IPP Non-CHP | 2 | X | KER
Conventional Hydroelectric.WAT | hydro | TRUE | 54895 | FirstLight Power Resources Services LLC | 541 | Bulls Bridge | CT | Litchfield | 1 | Conventional Hydroelectric | HY |  | W | 1.2 | 0.8 | 1.4 | 1.4 | 0.3 | N |  |  | N | IPP Non-CHP | 2 | X | WAT
Conventional Hydroelectric.WAT | hydro | TRUE | 54895 | FirstLight Power Resources Services LLC | 541 | Bulls Bridge | CT | Litchfield | 2 | Conventional Hydroelectric | HY |  | W | 1.2 | 0.8 | 1.4 | 1.4 | 0.3 | N |  |  | N | IPP Non-CHP | 2 | X | WAT
Conventional Hydroelectric.WAT | hydro | TRUE | 54895 | FirstLight Power Resources Services LLC | 541 | Bulls Bridge | CT | Litchfield | 3 | Conventional Hydroelectric | HY |  | W | 1.2 | 0.8 | 1.4 | 1.4 | 0.3 | N |  |  | N | IPP Non-CHP | 2 | X | WAT
Conventional Hydroelectric.WAT | hydro | TRUE | 54895 | FirstLight Power Resources Services LLC | 541 | Bulls Bridge | CT | Litchfield | 4 | Conventional Hydroelectric | HY |  | W | 1.2 | 0.8 | 1.4 | 1.4 | 0.3 | N |  |  | N | IPP Non-CHP | 2 | X | WAT
Conventional Hydroelectric.WAT | hydro | TRUE | 54895 | FirstLight Power Resources Services LLC | 541 | Bulls Bridge | CT | Litchfield | 5 | Conventional Hydroelectric | HY |  | W | 1.2 | 0.8 | 1.4 | 1.4 | 0.3 | N |  |  | N | IPP Non-CHP | 2 | X | WAT
Conventional Hydroelectric.WAT | hydro | TRUE | 54895 | FirstLight Power Resources Services LLC | 541 | Bulls Bridge | CT | Litchfield | 6 | Conventional Hydroelectric | HY |  | W | 1.2 | 0.8 | 1.4 | 1.4 | 0.3 | N |  |  | N | IPP Non-CHP | 2 | X | WAT
Petroleum Liquids.KER | petroleum | TRUE | 22379 | Connecticut Jet Power LLC | 542 | Cos Cob | CT | Fairfield | UN10 | Petroleum Liquids | GT |  | S | 25 | 0.85 | 19.1 | 24 | 19.1 | N |  |  | N | IPP Non-CHP | 2 | X | KER
Petroleum Liquids.KER | petroleum | TRUE | 22379 | Connecticut Jet Power LLC | 542 | Cos Cob | CT | Fairfield | UN11 | Petroleum Liquids | GT |  | S | 25 | 0.85 | 18.7 | 23.6 | 18.7 | N |  |  | N | IPP Non-CHP | 2 | X | KER
Petroleum Liquids.KER | petroleum | TRUE | 22379 | Connecticut Jet Power LLC | 542 | Cos Cob | CT | Fairfield | UN12 | Petroleum Liquids | GT |  | S | 25 | 0.85 | 19.1 | 24 | 19.1 | N |  |  | N | IPP Non-CHP | 2 | X | KER
Petroleum Liquids.KER | petroleum | TRUE | 22379 | Connecticut Jet Power LLC | 542 | Cos Cob | CT | Fairfield | UN13 | Petroleum Liquids | GT |  | S | 20 | 0.85 | 19.1 | 24 | 19.1 | N |  |  | N | IPP Non-CHP | 2 | X | KER
Petroleum Liquids.KER | petroleum | TRUE | 22379 | Connecticut Jet Power LLC | 542 | Cos Cob | CT | Fairfield | un14 | Petroleum Liquids | GT |  | S | 20 | 0.85 | 19.6 | 23.5 | 19.6 | N |  |  | N | IPP Non-CHP | 2 | X | KER
Petroleum Liquids.KER | petroleum | TRUE | 22350 | Devon Power LLC | 544 | Devon Station | CT | New Haven | 10 | Petroleum Liquids | GT |  | S | 18.6 | 0.85 | 14.4 | 19.2 | 14.4 | N |  |  | N | IPP Non-CHP | 2 | X | KER | DFO | JF
Petroleum Liquids.KER | petroleum | TRUE | 22350 | Devon Power LLC | 544 | Devon Station | CT | New Haven | 11 | Petroleum Liquids | GT |  | S | 51 | 0.85 | 29.2 | 38.8 | 16 | N |  |  | N | IPP Non-CHP | 2 | X | KER | NG
Petroleum Liquids.KER | petroleum | TRUE | 22350 | Devon Power LLC | 544 | Devon Station | CT | New Haven | 12 | Petroleum Liquids | GT |  | S | 51 | 0.85 | 29.2 | 38.4 | 16 | N |  |  | N | IPP Non-CHP | 2 | X | KER | NG
Petroleum Liquids.KER | petroleum | TRUE | 22350 | Devon Power LLC | 544 | Devon Station | CT | New Haven | 13 | Petroleum Liquids | GT |  | S | 51 | 0.85 | 29.9 | 38.9 | 16 | N |  |  | N | IPP Non-CHP | 2 | X | KER | NG
Petroleum Liquids.KER | petroleum | TRUE | 22350 | Devon Power LLC | 544 | Devon Station | CT | New Haven | 14 | Petroleum Liquids | GT |  | S | 51 | 0.85 | 29.7 | 40.3 | 16 | N |  |  | N | IPP Non-CHP | 2 | X | KER | NG
Petroleum Liquids.DFO | petroleum | TRUE | 22380 | NRG Montville Operations Inc | 546 | Montville Station | CT | New London | 10 | Petroleum Liquids | IC |  | S | 2.7 | 0.8 | 2.7 | 2.7 | 1 | N |  |  | N | IPP Non-CHP | 2 | X | DFO
Petroleum Liquids.DFO | petroleum | TRUE | 22380 | NRG Montville Operations Inc | 546 | Montville Station | CT | New London | 11 | Petroleum Liquids | IC |  | S | 2.7 | 0.8 | 2.7 | 2.7 | 1 | N |  |  | N | IPP Non-CHP | 2 | X | DFO
Natural Gas Steam Turbine.NG | natural gas steam turbine | TRUE | 22380 | NRG Montville Operations Inc | 546 | Montville Station | CT | New London | 5 | Natural Gas Steam Turbine | ST |  | S | 75 | 0.8 | 81 | 83 | 40 | N |  |  | N | IPP Non-CHP | 2 | X | NG | RFO
Petroleum Liquids.RFO | petroleum | TRUE | 22380 | NRG Montville Operations Inc | 546 | Montville Station | CT | New London | 6 | Petroleum Liquids | ST |  | S | 414.9 | 0.9 | 410 | 410 | 125 | N |  |  | N | IPP Non-CHP | 2 | X | RFO
Hydroelectric Pumped Storage.WAT | other | TRUE | 58185 | FirstLight Power Resources, Inc. - MA | 547 | Northfield Mountain | MA | Franklin | 1 | Hydroelectric Pumped Storage | PS |  | S | 292 | 0.95 | 292 | 292 | 125 | N |  |  | N | IPP Non-CHP | 2 | X | WAT
Hydroelectric Pumped Storage.WAT | other | TRUE | 58185 | FirstLight Power Resources, Inc. - MA | 547 | Northfield Mountain | MA | Franklin | 2 | Hydroelectric Pumped Storage | PS |  | S | 292 | 0.95 | 292 | 292 | 125 | N |  |  | N | IPP Non-CHP | 2 | X | WAT
Hydroelectric Pumped Storage.WAT | other | TRUE | 58185 | FirstLight Power Resources, Inc. - MA | 547 | Northfield Mountain | MA | Franklin | 3 | Hydroelectric Pumped Storage | PS |  | S | 292 | 0.95 | 292 | 292 | 125 | N |  |  | N | IPP Non-CHP | 2 | X | WAT
Hydroelectric Pumped Storage.WAT | other | TRUE | 58185 | FirstLight Power Resources, Inc. - MA | 547 | Northfield Mountain | MA | Franklin | 4 | Hydroelectric Pumped Storage | PS |  | S | 292 | 0.95 | 292 | 292 | 125 | N |  |  | N | IPP Non-CHP | 2 | X | WAT
Wood/Wood Waste Biomass.WDS | biomass | TRUE | 20169 | Avista Corp | 550 | Kettle Falls Generating Station | WA | Stevens | 1 | Wood/Wood Waste Biomass | ST |  | S | 50.7 | 0.95 | 50 | 50.7 | 12 | N |  |  | N | Electric Utility | 1 | X | WDS | NG
Natural Gas Fired Combustion Turbine.NG | natural gas peaker | TRUE | 20169 | Avista Corp | 550 | Kettle Falls Generating Station | WA | Stevens | 2 | Natural Gas Fired Combustion Turbine | GT |  | S | 7.2 | 0.8 | 6.2 | 8 | 1 | N |  |  | N | Electric Utility | 1 | X | NG
Conventional Hydroelectric.WAT | hydro | TRUE | 54895 | FirstLight Power Resources Services LLC | 551 | Scotland Dam | CT | Windham | 1 | Conventional Hydroelectric | HY |  | W | 2 | 0.8 | 1.7 | 2.2 | 0.2 | N |  |  | N | IPP Non-CHP | 2 | X | WAT
Conventional Hydroelectric.WAT | hydro | TRUE | 54895 | FirstLight Power Resources Services LLC | 552 | Shepaug | CT | New Haven | 1 | Conventional Hydroelectric | HY |  | W | 37.2 | 0.85 | 41.5 | 42.6 | 35 | N |  |  | N | IPP Non-CHP | 2 | X | WAT
Conventional Hydroelectric.WAT | hydro | TRUE | 54895 | FirstLight Power Resources Services LLC | 553 | Stevenson | CT | Fairfield | 1 | Conventional Hydroelectric | HY |  | W | 7.5 | 0.9 | 7.1 | 7.1 | 0.8 | N |  |  | N | IPP Non-CHP | 2 | X | WAT
Conventional Hydroelectric.WAT | hydro | TRUE | 54895 | FirstLight Power Resources Services LLC | 553 | Stevenson | CT | Fairfield | 2 | Conventional Hydroelectric | HY |  | W | 7.5 | 0.9 | 7.1 | 7.1 | 0.8 | N |  |  | N | IPP Non-CHP | 2 | X | WAT
Conventional Hydroelectric.WAT | hydro | TRUE | 54895 | FirstLight Power Resources Services LLC | 553 | Stevenson | CT | Fairfield | 3 | Conventional Hydroelectric | HY |  | W | 7.5 | 0.9 | 7.1 | 7.1 | 0.8 | N |  |  | N | IPP Non-CHP | 2 | X | WAT
Conventional Hydroelectric.WAT | hydro | TRUE | 54895 | FirstLight Power Resources Services LLC | 553 | Stevenson | CT | Fairfield | 4 | Conventional Hydroelectric | HY |  | W | 8 | 0.8 | 7.6 | 7.6 | 0.8 | N |  |  | N | IPP Non-CHP | 2 | X | WAT
Conventional Hydroelectric.WAT | hydro | TRUE | 54895 | FirstLight Power Resources Services LLC | 554 | Taftville | CT | New London | 1 | Conventional Hydroelectric | HY |  | W | 0.4 | 0.8 | 0.4 | 0.4 | 0.1 | N |  |  | N | IPP Non-CHP | 2 | X | WAT
Conventional Hydroelectric.WAT | hydro | TRUE | 54895 | FirstLight Power Resources Services LLC | 554 | Taftville | CT | New London | 2 | Conventional Hydroelectric | HY |  | W | 0.3 | 0.8 | 0.4 | 0.4 | 0.1 | N |  |  | N | IPP Non-CHP | 2 | X | WAT
Conventional Hydroelectric.WAT | hydro | TRUE | 54895 | FirstLight Power Resources Services LLC | 554 | Taftville | CT | New London | 3 | Conventional Hydroelectric | HY |  | W | 0.3 | 0.8 | 0.4 | 0.4 | 0.1 | N |  |  | N | IPP Non-CHP | 2 | X | WAT
Conventional Hydroelectric.WAT | hydro | TRUE | 54895 | FirstLight Power Resources Services LLC | 554 | Taftville | CT | New London | 4 | Conventional Hydroelectric | HY |  | W | 0.3 | 0.8 | 0.4 | 0.4 | 0.1 | N |  |  | N | IPP Non-CHP | 2 | X | WAT
Conventional Hydroelectric.WAT | hydro | TRUE | 54895 | FirstLight Power Resources Services LLC | 554 | Taftville | CT | New London | 5 | Conventional Hydroelectric | HY |  | W | 0.3 | 0.8 | 0.4 | 0.4 | 0.1 | N |  |  | N | IPP Non-CHP | 2 | X | WAT
Conventional Hydroelectric.WAT | hydro | TRUE | 54895 | FirstLight Power Resources Services LLC | 557 | Tunnel | CT | New London | 1 | Conventional Hydroelectric | HY |  | W | 1 | 0.85 | 0.8 | 1.1 | 0.3 | N |  |  | N | IPP Non-CHP | 2 | X | WAT
Petroleum Liquids.JF | petroleum | TRUE | 54895 | FirstLight Power Resources Services LLC | 557 | Tunnel | CT | New London | 10 | Petroleum Liquids | GT |  | W | 18.5 | 0.85 | 16.5 | 21.8 | 5 | N |  |  | N | IPP Non-CHP | 2 | X | JF
Conventional Hydroelectric.WAT | hydro | TRUE | 54895 | FirstLight Power Resources Services LLC | 557 | Tunnel | CT | New London | 2 | Conventional Hydroelectric | HY |  | W | 1 | 0.85 | 0.8 | 1.1 | 0.3 | N |  |  | N | IPP Non-CHP | 2 | X | WAT
Conventional Hydroelectric.WAT | hydro | TRUE | 6207 | Farmington River Power Company | 559 | Rainbow (CT) | CT | Hartford | 1 | Conventional Hydroelectric | HY |  | S | 4 | 1 | 4 | 4 | 4 | N |  |  | N | Electric Utility | 1 | X | WAT
Conventional Hydroelectric.WAT | hydro | TRUE | 6207 | Farmington River Power Company | 559 | Rainbow (CT) | CT | Hartford | 2 | Conventional Hydroelectric | HY |  | S | 4 | 1 | 4 | 4 | 4 | N |  |  | N | Electric Utility | 1 | X | WAT
Conventional Hydroelectric.WAT | hydro | TRUE | 54895 | FirstLight Power Resources Services LLC | 560 | Falls Village | CT | Litchfield | 1 | Conventional Hydroelectric | HY |  | W | 3 | 0.8 | 3.3 | 3.7 | 0.3 | N |  |  | N | IPP Non-CHP | 2 | X | WAT
Conventional Hydroelectric.WAT | hydro | TRUE | 54895 | FirstLight Power Resources Services LLC | 560 | Falls Village | CT | Litchfield | 2 | Conventional Hydroelectric | HY |  | W | 3 | 0.8 | 3.3 | 3.7 | 0.3 | N |  |  | N | IPP Non-CHP | 2 | X | WAT
Conventional Hydroelectric.WAT | hydro | TRUE | 54895 | FirstLight Power Resources Services LLC | 560 | Falls Village | CT | Litchfield | 3 | Conventional Hydroelectric | HY |  | W | 3 | 0.8 | 3.3 | 3.7 | 0.3 | N |  |  | N | IPP Non-CHP | 2 | X | WAT
Petroleum Liquids.KER | petroleum | TRUE | 22379 | Connecticut Jet Power LLC | 561 | Franklin Drive | CT | Litchfield | UN19 | Petroleum Liquids | GT |  | S | 21.8 | 0.85 | 16.1 | 21.2 | 16.1 | N |  |  | N | IPP Non-CHP | 2 | X | KER
Petroleum Liquids.DFO | petroleum | TRUE | 12490 | Middletown Power LLC | 562 | Middletown | CT | Middlesex | 10 | Petroleum Liquids | GT |  | S | 18.5 | 0.85 | 17.2 | 22.1 | 5 | N |  |  | N | IPP Non-CHP | 2 | X | DFO
Natural Gas Steam Turbine.NG | natural gas steam turbine | TRUE | 12490 | Middletown Power LLC | 562 | Middletown | CT | Middlesex | 2 | Natural Gas Steam Turbine | ST |  | S | 113.6 | 0.85 | 117 | 120 | 45 | N |  |  | N | IPP Non-CHP | 2 | X | NG | RFO
Natural Gas Steam Turbine.NG | natural gas steam turbine | TRUE | 12490 | Middletown Power LLC | 562 | Middletown | CT | Middlesex | 3 | Natural Gas Steam Turbine | ST |  | S | 239.4 | 0.85 | 236 | 245 | 100 | N |  |  | N | IPP Non-CHP | 2 | X | NG | RFO
Petroleum Liquids.RFO | petroleum | TRUE | 12490 | Middletown Power LLC | 562 | Middletown | CT | Middlesex | 4 | Petroleum Liquids | ST |  | S | 414.9 | 0.9 | 400 | 402 | 125 | N |  |  | N | IPP Non-CHP | 2 | X | RFO
Petroleum Liquids.KER | petroleum | TRUE | 4426 | NAES Corp | 563 | South Meadow | CT | Hartford | 11 | Petroleum Liquids | GT |  | W | 41.8 | 0.8 | 35.7 | 46.9 | 10 | N | 6 | 2023 | N | IPP Non-CHP | 2 | X | KER
Petroleum Liquids.KER | petroleum | TRUE | 4426 | NAES Corp | 563 | South Meadow | CT | Hartford | 12 | Petroleum Liquids | GT |  | W | 41.8 | 0.9 | 37.7 | 47.8 | 10 | N | 6 | 2023 | N | IPP Non-CHP | 2 | X | KER
Petroleum Liquids.KER | petroleum | TRUE | 4426 | NAES Corp | 563 | South Meadow | CT | Hartford | 13 | Petroleum Liquids | GT |  | W | 41.8 | 0.9 | 38.3 | 47.9 | 10 | N | 6 | 2023 | N | IPP Non-CHP | 2 | X | KER
Petroleum Liquids.KER | petroleum | TRUE | 4426 | NAES Corp | 563 | South Meadow | CT | Hartford | 14 | Petroleum Liquids | GT |  | W | 41.8 | 0.9 | 36.7 | 46.3 | 10 | N | 6 | 2023 | N | IPP Non-CHP | 2 | X | KER
Conventional Steam Coal.BIT | hard coal | TRUE | 14610 | Orlando Utilities Comm | 564 | Stanton Energy Center | FL | Orange | 1 | Conventional Steam Coal | ST |  | J | 464.5 | 0.9 | 453 | 453 | 90 | N | 12 | 2025 | N | Electric Utility | 1 | X | BIT | NG | LFG
Conventional Steam Coal.BIT | hard coal | TRUE | 14610 | Orlando Utilities Comm | 564 | Stanton Energy Center | FL | Orange | 2 | Conventional Steam Coal | ST |  | J | 464.5 | 0.9 | 469 | 469 | 95 | N |  |  | N | Electric Utility | 1 | X | BIT | NG | LFG
Natural Gas Fired Combined Cycle.NG | natural gas combined cycle | TRUE | 14610 | Orlando Utilities Comm | 564 | Stanton Energy Center | FL | Orange | B | Natural Gas Fired Combined Cycle | CA | OUC | S | 129.8 | 0.85 | 128 | 130 |  | N |  |  | N | Electric Utility | 1 | X | NG | DFO
Natural Gas Fired Combined Cycle.NG | natural gas combined cycle | TRUE | 14610 | Orlando Utilities Comm | 564 | Stanton Energy Center | FL | Orange | B1 | Natural Gas Fired Combined Cycle | CT | OUC | S | 203.2 | 0.85 | 167 | 170 | 155 | N |  |  | N | Electric Utility | 1 | X | NG | DFO
Petroleum Liquids.KER | petroleum | TRUE | 22379 | Connecticut Jet Power LLC | 565 | Torrington Terminal | CT | Litchfield | UN10 | Petroleum Liquids | GT |  | S | 21.8 | 0.85 | 17.4 | 22.5 | 17.4 | N |  |  | N | IPP Non-CHP | 2 | X | KER
Nuclear.NUC | nuclear | TRUE | 5221 | Dominion Energy Nuclear Conn Inc | 566 | Millstone | CT | New London | 2 | Nuclear | ST |  | S | 909.9 | 0.9 | 863.8 | 869.8 | 50 | N |  |  | N | IPP Non-CHP | 2 | X | NUC
Nuclear.NUC | nuclear | TRUE | 5221 | Dominion Energy Nuclear Conn Inc | 566 | Millstone | CT | New London | 3 | Nuclear | ST |  | J | 1253 | 0.93 | 1244.2 | 1250.9 | 65 | Y |  |  | N | IPP Non-CHP | 2 | X | NUC
Natural Gas Fired Combined Cycle.NG | natural gas combined cycle | TRUE | 65448 | Generation Bridge II Connecticut, LLC | 568 | Bridgeport Station | CT | Fairfield | 501 | Natural Gas Fired Combined Cycle | CT | CC1 | S | 375.7 | 0.85 | 342 | 364 | 155 | N |  |  | N | IPP Non-CHP | 2 | X | NG
Natural Gas Fired Combined Cycle.NG | natural gas combined cycle | TRUE | 65448 | Generation Bridge II Connecticut, LLC | 568 | Bridgeport Station | CT | Fairfield | 502 | Natural Gas Fired Combined Cycle | CA | CC1 | S | 200.6 | 0.85 | 154.6 | 150.8 | 82 | N |  |  | N | IPP Non-CHP | 2 | X | NG
Conventional Hydroelectric.WAT | hydro | TRUE | 3249 | Central Hudson Gas & Elec Corp | 579 | Central Hudson High Falls | NY | Ulster | 1 | Conventional Hydroelectric | HY |  | S | 3.2 | 0.89 | 3.2 | 3.2 | 0.2 | N |  |  | N | Electric Utility | 1 | X | WAT
Petroleum Liquids.DFO | petroleum | TRUE | 13831 | City of Norwich - (CT) | 581 | North Main Street | CT | New London | 5 | Petroleum Liquids | GT |  | S | 19 | 0.9 | 15.3 | 18.8 | 2 | N |  |  | N | Electric Utility | 1 | X | DFO
Conventional Hydroelectric.WAT | hydro | TRUE | 13831 | City of Norwich - (CT) | 583 | Tenth Street | CT | New London | 1 | Conventional Hydroelectric | HY |  | S | 1.4 | 0.9 | 1 | 1.2 | 0.1 | N |  |  | N | Electric Utility | 1 | X | WAT
Conventional Hydroelectric.WAT | hydro | TRUE | 6204 | City of Farmington - (NM) | 584 | Navajo Dam | NM | San Juan | 1 | Conventional Hydroelectric | HY |  | S | 15 | 0.9 | 15 | 15 | 6 | N |  |  | N | Electric Utility | 1 | X | WAT
Conventional Hydroelectric.WAT | hydro | TRUE | 6204 | City of Farmington - (NM) | 584 | Navajo Dam | NM | San Juan | 2 | Conventional Hydroelectric | HY |  | S | 15 | 0.9 | 15 | 15 | 6 | N |  |  | N | Electric Utility | 1 | X | WAT
Conventional Hydroelectric.WAT | hydro | TRUE | 9216 | Imperial Irrigation District | 585 | Drop 1 | CA | Imperial | 1 | Conventional Hydroelectric | HY |  | S | 1.9 | 0.8 | 1.3 | 1.5 | 0.2 | N |  |  | N | Electric Utility | 1 | X | WAT
Conventional Hydroelectric.WAT | hydro | TRUE | 9216 | Imperial Irrigation District | 585 | Drop 1 | CA | Imperial | 2 | Conventional Hydroelectric | HY |  | S | 1.9 | 0.8 | 1.2 | 1.1 | 0.2 | N |  |  | N | Electric Utility | 1 | X | WAT
Conventional Hydroelectric.WAT | hydro | TRUE | 9216 | Imperial Irrigation District | 585 | Drop 1 | CA | Imperial | 3 | Conventional Hydroelectric | HY |  | S | 1.9 | 0.8 | 1.3 | 1.1 | 0.2 | N |  |  | N | Electric Utility | 1 | X | WAT
Conventional Hydroelectric.WAT | hydro | TRUE | 9216 | Imperial Irrigation District | 586 | East Highline | CA | Imperial | 1 | Conventional Hydroelectric | HY |  | S | 2.4 | 0.8 | 1 | 0.8 | 0.3 | N |  |  | N | Electric Utility | 1 | X | WAT
Wood/Wood Waste Biomass.WDS | biomass | TRUE | 2548 | City of Burlington Electric - (VT) | 589 | J C McNeil | VT | Chittenden | 1 | Wood/Wood Waste Biomass | ST |  | J | 59.5 | 0.9 | 52 | 54 | 15 | N |  |  | N | Electric Utility | 1 | X | WDS | NG | DFO
Petroleum Liquids.DFO | petroleum | TRUE | 56609 | Calpine Mid-Atlantic Generation LLC | 591 | Christiana | DE | New Castle | CH11 | Petroleum Liquids | GT |  | S | 27.5 | 0.9 | 25 | 25 | 20 | N |  |  | N | IPP Non-CHP | 2 | X | DFO
Petroleum Liquids.DFO | petroleum | TRUE | 56609 | Calpine Mid-Atlantic Generation LLC | 591 | Christiana | DE | New Castle | CH14 | Petroleum Liquids | GT |  | S | 27.5 | 0.9 | 25 | 25 | 20 | N |  |  | N | IPP Non-CHP | 2 | X | DFO
Petroleum Liquids.DFO | petroleum | TRUE | 56609 | Calpine Mid-Atlantic Generation LLC | 592 | Delaware City 10 | DE | New Castle | DC10 | Petroleum Liquids | GT |  | S | 18.5 | 0.85 | 18 | 18 | 15 | N |  |  | N | IPP Non-CHP | 2 | X | DFO
Petroleum Liquids.DFO | petroleum | TRUE | 56609 | Calpine Mid-Atlantic Generation LLC | 593 | Edge Moor | DE | New Castle | 10 | Petroleum Liquids | GT |  | S | 12.5 | 0.85 | 15 | 15 | 12.5 | N |  |  | N | IPP Non-CHP | 2 | X | DFO
Natural Gas Steam Turbine.NG | natural gas steam turbine | TRUE | 56609 | Calpine Mid-Atlantic Generation LLC | 593 | Edge Moor | DE | New Castle | 3 | Natural Gas Steam Turbine | ST |  | S | 75 | 0.85 | 86 | 86 | 25 | N |  |  | N | IPP Non-CHP | 2 | X | NG | RFO | DFO
Natural Gas Steam Turbine.NG | natural gas steam turbine | TRUE | 56609 | Calpine Mid-Atlantic Generation LLC | 593 | Edge Moor | DE | New Castle | 4 | Natural Gas Steam Turbine | ST |  | S | 176.8 | 0.85 | 174 | 174 | 50 | N |  |  | N | IPP Non-CHP | 2 | X | NG | RFO | DFO
Natural Gas Steam Turbine.NG | natural gas steam turbine | TRUE | 56609 | Calpine Mid-Atlantic Generation LLC | 593 | Edge Moor | DE | New Castle | 5 | Natural Gas Steam Turbine | ST |  | S | 446 | 0.9 | 450 | 450 | 65 | N |  |  | N | IPP Non-CHP | 2 | X | NG | RFO | DFO
Petroleum Liquids.DFO | petroleum | TRUE | 9332 | Indian River Operations Inc | 594 | Indian River Generating Station | DE | Sussex | 10 | Petroleum Liquids | GT |  | W | 18.6 | 0.85 | 16.1 | 16.1 | 14 | N |  |  | N | IPP Non-CHP | 2 | X | DFO
Conventional Steam Coal.BIT | hard coal | TRUE | 9332 | Indian River Operations Inc | 594 | Indian River Generating Station | DE | Sussex | 4 | Conventional Steam Coal | ST |  | W | 445.5 | 0.9 | 410 | 410 | 190 | N | 12 | 2026 | N | IPP Non-CHP | 2 | X | BIT | DFO
Petroleum Liquids.DFO | petroleum | TRUE | 56609 | Calpine Mid-Atlantic Generation LLC | 597 | West Station (DE) | DE | New Castle | WEST | Petroleum Liquids | GT |  | S | 16.2 | 0.85 | 15 | 19 | 15 | N |  |  | N | IPP Non-CHP | 2 | X | DFO
Conventional Steam Coal.BIT | hard coal | TRUE | 60421 | Brandon Shores LLC | 602 | Brandon Shores | MD | Anne Arundel | 1 | Conventional Steam Coal | ST |  | S | 685.1 | 0.9 | 635 | 635 | 220 | N |  |  | N | IPP Non-CHP | 2 | X | BIT
Conventional Steam Coal.BIT | hard coal | TRUE | 60421 | Brandon Shores LLC | 602 | Brandon Shores | MD | Anne Arundel | 2 | Conventional Steam Coal | ST |  | S | 685.1 | 0.9 | 638 | 638 | 220 | N |  |  | N | IPP Non-CHP | 2 | X | BIT
Natural Gas Fired Combustion Turbine.NG | natural gas peaker | TRUE | 15500 | Puget Sound Energy Inc | 607 | Fredonia | WA | Skagit | 1 | Natural Gas Fired Combustion Turbine | GT |  | S | 129.1 | 0.9 | 93 | 114 | 40 | N |  |  | N | Electric Utility | 1 | X | NG | DFO
Natural Gas Fired Combustion Turbine.NG | natural gas peaker | TRUE | 15500 | Puget Sound Energy Inc | 607 | Fredonia | WA | Skagit | 2 | Natural Gas Fired Combustion Turbine | GT |  | S | 129.1 | 0.9 | 93 | 114 | 40 | N |  |  | N | Electric Utility | 1 | X | NG | DFO
Natural Gas Fired Combustion Turbine.NG | natural gas peaker | TRUE | 15500 | Puget Sound Energy Inc | 607 | Fredonia | WA | Skagit | 3 | Natural Gas Fired Combustion Turbine | GT |  | S | 58.9 | 0.9 | 47 | 60 | 20 | N |  |  | N | Electric Utility | 1 | X | NG | DFO
Natural Gas Fired Combustion Turbine.NG | natural gas peaker | TRUE | 15500 | Puget Sound Energy Inc | 607 | Fredonia | WA | Skagit | 4 | Natural Gas Fired Combustion Turbine | GT |  | S | 58.9 | 0.9 | 47 | 60 | 20 | N |  |  | N | Electric Utility | 1 | X | NG | DFO
Natural Gas Fired Combined Cycle.NG | natural gas combined cycle | TRUE | 6452 | Florida Power & Light Co | 609 | Cape Canaveral | FL | Brevard | 3A | Natural Gas Fired Combined Cycle | CT | PCC | S | 265 | 0.85 | 270.4 | 300.8 | 189 | N |  |  | N | Electric Utility | 1 | X | NG | DFO
Natural Gas Fired Combined Cycle.NG | natural gas combined cycle | TRUE | 6452 | Florida Power & Light Co | 609 | Cape Canaveral | FL | Brevard | 3B | Natural Gas Fired Combined Cycle | CT | PCC | S | 265 | 0.85 | 270.4 | 300.8 | 189 | N |  |  | N | Electric Utility | 1 | X | NG | DFO
Natural Gas Fired Combined Cycle.NG | natural gas combined cycle | TRUE | 6452 | Florida Power & Light Co | 609 | Cape Canaveral | FL | Brevard | 3C | Natural Gas Fired Combined Cycle | CT | PCC | S | 265 | 0.85 | 270.4 | 300.8 | 189 | N |  |  | N | Electric Utility | 1 | X | NG | DFO
Natural Gas Fired Combined Cycle.NG | natural gas combined cycle | TRUE | 6452 | Florida Power & Light Co | 609 | Cape Canaveral | FL | Brevard | 3ST | Natural Gas Fired Combined Cycle | CA | PCC | S | 500 | 0.85 | 478.8 | 490.6 | 189 | N |  |  | N | Electric Utility | 1 | X | NG | DFO
Natural Gas Fired Combined Cycle.NG | natural gas combined cycle | TRUE | 6452 | Florida Power & Light Co | 612 | Fort Myers | FL | Lee | 2A | Natural Gas Fired Combined Cycle | CT | F901 | S | 188.2 | 0.85 | 199.5 | 207 | 90 | N |  |  | N | Electric Utility | 1 | X | NG | DFO
Natural Gas Fired Combined Cycle.NG | natural gas combined cycle | TRUE | 6452 | Florida Power & Light Co | 612 | Fort Myers | FL | Lee | 2B | Natural Gas Fired Combined Cycle | CT | F901 | S | 188.2 | 0.85 | 197.4 | 207 | 90 | N |  |  | N | Electric Utility | 1 | X | NG | DFO
Natural Gas Fired Combined Cycle.NG | natural gas combined cycle | TRUE | 6452 | Florida Power & Light Co | 612 | Fort Myers | FL | Lee | 2C | Natural Gas Fired Combined Cycle | CT | F901 | S | 188.2 | 0.85 | 197.4 | 207 | 90 | N |  |  | N | Electric Utility | 1 | X | NG | DFO
Natural Gas Fired Combined Cycle.NG | natural gas combined cycle | TRUE | 6452 | Florida Power & Light Co | 612 | Fort Myers | FL | Lee | 2D | Natural Gas Fired Combined Cycle | CT | F901 | S | 188.2 | 0.85 | 197.4 | 207 | 90 | N |  |  | N | Electric Utility | 1 | X | NG | DFO
Natural Gas Fired Combined Cycle.NG | natural gas combined cycle | TRUE | 6452 | Florida Power & Light Co | 612 | Fort Myers | FL | Lee | 2E | Natural Gas Fired Combined Cycle | CT | F901 | S | 188.2 | 0.85 | 197.4 | 207 | 90 | N |  |  | N | Electric Utility | 1 | X | NG | DFO
Natural Gas Fired Combined Cycle.NG | natural gas combined cycle | TRUE | 6452 | Florida Power & Light Co | 612 | Fort Myers | FL | Lee | 2F | Natural Gas Fired Combined Cycle | CT | F901 | S | 188.2 | 0.85 | 197.4 | 207 | 90 | N |  |  | N | Electric Utility | 1 | X | NG | DFO
Petroleum Liquids.DFO | petroleum | TRUE | 6452 | Florida Power & Light Co | 612 | Fort Myers | FL | Lee | 9 | Petroleum Liquids | GT |  | S | 62 | 0.9 | 54 | 61.5 | 5 | N |  |  | N | Electric Utility | 1 | X | DFO
Natural Gas Fired Combustion Turbine.NG | natural gas peaker | TRUE | 6452 | Florida Power & Light Co | 612 | Fort Myers | FL | Lee | CT1 | Natural Gas Fired Combustion Turbine | GT |  | S | 188.2 | 0.85 | 182 | 200 | 90 | N |  |  | N | Electric Utility | 1 | X | NG | DFO
Natural Gas Fired Combustion Turbine.NG | natural gas peaker | TRUE | 6452 | Florida Power & Light Co | 612 | Fort Myers | FL | Lee | CT2 | Natural Gas Fired Combustion Turbine | GT |  | S | 188.2 | 0.85 | 182 | 200 | 90 | N |  |  | N | Electric Utility | 1 | X | NG | DFO
Petroleum Liquids.DFO | petroleum | TRUE | 6452 | Florida Power & Light Co | 612 | Fort Myers | FL | Lee | GT1 | Petroleum Liquids | GT |  | S | 62 | 0.9 | 54 | 61.5 | 5 | N |  |  | N | Electric Utility | 1 | X | DFO
Natural Gas Fired Combustion Turbine.NG | natural gas peaker | TRUE | 6452 | Florida Power & Light Co | 612 | Fort Myers | FL | Lee | PFM3C | Natural Gas Fired Combustion Turbine | GT |  | S | 229.5 | 0.85 | 231 | 223 | 90 | N |  |  | N | Electric Utility | 1 | X | NG | DFO
Natural Gas Fired Combustion Turbine.NG | natural gas peaker | TRUE | 6452 | Florida Power & Light Co | 612 | Fort Myers | FL | Lee | PFM3D | Natural Gas Fired Combustion Turbine | GT |  | S | 229.5 | 0.85 | 231 | 223 | 90 | N |  |  | N | Electric Utility | 1 | X | NG | DFO
Natural Gas Fired Combined Cycle.NG | natural gas combined cycle | TRUE | 6452 | Florida Power & Light Co | 612 | Fort Myers | FL | Lee | ST1 | Natural Gas Fired Combined Cycle | CA | F901 | S | 156.2 | 0.85 | 155.8 | 141 | 27.8 | N |  |  | N | Electric Utility | 1 | X | NG
Natural Gas Fired Combined Cycle.NG | natural gas combined cycle | TRUE | 6452 | Florida Power & Light Co | 612 | Fort Myers | FL | Lee | ST2 | Natural Gas Fired Combined Cycle | CA | F901 | S | 436.1 | 0.89 | 459.2 | 404 | 146.6 | N |  |  | N | Electric Utility | 1 | X | NG
Natural Gas Fired Combustion Turbine.NG | natural gas peaker | TRUE | 6452 | Florida Power & Light Co | 613 | Lauderdale | FL | Broward | 3 | Natural Gas Fired Combustion Turbine | GT |  | S | 34.2 | 0.85 | 34.3 | 37.2 | 5 | N |  |  | N | Electric Utility | 1 | X | NG | DFO
Natural Gas Fired Combustion Turbine.NG | natural gas peaker | TRUE | 6452 | Florida Power & Light Co | 613 | Lauderdale | FL | Broward | 5 | Natural Gas Fired Combustion Turbine | GT |  | S | 34.2 | 0.8 | 34.3 | 37.2 | 5 | N |  |  | N | Electric Utility | 1 | X | NG | DFO
Natural Gas Fired Combustion Turbine.NG | natural gas peaker | TRUE | 6452 | Florida Power & Light Co | 613 | Lauderdale | FL | Broward | 6A | Natural Gas Fired Combustion Turbine | GT |  | S | 229.5 | 0.85 | 231 | 222 | 90 | N |  |  | N | Electric Utility | 1 | X | NG | DFO
Natural Gas Fired Combustion Turbine.NG | natural gas peaker | TRUE | 6452 | Florida Power & Light Co | 613 | Lauderdale | FL | Broward | 6B | Natural Gas Fired Combustion Turbine | GT |  | S | 229.5 | 0.85 | 231 | 222 | 90 | N |  |  | N | Electric Utility | 1 | X | NG | DFO
Natural Gas Fired Combustion Turbine.NG | natural gas peaker | TRUE | 6452 | Florida Power & Light Co | 613 | Lauderdale | FL | Broward | 6C | Natural Gas Fired Combustion Turbine | GT |  | S | 229.5 | 0.85 | 231 | 222 | 90 | N |  |  | N | Electric Utility | 1 | X | NG | DFO
Natural Gas Fired Combustion Turbine.NG | natural gas peaker | TRUE | 6452 | Florida Power & Light Co | 613 | Lauderdale | FL | Broward | 6D | Natural Gas Fired Combustion Turbine | GT |  | S | 229.5 | 0.85 | 231 | 222 | 90 | N |  |  | N | Electric Utility | 1 | X | NG | DFO
Natural Gas Fired Combustion Turbine.NG | natural gas peaker | TRUE | 6452 | Florida Power & Light Co | 613 | Lauderdale | FL | Broward | 6E | Natural Gas Fired Combustion Turbine | GT |  | S | 229.5 | 0.85 | 231 | 222 | 90 | N |  |  | N | Electric Utility | 1 | X | NG | DFO
Natural Gas Fired Combined Cycle.NG | natural gas combined cycle | TRUE | 6452 | Florida Power & Light Co | 617 | Port Everglades | FL | Broward | 5A | Natural Gas Fired Combined Cycle | CT | CC1 | S | 296 | 0.85 | 271.9 | 297.1 | 100 | N |  |  | N | Electric Utility | 1 | X | NG | DFO
Natural Gas Fired Combined Cycle.NG | natural gas combined cycle | TRUE | 6452 | Florida Power & Light Co | 617 | Port Everglades | FL | Broward | 5B | Natural Gas Fired Combined Cycle | CT | CC1 | S | 296 | 0.85 | 271.9 | 297.1 | 100 | N |  |  | N | Electric Utility | 1 | X | NG | DFO
Natural Gas Fired Combined Cycle.NG | natural gas combined cycle | TRUE | 6452 | Florida Power & Light Co | 617 | Port Everglades | FL | Broward | 5C | Natural Gas Fired Combined Cycle | CT | CC1 | S | 296 | 0.85 | 271.9 | 297.1 | 100 | N |  |  | N | Electric Utility | 1 | X | NG | DFO
Natural Gas Fired Combined Cycle.NG | natural gas combined cycle | TRUE | 6452 | Florida Power & Light Co | 617 | Port Everglades | FL | Broward | 5ST | Natural Gas Fired Combined Cycle | CA | CC1 | S | 464 | 0.85 | 421.3 | 446.7 | 100 | N |  |  | N | Electric Utility | 1 | X | NG | DFO
Natural Gas Fired Combined Cycle.NG | natural gas combined cycle | TRUE | 6452 | Florida Power & Light Co | 619 | Riviera | FL | Palm Beach | 5A | Natural Gas Fired Combined Cycle | CT | PRV | S | 265 | 0.85 | 270.5 | 300.9 |  | N |  |  | N | Electric Utility | 1 | X | NG | DFO
Natural Gas Fired Combined Cycle.NG | natural gas combined cycle | TRUE | 6452 | Florida Power & Light Co | 619 | Riviera | FL | Palm Beach | 5B | Natural Gas Fired Combined Cycle | CT | PRV | S | 265 | 0.85 | 270.5 | 300.9 |  | N |  |  | N | Electric Utility | 1 | X | NG | DFO
Natural Gas Fired Combined Cycle.NG | natural gas combined cycle | TRUE | 6452 | Florida Power & Light Co | 619 | Riviera | FL | Palm Beach | 5C | Natural Gas Fired Combined Cycle | CT | PRV | S | 265 | 0.85 | 270.5 | 300.9 |  | N |  |  | N | Electric Utility | 1 | X | NG | DFO
Natural Gas Fired Combined Cycle.NG | natural gas combined cycle | TRUE | 6452 | Florida Power & Light Co | 619 | Riviera | FL | Palm Beach | 5ST | Natural Gas Fired Combined Cycle | CA | PRV | S | 500 | 0.85 | 478.5 | 490.3 |  | N |  |  | N | Electric Utility | 1 | X | NG | DFO
Natural Gas Fired Combined Cycle.NG | natural gas combined cycle | TRUE | 6452 | Florida Power & Light Co | 620 | Sanford | FL | Volusia | 4 | Natural Gas Fired Combined Cycle | CA | G160 | S | 436.1 | 0.89 | 388 | 360 | 132.6 | N |  |  | N | Electric Utility | 1 | X | NG
Natural Gas Fired Combined Cycle.NG | natural gas combined cycle | TRUE | 6452 | Florida Power & Light Co | 620 | Sanford | FL | Volusia | 4A | Natural Gas Fired Combined Cycle | CT | G160 | S | 188.2 | 0.85 | 197 | 207 | 95 | N |  |  | N | Electric Utility | 1 | X | NG
Natural Gas Fired Combined Cycle.NG | natural gas combined cycle | TRUE | 6452 | Florida Power & Light Co | 620 | Sanford | FL | Volusia | 4B | Natural Gas Fired Combined Cycle | CT | G160 | S | 188.2 | 0.85 | 197 | 207 | 95 | N |  |  | N | Electric Utility | 1 | X | NG
Natural Gas Fired Combined Cycle.NG | natural gas combined cycle | TRUE | 6452 | Florida Power & Light Co | 620 | Sanford | FL | Volusia | 4C | Natural Gas Fired Combined Cycle | CT | G160 | S | 188.2 | 0.85 | 197 | 207 | 95 | N |  |  | N | Electric Utility | 1 | X | NG
Natural Gas Fired Combined Cycle.NG | natural gas combined cycle | TRUE | 6452 | Florida Power & Light Co | 620 | Sanford | FL | Volusia | 4D | Natural Gas Fired Combined Cycle | CT | G160 | S | 188.2 | 0.85 | 197 | 207 | 95 | N |  |  | N | Electric Utility | 1 | X | NG
Natural Gas Fired Combined Cycle.NG | natural gas combined cycle | TRUE | 6452 | Florida Power & Light Co | 620 | Sanford | FL | Volusia | 5 | Natural Gas Fired Combined Cycle | CA | G161 | S | 436.1 | 0.89 | 388 | 360 | 132.6 | N |  |  | N | Electric Utility | 1 | X | NG
Natural Gas Fired Combined Cycle.NG | natural gas combined cycle | TRUE | 6452 | Florida Power & Light Co | 620 | Sanford | FL | Volusia | 5A | Natural Gas Fired Combined Cycle | CT | G161 | S | 188.2 | 0.85 | 197 | 207 | 95 | N |  |  | N | Electric Utility | 1 | X | NG
Natural Gas Fired Combined Cycle.NG | natural gas combined cycle | TRUE | 6452 | Florida Power & Light Co | 620 | Sanford | FL | Volusia | 5B | Natural Gas Fired Combined Cycle | CT | G161 | S | 188.2 | 0.85 | 197 | 207 | 95 | N |  |  | N | Electric Utility | 1 | X | NG
Natural Gas Fired Combined Cycle.NG | natural gas combined cycle | TRUE | 6452 | Florida Power & Light Co | 620 | Sanford | FL | Volusia | 5C | Natural Gas Fired Combined Cycle | CT | G161 | S | 188.2 | 0.85 | 197 | 207 | 95 | N |  |  | N | Electric Utility | 1 | X | NG
Natural Gas Fired Combined Cycle.NG | natural gas combined cycle | TRUE | 6452 | Florida Power & Light Co | 620 | Sanford | FL | Volusia | 5D | Natural Gas Fired Combined Cycle | CT | G161 | S | 188.2 | 0.85 | 197 | 207 | 95 | N |  |  | N | Electric Utility | 1 | X | NG
Nuclear.NUC | nuclear | TRUE | 6452 | Florida Power & Light Co | 621 | Turkey Point | FL | Miami Dade | 3 | Nuclear | ST |  | S | 877.2 | 0.9 | 837 | 859 | 420 | N |  |  | N | Electric Utility | 1 | X | NUC
Nuclear.NUC | nuclear | TRUE | 6452 | Florida Power & Light Co | 621 | Turkey Point | FL | Miami Dade | 4 | Nuclear | ST |  | S | 760 | 0.9 | 861 | 888 | 424 | N |  |  | N | Electric Utility | 1 | X | NUC
Natural Gas Fired Combined Cycle.NG | natural gas combined cycle | TRUE | 6452 | Florida Power & Light Co | 621 | Turkey Point | FL | Miami Dade | 5CA | Natural Gas Fired Combined Cycle | CA | G901 | S | 472 | 0.85 | 466.2 | 460 |  | N |  |  | N | Electric Utility | 1 | X | NG | DFO
Natural Gas Fired Combined Cycle.NG | natural gas combined cycle | TRUE | 6452 | Florida Power & Light Co | 621 | Turkey Point | FL | Miami Dade | 5CTA | Natural Gas Fired Combined Cycle | CT | G901 | S | 188 | 0.85 | 197.8 | 207 | 90 | N |  |  | N | Electric Utility | 1 | X | NG | DFO
Natural Gas Fired Combined Cycle.NG | natural gas combined cycle | TRUE | 6452 | Florida Power & Light Co | 621 | Turkey Point | FL | Miami Dade | 5CTB | Natural Gas Fired Combined Cycle | CT | G901 | S | 188 | 0.85 | 196.7 | 207 | 90 | N |  |  | N | Electric Utility | 1 | X | NG | DFO
Natural Gas Fired Combined Cycle.NG | natural gas combined cycle | TRUE | 6452 | Florida Power & Light Co | 621 | Turkey Point | FL | Miami Dade | 5CTC | Natural Gas Fired Combined Cycle | CT | G901 | S | 188 | 0.85 | 196.7 | 207 | 90 | N |  |  | N | Electric Utility | 1 | X | NG | DFO
Natural Gas Fired Combined Cycle.NG | natural gas combined cycle | TRUE | 6452 | Florida Power & Light Co | 621 | Turkey Point | FL | Miami Dade | 5CTD | Natural Gas Fired Combined Cycle | CT | G901 | S | 188 | 0.85 | 196.7 | 207 | 90 | N |  |  | N | Electric Utility | 1 | X | NG | DFO
Conventional Hydroelectric.WAT | hydro | TRUE | 16868 | City of Seattle - (WA) | 622 | South Fork Tolt | WA | King | 1 | Conventional Hydroelectric | HY |  | S | 16.8 | 0.9 | 16.8 | 16.8 | 0 | N |  |  | N | Electric Utility | 1 | X | WAT
Conventional Hydroelectric.WAT | hydro | TRUE | 13511 | New York State Elec & Gas Corp | 625 | Upper Mechanicville | NY | Saratoga | 1 | Conventional Hydroelectric | HY |  | S | 8.2 | 0.95 | 9.2 | 9.2 | 0 | N |  |  | N | Electric Utility | 1 | X | WAT
Conventional Hydroelectric.WAT | hydro | TRUE | 13511 | New York State Elec & Gas Corp | 625 | Upper Mechanicville | NY | Saratoga | 2 | Conventional Hydroelectric | HY |  | S | 8.2 | 0.95 | 9.2 | 9.2 | 0 | N |  |  | N | Electric Utility | 1 | X | WAT
Conventional Hydroelectric.WAT | hydro | TRUE | 14328 | Pacific Gas & Electric Co. | 626 | Oak Flat | CA | Plumas | 1 | Conventional Hydroelectric | HY |  | S | 1.4 | 0.86 | 1.3 | 1.3 | 0 | N |  |  | N | Electric Utility | 1 | X | WAT
Petroleum Liquids.DFO | petroleum | TRUE | 6455 | Duke Energy Florida, LLC | 627 | Bayboro | FL | Pinellas | P1 | Petroleum Liquids | GT |  | S | 56.7 | 0.9 | 44 | 58 | 30 | N |  |  | N | Electric Utility | 1 | X | DFO
Petroleum Liquids.DFO | petroleum | TRUE | 6455 | Duke Energy Florida, LLC | 627 | Bayboro | FL | Pinellas | P2 | Petroleum Liquids | GT |  | S | 56.7 | 0.9 | 41 | 55 | 22 | N |  |  | N | Electric Utility | 1 | X | DFO
Petroleum Liquids.DFO | petroleum | TRUE | 6455 | Duke Energy Florida, LLC | 627 | Bayboro | FL | Pinellas | P3 | Petroleum Liquids | GT |  | S | 56.7 | 0.9 | 43 | 57 | 30 | N |  |  | N | Electric Utility | 1 | X | DFO
Petroleum Liquids.DFO | petroleum | TRUE | 6455 | Duke Energy Florida, LLC | 627 | Bayboro | FL | Pinellas | P4 | Petroleum Liquids | GT |  | S | 56.7 | 0.9 | 43 | 56 | 30 | N |  |  | N | Electric Utility | 1 | X | DFO
Natural Gas Fired Combined Cycle.NG | natural gas combined cycle | TRUE | 6455 | Duke Energy Florida, LLC | 628 | Crystal River | FL | Citrus | 1GTA | Natural Gas Fired Combined Cycle | CT | CC1 | S | 310.3 | 0.85 | 243 | 295 | 243 | N |  |  | N | Electric Utility | 1 | X | NG
Natural Gas Fired Combined Cycle.NG | natural gas combined cycle | TRUE | 6455 | Duke Energy Florida, LLC | 628 | Crystal River | FL | Citrus | 1GTB | Natural Gas Fired Combined Cycle | CT | CC1 | S | 310.3 | 0.85 | 242 | 295 | 242 | N |  |  | N | Electric Utility | 1 | X | NG
Natural Gas Fired Combined Cycle.NG | natural gas combined cycle | TRUE | 6455 | Duke Energy Florida, LLC | 628 | Crystal River | FL | Citrus | 2GTA | Natural Gas Fired Combined Cycle | CT | CC2 | S | 310.3 | 0.85 | 241 | 296 | 241 | N |  |  | N | Electric Utility | 1 | X | NG
Natural Gas Fired Combined Cycle.NG | natural gas combined cycle | TRUE | 6455 | Duke Energy Florida, LLC | 628 | Crystal River | FL | Citrus | 2GTB | Natural Gas Fired Combined Cycle | CT | CC2 | S | 310.3 | 0.85 | 242 | 297 | 242 | N |  |  | N | Electric Utility | 1 | X | NG
Conventional Steam Coal.BIT | hard coal | TRUE | 6455 | Duke Energy Florida, LLC | 628 | Crystal River | FL | Citrus | 5 | Conventional Steam Coal | ST |  | S | 739.2 | 0.9 | 698 | 721 | 250 | N |  |  | N | Electric Utility | 1 | X | BIT
Natural Gas Fired Combined Cycle.NG | natural gas combined cycle | TRUE | 6455 | Duke Energy Florida, LLC | 628 | Crystal River | FL | Citrus | CC1ST | Natural Gas Fired Combined Cycle | CA | CC1 | S | 364.7 | 0.85 | 322 | 335 | 322 | N |  |  | N | Electric Utility | 1 | X | NG
Natural Gas Fired Combined Cycle.NG | natural gas combined cycle | TRUE | 6455 | Duke Energy Florida, LLC | 628 | Crystal River | FL | Citrus | CC2ST | Natural Gas Fired Combined Cycle | CA | CC2 | S | 364.7 | 0.85 | 320 | 336 | 320 | N |  |  | N | Electric Utility | 1 | X | NG
Conventional Steam Coal.BIT | hard coal | TRUE | 6455 | Duke Energy Florida, LLC | 628 | Crystal River | FL | Citrus | ST4 | Conventional Steam Coal | ST |  | S | 739.2 | 0.9 | 712 | 721 | 175 | N |  |  | N | Electric Utility | 1 | X | BIT
Conventional Hydroelectric.WAT | hydro | TRUE | 14328 | Pacific Gas & Electric Co. | 632 | Newcastle | CA | Placer | 1 | Conventional Hydroelectric | HY |  | S | 12.7 | 0.9 | 11.5 | 11.5 | 0 | N |  |  | N | Electric Utility | 1 | X | WAT
Natural Gas Fired Combined Cycle.NG | natural gas combined cycle | TRUE | 6455 | Duke Energy Florida, LLC | 634 | P L Bartow | FL | Pinellas | 4AGT | Natural Gas Fired Combined Cycle | CT | G981 | S | 208.2 | 0.85 | 181 | 216 | 181 | N |  |  | N | Electric Utility | 1 | X | NG | DFO
Natural Gas Fired Combined Cycle.NG | natural gas combined cycle | TRUE | 6455 | Duke Energy Florida, LLC | 634 | P L Bartow | FL | Pinellas | 4BGT | Natural Gas Fired Combined Cycle | CT | G981 | S | 208.2 | 0.85 | 165 | 214 | 165 | N |  |  | N | Electric Utility | 1 | X | NG | DFO
Natural Gas Fired Combined Cycle.NG | natural gas combined cycle | TRUE | 6455 | Duke Energy Florida, LLC | 634 | P L Bartow | FL | Pinellas | 4CGT | Natural Gas Fired Combined Cycle | CT | G981 | S | 208.2 | 0.85 | 181 | 197 | 181 | N |  |  | N | Electric Utility | 1 | X | NG | DFO
Natural Gas Fired Combined Cycle.NG | natural gas combined cycle | TRUE | 6455 | Duke Energy Florida, LLC | 634 | P L Bartow | FL | Pinellas | 4DGT | Natural Gas Fired Combined Cycle | CT | G981 | S | 208.2 | 0.85 | 183 | 203 | 183 | N |  |  | N | Electric Utility | 1 | X | NG | DFO
Natural Gas Fired Combined Cycle.NG | natural gas combined cycle | TRUE | 6455 | Duke Energy Florida, LLC | 634 | P L Bartow | FL | Pinellas | 4ST | Natural Gas Fired Combined Cycle | CA | G981 | S | 421.2 | 0.9 | 402 | 429 | 402 | N |  |  | N | Electric Utility | 1 | X | NG | DFO
Petroleum Liquids.DFO | petroleum | TRUE | 6455 | Duke Energy Florida, LLC | 634 | P L Bartow | FL | Pinellas | P1 | Petroleum Liquids | GT |  | S | 55.4 | 0.9 | 41 | 50 | 20 | N |  |  | N | Electric Utility | 1 | X | DFO
Natural Gas Fired Combustion Turbine.NG | natural gas peaker | TRUE | 6455 | Duke Energy Florida, LLC | 634 | P L Bartow | FL | Pinellas | P2 | Natural Gas Fired Combustion Turbine | GT |  | S | 55.4 | 0.9 | 41 | 53 | 20 | N |  |  | N | Electric Utility | 1 | X | NG | DFO
Petroleum Liquids.DFO | petroleum | TRUE | 6455 | Duke Energy Florida, LLC | 634 | P L Bartow | FL | Pinellas | P3 | Petroleum Liquids | GT |  | S | 55.4 | 0.9 | 41 | 51 | 20 | N |  |  | N | Electric Utility | 1 | X | DFO
Natural Gas Fired Combustion Turbine.NG | natural gas peaker | TRUE | 6455 | Duke Energy Florida, LLC | 634 | P L Bartow | FL | Pinellas | P4 | Natural Gas Fired Combustion Turbine | GT |  | S | 55.4 | 0.9 | 45 | 58 | 20 | N |  |  | N | Electric Utility | 1 | X | NG | DFO
Natural Gas Fired Combustion Turbine.NG | natural gas peaker | TRUE | 6455 | Duke Energy Florida, LLC | 638 | Suwannee River | FL | Suwannee | P1 | Natural Gas Fired Combustion Turbine | GT |  | S | 65.9 | 0.9 | 48 | 65 | 20 | N |  |  | N | Electric Utility | 1 | X | NG | DFO
Petroleum Liquids.DFO | petroleum | TRUE | 6455 | Duke Energy Florida, LLC | 638 | Suwannee River | FL | Suwannee | P2 | Petroleum Liquids | GT |  | S | 65.9 | 0.9 | 48 | 64 | 30 | N |  |  | N | Electric Utility | 1 | X | DFO
Natural Gas Fired Combustion Turbine.NG | natural gas peaker | TRUE | 6455 | Duke Energy Florida, LLC | 638 | Suwannee River | FL | Suwannee | P3 | Natural Gas Fired Combustion Turbine | GT |  | S | 65.9 | 0.9 | 49 | 65 | 30 | N |  |  | N | Electric Utility | 1 | X | NG | DFO
Natural Gas Steam Turbine.NG | natural gas steam turbine | TRUE | 6452 | Florida Power & Light Co | 641 | Gulf Clean Energy Center | FL | Escambia | 4 | Natural Gas Steam Turbine | ST |  | S | 93.7 | 0.85 | 75 | 75 | 45 | N |  |  | N | Electric Utility | 1 | X | NG
Natural Gas Steam Turbine.NG | natural gas steam turbine | TRUE | 6452 | Florida Power & Light Co | 641 | Gulf Clean Energy Center | FL | Escambia | 5 | Natural Gas Steam Turbine | ST |  | S | 93.7 | 0.85 | 75 | 75 | 45 | N |  |  | N | Electric Utility | 1 | X | NG
Natural Gas Steam Turbine.NG | natural gas steam turbine | TRUE | 6452 | Florida Power & Light Co | 641 | Gulf Clean Energy Center | FL | Escambia | 6 | Natural Gas Steam Turbine | ST |  | S | 369.7 | 0.85 | 299 | 299 | 220 | N |  |  | N | Electric Utility | 1 | X | NG
Natural Gas Steam Turbine.NG | natural gas steam turbine | TRUE | 6452 | Florida Power & Light Co | 641 | Gulf Clean Energy Center | FL | Escambia | 7 | Natural Gas Steam Turbine | ST |  | S | 578 | 0.85 | 475 | 475 | 280 | N |  |  | N | Electric Utility | 1 | X | NG
Natural Gas Fired Combustion Turbine.NG | natural gas peaker | TRUE | 6452 | Florida Power & Light Co | 641 | Gulf Clean Energy Center | FL | Escambia | 8A | Natural Gas Fired Combustion Turbine | GT |  | S | 243.1 | 0.85 | 236 | 233 | 94 | N |  |  | N | Electric Utility | 1 | X | NG | DFO
Natural Gas Fired Combustion Turbine.NG | natural gas peaker | TRUE | 6452 | Florida Power & Light Co | 641 | Gulf Clean Energy Center | FL | Escambia | 8B | Natural Gas Fired Combustion Turbine | GT |  | S | 243.1 | 0.85 | 236 | 233 | 94 | N |  |  | N | Electric Utility | 1 | X | NG | DFO
Natural Gas Fired Combustion Turbine.NG | natural gas peaker | TRUE | 6452 | Florida Power & Light Co | 641 | Gulf Clean Energy Center | FL | Escambia | 8C | Natural Gas Fired Combustion Turbine | GT |  | S | 243.1 | 0.85 | 231.1 | 231.1 | 94 | N |  |  | N | Electric Utility | 1 | X | NG | DFO
Natural Gas Fired Combustion Turbine.NG | natural gas peaker | TRUE | 6452 | Florida Power & Light Co | 641 | Gulf Clean Energy Center | FL | Escambia | 8D | Natural Gas Fired Combustion Turbine | GT |  | S | 243.1 | 0.85 | 231.1 | 231.1 | 94 | N |  |  | N | Electric Utility | 1 | X | NG | DFO
Natural Gas Fired Combined Cycle.NG | natural gas combined cycle | TRUE | 6452 | Florida Power & Light Co | 643 | Lansing Smith | FL | Bay | 3A | Natural Gas Fired Combined Cycle | CT | G180 | S | 203.2 | 0.85 |  |  |  | N |  |  | N | Electric Utility | 1 | X | NG
Natural Gas Fired Combined Cycle.NG | natural gas combined cycle | TRUE | 6452 | Florida Power & Light Co | 643 | Lansing Smith | FL | Bay | 3B | Natural Gas Fired Combined Cycle | CT | G180 | S | 203.2 | 0.85 |  |  |  | N |  |  | N | Electric Utility | 1 | X | NG
Natural Gas Fired Combined Cycle.NG | natural gas combined cycle | TRUE | 6452 | Florida Power & Light Co | 643 | Lansing Smith | FL | Bay | 3S | Natural Gas Fired Combined Cycle | CA | G180 | S | 213.3 | 0.85 | 660 | 646 | 360 | N |  |  | N | Electric Utility | 1 | X | NG
Petroleum Liquids.DFO | petroleum | TRUE | 6452 | Florida Power & Light Co | 643 | Lansing Smith | FL | Bay | CT1 | Petroleum Liquids | GT |  | S | 41.8 | 0.9 | 32 | 40 | 32 | N |  |  | N | Electric Utility | 1 | X | DFO
Solar Photovoltaic.SUN | solar PV | TRUE | 18454 | Tampa Electric Co | 645 | Big Bend | FL | Hillsborough | 1 | Solar Photovoltaic | PV |  | S | 19.8 |  | 19.8 | 19.8 |  | N |  |  | N | Electric Utility | 1 | X | SUN
Natural Gas Fired Combustion Turbine.NG | natural gas peaker | TRUE | 18454 | Tampa Electric Co | 645 | Big Bend | FL | Hillsborough | GT4 | Natural Gas Fired Combustion Turbine | GT |  | S | 69.9 | 0.85 | 56 | 61 | 14 | N |  |  | N | Electric Utility | 1 | X | NG | DFO
Natural Gas Fired Combined Cycle.NG | natural gas combined cycle | TRUE | 18454 | Tampa Electric Co | 645 | Big Bend | FL | Hillsborough | GT5 | Natural Gas Fired Combined Cycle | CT | CC1 | S | 397.8 | 0.9 | 360 | 390 | 120 | N |  |  | N | Electric Utility | 1 | X | NG
Natural Gas Fired Combined Cycle.NG | natural gas combined cycle | TRUE | 18454 | Tampa Electric Co | 645 | Big Bend | FL | Hillsborough | GT6 | Natural Gas Fired Combined Cycle | CT | CC1 | S | 397.8 | 0.9 | 360 | 390 | 120 | N |  |  | N | Electric Utility | 1 | X | NG
Natural Gas Fired Combined Cycle.NG | natural gas combined cycle | TRUE | 18454 | Tampa Electric Co | 645 | Big Bend | FL | Hillsborough | ST1 | Natural Gas Fired Combined Cycle | CA | CC1 | S | 445.5 | 0.9 | 335 | 340 | 185 | N |  |  | N | Electric Utility | 1 | X | NG
Natural Gas Steam Turbine.NG | natural gas steam turbine | TRUE | 18454 | Tampa Electric Co | 645 | Big Bend | FL | Hillsborough | ST3 | Natural Gas Steam Turbine | ST |  | S | 445.5 | 0.9 | 395 | 400 | 185 | N | 4 | 2023 | N | Electric Utility | 1 | X | NG | BIT
Conventional Steam Coal.BIT | hard coal | TRUE | 18454 | Tampa Electric Co | 645 | Big Bend | FL | Hillsborough | ST4 | Conventional Steam Coal | ST |  | S | 486 | 0.9 | 437 | 442 | 157 | N |  |  | N | Electric Utility | 1 | X | BIT | NG
Nuclear.NUC | nuclear | TRUE | 7140 | Georgia Power Co | 649 | Vogtle | GA | Burke | 1 | Nuclear | ST |  | J | 1215 | 0.9 | 1150 | 1150 | 250 | N |  |  | N | Electric Utility | 1 | X | NUC
Nuclear.NUC | nuclear | TRUE | 7140 | Georgia Power Co | 649 | Vogtle | GA | Burke | 2 | Nuclear | ST |  | J | 1215 | 0.9 | 1152 | 1152 | 250 | N |  |  | N | Electric Utility | 1 | X | NUC
Natural Gas Steam Turbine.NG | natural gas steam turbine | TRUE | 6909 | Gainesville Regional Utilities | 663 | Deerhaven Generating Station | FL | Alachua | 1 | Natural Gas Steam Turbine | ST |  | S | 75 | 0.85 | 76 | 76 | 22 | N | 12 | 2027 | N | Electric Utility | 1 | X | NG | RFO
Natural Gas Steam Turbine.NG | natural gas steam turbine | TRUE | 6909 | Gainesville Regional Utilities | 663 | Deerhaven Generating Station | FL | Alachua | 2 | Natural Gas Steam Turbine | ST |  | S | 250.7 | 0.85 | 232 | 232 | 51 | N | 12 | 2031 | N | Electric Utility | 1 | X | NG | BIT
Natural Gas Fired Combustion Turbine.NG | natural gas peaker | TRUE | 6909 | Gainesville Regional Utilities | 663 | Deerhaven Generating Station | FL | Alachua | GT1 | Natural Gas Fired Combustion Turbine | GT |  | S | 24.6 | 0.85 | 17.5 | 22 | 3 | N | 10 | 2026 | N | Electric Utility | 1 | X | NG | DFO
Natural Gas Fired Combustion Turbine.NG | natural gas peaker | TRUE | 6909 | Gainesville Regional Utilities | 663 | Deerhaven Generating Station | FL | Alachua | GT2 | Natural Gas Fired Combustion Turbine | GT |  | S | 24.6 | 0.85 | 17.5 | 22 | 3 | N | 10 | 2026 | N | Electric Utility | 1 | X | NG | DFO
Natural Gas Fired Combustion Turbine.NG | natural gas peaker | TRUE | 6909 | Gainesville Regional Utilities | 663 | Deerhaven Generating Station | FL | Alachua | GT3 | Natural Gas Fired Combustion Turbine | GT |  | S | 96.1 | 0.85 | 71 | 81 | 50 | N |  |  | N | Electric Utility | 1 | X | NG
Natural Gas Fired Combined Cycle.NG | natural gas combined cycle | TRUE | 6909 | Gainesville Regional Utilities | 664 | John R Kelly | FL | Alachua | 8.2 | Natural Gas Fired Combined Cycle | CA | G681 | S | 45.5 | 0.85 | 41 | 40 | 34 | N |  |  | N | Electric Utility | 1 | X | NG
Natural Gas Fired Combined Cycle.NG | natural gas combined cycle | TRUE | 6909 | Gainesville Regional Utilities | 664 | John R Kelly | FL | Alachua | CT04 | Natural Gas Fired Combined Cycle | CT | G681 | S | 96.1 | 0.85 | 72 | 81 | 4 | N |  |  | N | Electric Utility | 1 | X | NG
Petroleum Liquids.DFO | petroleum | TRUE | 8795 | City of Homestead - (FL) | 665 | G W Ivey | FL | Miami Dade | 13 | Petroleum Liquids | IC |  | S | 2 | 0.8 | 1.8 | 1.8 | 1 | N |  |  | N | Electric Utility | 1 | X | DFO | NG
Petroleum Liquids.DFO | petroleum | TRUE | 8795 | City of Homestead - (FL) | 665 | G W Ivey | FL | Miami Dade | 14 | Petroleum Liquids | IC |  | S | 2 | 0.8 | 1.8 | 1.8 | 1 | N |  |  | N | Electric Utility | 1 | X | DFO | NG
Petroleum Liquids.DFO | petroleum | TRUE | 8795 | City of Homestead - (FL) | 665 | G W Ivey | FL | Miami Dade | 15 | Petroleum Liquids | IC |  | S | 2 | 0.8 | 1.8 | 1.8 | 1 | N |  |  | N | Electric Utility | 1 | X | DFO | NG
Petroleum Liquids.DFO | petroleum | TRUE | 8795 | City of Homestead - (FL) | 665 | G W Ivey | FL | Miami Dade | 16 | Petroleum Liquids | IC |  | S | 2 | 0.8 | 1.8 | 1.8 | 1 | N |  |  | N | Electric Utility | 1 | X | DFO | NG
Petroleum Liquids.DFO | petroleum | TRUE | 8795 | City of Homestead - (FL) | 665 | G W Ivey | FL | Miami Dade | 17 | Petroleum Liquids | IC |  | S | 2 | 0.8 | 1.8 | 1.8 | 1 | N |  |  | N | Electric Utility | 1 | X | DFO | NG
Petroleum Liquids.DFO | petroleum | TRUE | 8795 | City of Homestead - (FL) | 665 | G W Ivey | FL | Miami Dade | 19 | Petroleum Liquids | IC |  | S | 8.8 | 0.8 | 8 | 8 | 3.5 | N |  |  | N | Electric Utility | 1 | X | DFO | NG
Petroleum Liquids.DFO | petroleum | TRUE | 8795 | City of Homestead - (FL) | 665 | G W Ivey | FL | Miami Dade | 2 | Petroleum Liquids | IC |  | S | 2 | 0.8 | 1.8 | 1.8 | 1 | N |  |  | N | Electric Utility | 1 | X | DFO | NG
Petroleum Liquids.DFO | petroleum | TRUE | 8795 | City of Homestead - (FL) | 665 | G W Ivey | FL | Miami Dade | 20 | Petroleum Liquids | IC |  | S | 6.4 | 0.8 | 6 | 6 | 3 | N |  |  | N | Electric Utility | 1 | X | DFO | NG
Petroleum Liquids.DFO | petroleum | TRUE | 8795 | City of Homestead - (FL) | 665 | G W Ivey | FL | Miami Dade | 21 | Petroleum Liquids | IC |  | S | 6.4 | 0.8 | 6 | 6 | 3 | N |  |  | N | Electric Utility | 1 | X | DFO | NG
Petroleum Liquids.DFO | petroleum | TRUE | 8795 | City of Homestead - (FL) | 665 | G W Ivey | FL | Miami Dade | 22 | Petroleum Liquids | IC |  | S | 0.1 | 0.8 | 0.1 | 0.1 | 0 | N |  |  | N | Electric Utility | 1 | X | DFO
Petroleum Liquids.DFO | petroleum | TRUE | 8795 | City of Homestead - (FL) | 665 | G W Ivey | FL | Miami Dade | 3 | Petroleum Liquids | IC |  | S | 2 | 0.8 | 1.8 | 1.8 | 1 | N |  |  | N | Electric Utility | 1 | X | DFO | NG
Natural Gas Fired Combustion Turbine.NG | natural gas peaker | TRUE | 9617 | JEA | 666 | J D Kennedy | FL | Duval | GT37 | Natural Gas Fired Combustion Turbine | GT |  | S | 185 | 0.9 | 178.6 | 191.2 | 65 | N |  |  | N | Electric Utility | 1 | X | NG | DFO
Natural Gas Fired Combustion Turbine.NG | natural gas peaker | TRUE | 9617 | JEA | 666 | J D Kennedy | FL | Duval | GT38 | Natural Gas Fired Combustion Turbine | GT |  | S | 185 | 0.85 | 178.6 | 191.2 | 65 | N |  |  | N | Electric Utility | 1 | X | NG | DFO
Conventional Steam Coal.BIT | hard coal | TRUE | 9617 | JEA | 667 | Northside Generating Station | FL | Duval | 1 | Conventional Steam Coal | ST |  | S | 297.5 | 0.85 | 293 | 293 | 165 | N |  |  | N | Electric Utility | 1 | X | BIT | PC
Conventional Steam Coal.BIT | hard coal | TRUE | 9617 | JEA | 667 | Northside Generating Station | FL | Duval | 2 | Conventional Steam Coal | ST |  | S | 297.5 | 0.85 | 293 | 293 | 165 | N |  |  | N | Electric Utility | 1 | X | BIT | PC
Petroleum Liquids.DFO | petroleum | TRUE | 9617 | JEA | 667 | Northside Generating Station | FL | Duval | 4 | Petroleum Liquids | GT |  | S | 62.1 | 0.9 | 53 | 61.6 | 15 | N |  |  | N | Electric Utility | 1 | X | DFO
Petroleum Liquids.DFO | petroleum | TRUE | 9617 | JEA | 667 | Northside Generating Station | FL | Duval | 5 | Petroleum Liquids | GT |  | S | 62.1 | 0.9 | 53 | 61.6 | 15 | N |  |  | N | Electric Utility | 1 | X | DFO
Petroleum Liquids.DFO | petroleum | TRUE | 9617 | JEA | 667 | Northside Generating Station | FL | Duval | 6 | Petroleum Liquids | GT |  | S | 62.1 | 0.9 | 53 | 61.6 | 15 | N |  |  | N | Electric Utility | 1 | X | DFO
Petroleum Liquids.DFO | petroleum | TRUE | 9617 | JEA | 667 | Northside Generating Station | FL | Duval | GT3 | Petroleum Liquids | GT |  | S | 62.1 | 0.9 | 53 | 61.6 | 15 | N |  |  | N | Electric Utility | 1 | X | DFO
Natural Gas Steam Turbine.NG | natural gas steam turbine | TRUE | 9617 | JEA | 667 | Northside Generating Station | FL | Duval | ST3 | Natural Gas Steam Turbine | ST |  | S | 563.7 | 0.9 | 524 | 524 | 50 | N |  |  | N | Electric Utility | 1 | X | NG | RFO | LFG
Petroleum Liquids.DFO | petroleum | TRUE | 10620 | City of Lake Worth Beach - (FL) | 673 | Tom G Smith | FL | Palm Beach | GT1 | Petroleum Liquids | GT |  | S | 30.8 | 0.85 | 26 | 31 | 8 | N |  |  | N | Electric Utility | 1 | X | DFO
Natural Gas Fired Combined Cycle.NG | natural gas combined cycle | TRUE | 10620 | City of Lake Worth Beach - (FL) | 673 | Tom G Smith | FL | Palm Beach | GT2 | Natural Gas Fired Combined Cycle | CT | CC1 | S | 21.4 | 0.9 | 21 | 23 | 16 | N |  |  | N | Electric Utility | 1 | X | NG | DFO
Petroleum Liquids.DFO | petroleum | TRUE | 10620 | City of Lake Worth Beach - (FL) | 673 | Tom G Smith | FL | Palm Beach | MU1 | Petroleum Liquids | IC |  | S | 2 | 0.85 | 2 | 2 | 1.8 | N |  |  | N | Electric Utility | 1 | X | DFO
Petroleum Liquids.DFO | petroleum | TRUE | 10620 | City of Lake Worth Beach - (FL) | 673 | Tom G Smith | FL | Palm Beach | MU2 | Petroleum Liquids | IC |  | S | 2 | 0.85 | 2 | 2 | 1.6 | N |  |  | N | Electric Utility | 1 | X | DFO
Petroleum Liquids.DFO | petroleum | TRUE | 10620 | City of Lake Worth Beach - (FL) | 673 | Tom G Smith | FL | Palm Beach | MU3 | Petroleum Liquids | IC |  | S | 2 | 0.85 | 2 | 2 | 1.6 | N |  |  | N | Electric Utility | 1 | X | DFO
Petroleum Liquids.DFO | petroleum | TRUE | 10620 | City of Lake Worth Beach - (FL) | 673 | Tom G Smith | FL | Palm Beach | MU4 | Petroleum Liquids | IC |  | S | 2 | 0.85 | 2 | 2 | 1.6 | N |  |  | N | Electric Utility | 1 | X | DFO
Petroleum Liquids.DFO | petroleum | TRUE | 10620 | City of Lake Worth Beach - (FL) | 673 | Tom G Smith | FL | Palm Beach | MU5 | Petroleum Liquids | IC |  | S | 2 | 0.85 | 2 | 2 | 1.6 | N |  |  | N | Electric Utility | 1 | X | DFO
Natural Gas Steam Turbine.NG | natural gas steam turbine | TRUE | 10620 | City of Lake Worth Beach - (FL) | 673 | Tom G Smith | FL | Palm Beach | S3 | Natural Gas Steam Turbine | ST |  | S | 26.5 | 0.85 | 26.5 | 26.5 | 8 | N |  |  | N | Electric Utility | 1 | X | NG
Natural Gas Fired Combined Cycle.NG | natural gas combined cycle | TRUE | 10620 | City of Lake Worth Beach - (FL) | 673 | Tom G Smith | FL | Palm Beach | S5 | Natural Gas Fired Combined Cycle | CA | CC1 | S | 10 | 0.85 | 10 | 10 | 5 | N |  |  | N | Electric Utility | 1 | X | NG
Conventional Hydroelectric.WAT | hydro | TRUE | 2518 | U S Bureau of Reclamation | 674 | Pilot Butte | WY | Fremont | 1 | Conventional Hydroelectric | HY |  | S | 0.8 | 0.8 | 0.8 | 0.7 | 0 | N |  |  | N | Electric Utility | 1 | X | WAT
Conventional Hydroelectric.WAT | hydro | TRUE | 2518 | U S Bureau of Reclamation | 674 | Pilot Butte | WY | Fremont | 2 | Conventional Hydroelectric | HY |  | S | 0.8 | 0.8 | 0.8 | 0.8 | 0 | N |  |  | N | Electric Utility | 1 | X | WAT
Natural Gas Fired Combustion Turbine.NG | natural gas peaker | TRUE | 10623 | City of Lakeland - (FL) | 675 | Larsen Memorial | FL | Polk | 2 | Natural Gas Fired Combustion Turbine | GT |  | S | 11.2 | 0.85 | 10 | 14 | 6 | N |  |  | N | Electric Utility | 1 | X | NG | DFO
Natural Gas Fired Combustion Turbine.NG | natural gas peaker | TRUE | 10623 | City of Lakeland - (FL) | 675 | Larsen Memorial | FL | Polk | 3 | Natural Gas Fired Combustion Turbine | GT |  | S | 11.2 | 0.85 | 9 | 13 | 6 | N |  |  | N | Electric Utility | 1 | X | NG | DFO
Natural Gas Fired Combined Cycle.NG | natural gas combined cycle | TRUE | 10623 | City of Lakeland - (FL) | 675 | Larsen Memorial | FL | Polk | 5 | Natural Gas Fired Combined Cycle | CA | 8CC | S | 25 | 0.85 | 29.7 | 29.7 | 12 | N |  |  | N | Electric Utility | 1 | X | NG | DFO
Natural Gas Fired Combined Cycle.NG | natural gas combined cycle | TRUE | 10623 | City of Lakeland - (FL) | 675 | Larsen Memorial | FL | Polk | 8 | Natural Gas Fired Combined Cycle | CT | 8CC | S | 86.2 | 0.9 | 114.5 | 124.5 | 38 | N |  |  | N | Electric Utility | 1 | X | NG | DFO
Natural Gas Fired Combined Cycle.NG | natural gas combined cycle | TRUE | 10623 | City of Lakeland - (FL) | 676 | C D McIntosh Jr | FL | Polk | 5CT | Natural Gas Fired Combined Cycle | CT | 5CC | S | 249 | 0.9 | 234 | 280 | 100 | N |  |  | N | Electric Utility | 1 | X | NG
Natural Gas Fired Combined Cycle.NG | natural gas combined cycle | TRUE | 10623 | City of Lakeland - (FL) | 676 | C D McIntosh Jr | FL | Polk | 5ST | Natural Gas Fired Combined Cycle | CA | 5CC | S | 135 | 0.9 | 118 | 118 | 50 | N |  |  | N | Electric Utility | 1 | X | NG
Natural Gas Fired Combustion Turbine.NG | natural gas peaker | TRUE | 10623 | City of Lakeland - (FL) | 676 | C D McIntosh Jr | FL | Polk | GT1 | Natural Gas Fired Combustion Turbine | GT |  | S | 26.6 | 0.9 | 17 | 19 | 3 | N |  |  | N | Electric Utility | 1 | X | NG | DFO
Natural Gas Fired Combustion Turbine.NG | natural gas peaker | TRUE | 10623 | City of Lakeland - (FL) | 676 | C D McIntosh Jr | FL | Polk | GT2 | Natural Gas Fired Combustion Turbine | GT |  | S | 130 | 0.85 | 119.5 | 124.5 | 85 | N |  |  | N | Electric Utility | 1 | X | NG | DFO
Petroleum Liquids.DFO | petroleum | TRUE | 10623 | City of Lakeland - (FL) | 676 | C D McIntosh Jr | FL | Polk | IC1 | Petroleum Liquids | IC |  | S | 2.5 | 0.9 | 2.5 | 2.5 | 1 | N |  |  | N | Electric Utility | 1 | X | DFO
Petroleum Liquids.DFO | petroleum | TRUE | 10623 | City of Lakeland - (FL) | 676 | C D McIntosh Jr | FL | Polk | IC2 | Petroleum Liquids | IC |  | S | 2.5 | 0.9 | 2.5 | 2.5 | 1 | N |  |  | N | Electric Utility | 1 | X | DFO
Conventional Hydroelectric.WAT | hydro | TRUE | 12989 | Village of Morrisville - (VT) | 678 | W K Sanders | VT | Lamoille | 1 | Conventional Hydroelectric | HY |  | S | 0.9 | 0.85 | 0.7 | 0.9 | 0.3 | N |  |  | N | Electric Utility | 1 | X | WAT
Conventional Hydroelectric.WAT | hydro | TRUE | 12989 | Village of Morrisville - (VT) | 678 | W K Sanders | VT | Lamoille | 2 | Conventional Hydroelectric | HY |  | S | 0.9 | 0.85 | 0.7 | 0.9 | 0.3 | N |  |  | N | Electric Utility | 1 | X | WAT
Conventional Hydroelectric.WAT | hydro | TRUE | 14328 | Pacific Gas & Electric Co. | 682 | Kerckhoff 2 | CA | Fresno | 1 | Conventional Hydroelectric | HY |  | S | 139.5 | 0.9 | 155 | 155 | 5 | N |  |  | N | Electric Utility | 1 | X | WAT
Natural Gas Fired Combustion Turbine.NG | natural gas peaker | TRUE | 14610 | Orlando Utilities Comm | 683 | Indian River Plant | FL | Brevard | A | Natural Gas Fired Combustion Turbine | GT |  | J | 41.4 | 0.85 | 37 | 48 | 22 | N |  |  | N | Electric Utility | 1 | X | NG | DFO
Natural Gas Fired Combustion Turbine.NG | natural gas peaker | TRUE | 14610 | Orlando Utilities Comm | 683 | Indian River Plant | FL | Brevard | B | Natural Gas Fired Combustion Turbine | GT |  | J | 41.4 | 0.85 | 37 | 48 | 22 | N |  |  | N | Electric Utility | 1 | X | NG | DFO
Natural Gas Fired Combustion Turbine.NG | natural gas peaker | TRUE | 14610 | Orlando Utilities Comm | 683 | Indian River Plant | FL | Brevard | C | Natural Gas Fired Combustion Turbine | GT |  | J | 130 | 0.85 | 108 | 127 | 40 | N |  |  | N | Electric Utility | 1 | X | NG | DFO
Natural Gas Fired Combustion Turbine.NG | natural gas peaker | TRUE | 14610 | Orlando Utilities Comm | 683 | Indian River Plant | FL | Brevard | D | Natural Gas Fired Combustion Turbine | GT |  | J | 130 | 0.85 | 108 | 127 | 40 | N |  |  | N | Electric Utility | 1 | X | NG | DFO
Natural Gas Fired Combined Cycle.NG | natural gas combined cycle | TRUE | 18445 | City of Tallahassee - (FL) | 688 | Arvah B Hopkins | FL | Leon | 2 | Natural Gas Fired Combined Cycle | CA | CC1 | S | 259.2 | 0.85 | 141 | 145 | 120 | N |  |  | N | Electric Utility | 1 | X | NG
Natural Gas Fired Combined Cycle.NG | natural gas combined cycle | TRUE | 18445 | City of Tallahassee - (FL) | 688 | Arvah B Hopkins | FL | Leon | CT 2A | Natural Gas Fired Combined Cycle | CT | CC1 | S | 198.9 | 0.85 | 159 | 185 | 70 | N |  |  | N | Electric Utility | 1 | X | NG | DFO
Natural Gas Fired Combustion Turbine.NG | natural gas peaker | TRUE | 18445 | City of Tallahassee - (FL) | 688 | Arvah B Hopkins | FL | Leon | GT3 | Natural Gas Fired Combustion Turbine | GT |  | S | 60.5 | 0.85 | 46 | 48 | 12 | N |  |  | N | Electric Utility | 1 | X | NG | DFO
Natural Gas Fired Combustion Turbine.NG | natural gas peaker | TRUE | 18445 | City of Tallahassee - (FL) | 688 | Arvah B Hopkins | FL | Leon | GT4 | Natural Gas Fired Combustion Turbine | GT |  | S | 60.5 | 0.85 | 46 | 48 | 12 | N |  |  | N | Electric Utility | 1 | X | NG | DFO
Natural Gas Internal Combustion Engine.NG | natural gas peaker | TRUE | 18445 | City of Tallahassee - (FL) | 688 | Arvah B Hopkins | FL | Leon | IC1 | Natural Gas Internal Combustion Engine | IC |  | S | 18.8 | 0.85 | 18.5 | 18.5 | 7.5 | N |  |  | N | Electric Utility | 1 | X | NG
Natural Gas Internal Combustion Engine.NG | natural gas peaker | TRUE | 18445 | City of Tallahassee - (FL) | 688 | Arvah B Hopkins | FL | Leon | IC2 | Natural Gas Internal Combustion Engine | IC |  | S | 18.8 | 0.85 | 18.5 | 18.5 | 7.5 | N |  |  | N | Electric Utility | 1 | X | NG
Natural Gas Internal Combustion Engine.NG | natural gas peaker | TRUE | 18445 | City of Tallahassee - (FL) | 688 | Arvah B Hopkins | FL | Leon | IC3 | Natural Gas Internal Combustion Engine | IC |  | S | 18.8 | 0.85 | 18.5 | 18.5 | 7.5 | N |  |  | N | Electric Utility | 1 | X | NG
Natural Gas Internal Combustion Engine.NG | natural gas peaker | TRUE | 18445 | City of Tallahassee - (FL) | 688 | Arvah B Hopkins | FL | Leon | IC4 | Natural Gas Internal Combustion Engine | IC |  | S | 18.8 | 0.85 | 18.5 | 18.5 | 7.5 | N |  |  | N | Electric Utility | 1 | X | NG
Natural Gas Internal Combustion Engine.NG | natural gas peaker | TRUE | 18445 | City of Tallahassee - (FL) | 688 | Arvah B Hopkins | FL | Leon | IC5 | Natural Gas Internal Combustion Engine | IC |  | S | 18.8 | 0.85 | 18.5 | 18.5 | 7.5 | N |  |  | N | Electric Utility | 1 | X | NG
Natural Gas Fired Combined Cycle.NG | natural gas combined cycle | TRUE | 18445 | City of Tallahassee - (FL) | 689 | S O Purdom | FL | Wakulla | 8 | Natural Gas Fired Combined Cycle | CT | CC1 | S | 180 | 0.85 | 154 | 182 | 120 | N |  |  | N | Electric Utility | 1 | X | NG | DFO
Natural Gas Fired Combined Cycle.NG | natural gas combined cycle | TRUE | 18445 | City of Tallahassee - (FL) | 689 | S O Purdom | FL | Wakulla | 9 | Natural Gas Fired Combined Cycle | CA | CC1 | S | 90.1 | 0.85 | 72 | 76 | 50 | N |  |  | N | Electric Utility | 1 | X | NG
Conventional Hydroelectric.WAT | hydro | TRUE | 27813 | USCE-Mobile District | 690 | J Woodruff | FL | Gadsden | 1A | Conventional Hydroelectric | HY |  | S | 14.5 | 0.95 | 14.5 | 14.5 | 5 | N |  |  | N | Electric Utility | 1 | X | WAT
Conventional Hydroelectric.WAT | hydro | TRUE | 27813 | USCE-Mobile District | 690 | J Woodruff | FL | Gadsden | 2A | Conventional Hydroelectric | HY |  | S | 14.5 | 0.95 | 14.5 | 14.5 | 5 | N |  |  | N | Electric Utility | 1 | X | WAT
Conventional Hydroelectric.WAT | hydro | TRUE | 27813 | USCE-Mobile District | 690 | J Woodruff | FL | Gadsden | 3A | Conventional Hydroelectric | HY |  | S | 14.5 | 0.95 | 14.5 | 14.5 | 5 | N |  |  | N | Electric Utility | 1 | X | WAT
Onshore Wind Turbine.WND | onshore wind | TRUE | 62042 | SRIV Partnership LLC | 692 | Medicine Bow | WY | Carbon | 10 | Onshore Wind Turbine | WT |  | S | 4.9 |  | 4.9 | 4.9 | 0 | N |  |  | N | IPP Non-CHP | 2 | X | WND
Onshore Wind Turbine.WND | onshore wind | TRUE | 62042 | SRIV Partnership LLC | 692 | Medicine Bow | WY | Carbon | 11 | Onshore Wind Turbine | WT |  | S | 1.3 |  | 1.3 | 1.3 | 0 | N |  |  | N | IPP Non-CHP | 2 | X | WND
Petroleum Liquids.DFO | petroleum | TRUE | 6443 | Florida Keys El Coop Assn, Inc | 696 | Marathon Generating Plant | FL | Monroe | 10 | Petroleum Liquids | IC |  | S | 3.5 | 1 | 3.5 | 3.5 | 3.5 | N |  |  | N | Electric Utility | 1 | X | DFO
Petroleum Liquids.DFO | petroleum | TRUE | 6443 | Florida Keys El Coop Assn, Inc | 696 | Marathon Generating Plant | FL | Monroe | 11 | Petroleum Liquids | IC |  | S | 3.5 | 1 | 3.5 | 3.5 | 3.5 | N |  |  | N | Electric Utility | 1 | X | DFO
Petroleum Liquids.DFO | petroleum | TRUE | 6443 | Florida Keys El Coop Assn, Inc | 696 | Marathon Generating Plant | FL | Monroe | 8 | Petroleum Liquids | IC |  | S | 2 | 1 | 2 | 2 | 2 | N |  |  | N | Electric Utility | 1 | X | DFO
Petroleum Liquids.DFO | petroleum | TRUE | 6443 | Florida Keys El Coop Assn, Inc | 696 | Marathon Generating Plant | FL | Monroe | 9 | Petroleum Liquids | IC |  | S | 2 | 1 | 2 | 2 | 2 | N |  |  | N | Electric Utility | 1 | X | DFO
Petroleum Liquids.DFO | petroleum | TRUE | 19150 | Trenton Municipal Utilities - (MO) | 698 | Trenton North | MO | Grundy | 1 | Petroleum Liquids | IC |  | S | 2.7 | 0.8 | 2.7 | 2.7 | 0.7 | N |  |  | N | Electric Utility | 1 | X | DFO
Petroleum Liquids.DFO | petroleum | TRUE | 19150 | Trenton Municipal Utilities - (MO) | 698 | Trenton North | MO | Grundy | 2 | Petroleum Liquids | IC |  | S | 2.7 | 0.8 | 2.7 | 2.7 | 0.7 | N |  |  | N | Electric Utility | 1 | X | DFO
Petroleum Liquids.DFO | petroleum | TRUE | 19150 | Trenton Municipal Utilities - (MO) | 698 | Trenton North | MO | Grundy | 3 | Petroleum Liquids | IC |  | S | 2.7 | 0.8 | 2.7 | 2.7 | 0.7 | N |  |  | N | Electric Utility | 1 | X | DFO
Petroleum Liquids.DFO | petroleum | TRUE | 19150 | Trenton Municipal Utilities - (MO) | 698 | Trenton North | MO | Grundy | 4 | Petroleum Liquids | IC |  | S | 2.7 | 0.8 | 2.7 | 2.7 | 0.7 | N |  |  | N | Electric Utility | 1 | X | DFO
Petroleum Liquids.DFO | petroleum | TRUE | 19150 | Trenton Municipal Utilities - (MO) | 698 | Trenton North | MO | Grundy | 5 | Petroleum Liquids | IC |  | S | 2.7 | 0.8 | 2.7 | 2.7 | 0.7 | N |  |  | N | Electric Utility | 1 | X | DFO
Conventional Hydroelectric.WAT | hydro | TRUE | 7140 | Georgia Power Co | 702 | Bartletts Ferry | AL | Lee | 1 | Conventional Hydroelectric | HY |  | S | 15 | 0.8 | 16.4 | 16.5 | 16.4 | N |  |  | N | Electric Utility | 1 | X | WAT
Conventional Hydroelectric.WAT | hydro | TRUE | 7140 | Georgia Power Co | 702 | Bartletts Ferry | AL | Lee | 2 | Conventional Hydroelectric | HY |  | S | 15 | 0.8 | 16.4 | 16.5 | 16.4 | N |  |  | N | Electric Utility | 1 | X | WAT
Conventional Hydroelectric.WAT | hydro | TRUE | 7140 | Georgia Power Co | 702 | Bartletts Ferry | AL | Lee | 3 | Conventional Hydroelectric | HY |  | S | 15 | 0.96 | 16.4 | 16.5 | 16.4 | N |  |  | N | Electric Utility | 1 | X | WAT
Conventional Hydroelectric.WAT | hydro | TRUE | 7140 | Georgia Power Co | 702 | Bartletts Ferry | AL | Lee | 4 | Conventional Hydroelectric | HY |  | S | 20 | 0.8 | 21.9 | 22 | 21.9 | N |  |  | N | Electric Utility | 1 | X | WAT
Conventional Hydroelectric.WAT | hydro | TRUE | 7140 | Georgia Power Co | 702 | Bartletts Ferry | AL | Lee | 5 | Conventional Hydroelectric | HY |  | S | 54 | 0.9 | 59 | 59.5 | 59 | N |  |  | N | Electric Utility | 1 | X | WAT
Conventional Hydroelectric.WAT | hydro | TRUE | 7140 | Georgia Power Co | 702 | Bartletts Ferry | AL | Lee | 6 | Conventional Hydroelectric | HY |  | S | 54 | 0.9 | 59 | 59.5 | 59 | N |  |  | N | Electric Utility | 1 | X | WAT
Conventional Steam Coal.BIT | hard coal | TRUE | 7140 | Georgia Power Co | 703 | Bowen | GA | Bartow | 1 | Conventional Steam Coal | ST |  | S | 805.8 | 0.85 | 714 | 714 | 450 | N |  |  | N | Electric Utility | 1 | X | BIT | DFO
Conventional Steam Coal.BIT | hard coal | TRUE | 7140 | Georgia Power Co | 703 | Bowen | GA | Bartow | 2 | Conventional Steam Coal | ST |  | S | 788.8 | 0.85 | 718 | 718 | 450 | N |  |  | N | Electric Utility | 1 | X | BIT | DFO
Conventional Steam Coal.BIT | hard coal | TRUE | 7140 | Georgia Power Co | 703 | Bowen | GA | Bartow | 3 | Conventional Steam Coal | ST |  | S | 952 | 0.85 | 883 | 883 | 550 | N |  |  | N | Electric Utility | 1 | X | BIT | DFO
Conventional Steam Coal.BIT | hard coal | TRUE | 7140 | Georgia Power Co | 703 | Bowen | GA | Bartow | 4 | Conventional Steam Coal | ST |  | S | 952 | 0.85 | 885 | 885 | 550 | N |  |  | N | Electric Utility | 1 | X | BIT | DFO
Conventional Hydroelectric.WAT | hydro | TRUE | 7140 | Georgia Power Co | 704 | Burton Dam | GA | Rabun | 1 | Conventional Hydroelectric | HY |  | S | 3 | 0.9 | 4.8 | 4.4 | 4.4 | N |  |  | N | Electric Utility | 1 | X | WAT
Conventional Hydroelectric.WAT | hydro | TRUE | 7140 | Georgia Power Co | 704 | Burton Dam | GA | Rabun | 2 | Conventional Hydroelectric | HY |  | S | 3 | 0.9 | 4.8 | 4.4 | 4.3 | N |  |  | N | Electric Utility | 1 | X | WAT
Conventional Hydroelectric.WAT | hydro | TRUE | 7140 | Georgia Power Co | 706 | Flint River | GA | Dougherty | 1 | Conventional Hydroelectric | HY |  | S | 1.8 | 0.8 | 2.1 | 2 | 1.9 | N |  |  | N | Electric Utility | 1 | X | WAT
Conventional Hydroelectric.WAT | hydro | TRUE | 7140 | Georgia Power Co | 706 | Flint River | GA | Dougherty | 2 | Conventional Hydroelectric | HY |  | S | 1.8 | 0.8 | 2.1 | 2 | 1.9 | N |  |  | N | Electric Utility | 1 | X | WAT
Conventional Hydroelectric.WAT | hydro | TRUE | 7140 | Georgia Power Co | 706 | Flint River | GA | Dougherty | 3 | Conventional Hydroelectric | HY |  | S | 1.8 | 0.8 | 2.1 | 2 | 2 | N |  |  | N | Electric Utility | 1 | X | WAT
Conventional Hydroelectric.WAT | hydro | TRUE | 7140 | Georgia Power Co | 707 | Goat Rock | AL | Lee | 3 | Conventional Hydroelectric | HY |  | S | 5 | 0.8 | 5 | 5.1 | 3.1 | N |  |  | N | Electric Utility | 1 | X | WAT
Conventional Hydroelectric.WAT | hydro | TRUE | 7140 | Georgia Power Co | 707 | Goat Rock | AL | Lee | 4 | Conventional Hydroelectric | HY |  | S | 5 | 0.94 | 5 | 5.1 | 5 | N |  |  | N | Electric Utility | 1 | X | WAT
Conventional Hydroelectric.WAT | hydro | TRUE | 7140 | Georgia Power Co | 707 | Goat Rock | AL | Lee | 5 | Conventional Hydroelectric | HY |  | S | 5 | 0.8 | 5 | 5.1 | 5 | N |  |  | N | Electric Utility | 1 | X | WAT
Conventional Hydroelectric.WAT | hydro | TRUE | 7140 | Georgia Power Co | 707 | Goat Rock | AL | Lee | 6 | Conventional Hydroelectric | HY |  | S | 5 | 0.8 | 5 | 5.1 | 5 | N |  |  | N | Electric Utility | 1 | X | WAT
Conventional Hydroelectric.WAT | hydro | TRUE | 7140 | Georgia Power Co | 707 | Goat Rock | AL | Lee | 7 | Conventional Hydroelectric | HY |  | S | 9.3 | 0.85 | 9.3 | 9.5 | 9.3 | N |  |  | N | Electric Utility | 1 | X | WAT
Conventional Hydroelectric.WAT | hydro | TRUE | 7140 | Georgia Power Co | 707 | Goat Rock | AL | Lee | 8 | Conventional Hydroelectric | HY |  | S | 9.3 | 0.85 | 9.3 | 9.5 | 9.3 | N |  |  | N | Electric Utility | 1 | X | WAT
Natural Gas Fired Combustion Turbine.NG | natural gas peaker | TRUE | 7140 | Georgia Power Co | 710 | Jack McDonough | GA | Cobb | 3A | Natural Gas Fired Combustion Turbine | GT |  | S | 41.8 | 0.9 | 32 | 40 | 32 | N |  |  | N | Electric Utility | 1 | X | NG | DFO
Natural Gas Fired Combustion Turbine.NG | natural gas peaker | TRUE | 7140 | Georgia Power Co | 710 | Jack McDonough | GA | Cobb | 3B | Natural Gas Fired Combustion Turbine | GT |  | S | 41.8 | 0.9 | 32 | 40 | 32 | N |  |  | N | Electric Utility | 1 | X | NG | DFO
Natural Gas Fired Combined Cycle.NG | natural gas combined cycle | TRUE | 7140 | Georgia Power Co | 710 | Jack McDonough | GA | Cobb | 4 | Natural Gas Fired Combined Cycle | CA | G104 | S | 369 | 0.9 | 360 | 360 | 209 | N |  |  | N | Electric Utility | 1 | X | NG
Natural Gas Fired Combined Cycle.NG | natural gas combined cycle | TRUE | 7140 | Georgia Power Co | 710 | Jack McDonough | GA | Cobb | 5 | Natural Gas Fired Combined Cycle | CA | G105 | S | 369 | 0.9 | 360 | 360 | 209 | N |  |  | N | Electric Utility | 1 | X | NG
Natural Gas Fired Combined Cycle.NG | natural gas combined cycle | TRUE | 7140 | Georgia Power Co | 710 | Jack McDonough | GA | Cobb | 5ACT | Natural Gas Fired Combined Cycle | CT | G105 | S | 276.3 | 0.85 | 232.5 | 271 | 150 | N |  |  | N | Electric Utility | 1 | X | NG | DFO
Natural Gas Fired Combined Cycle.NG | natural gas combined cycle | TRUE | 7140 | Georgia Power Co | 710 | Jack McDonough | GA | Cobb | 5BCT | Natural Gas Fired Combined Cycle | CT | G105 | S | 276.3 | 0.85 | 232.5 | 271 | 150 | N |  |  | N | Electric Utility | 1 | X | NG
Natural Gas Fired Combined Cycle.NG | natural gas combined cycle | TRUE | 7140 | Georgia Power Co | 710 | Jack McDonough | GA | Cobb | 6 | Natural Gas Fired Combined Cycle | CA | G106 | S | 369 | 0.9 | 345 | 345 | 209 | N |  |  | N | Electric Utility | 1 | X | NG
Natural Gas Fired Combined Cycle.NG | natural gas combined cycle | TRUE | 7140 | Georgia Power Co | 710 | Jack McDonough | GA | Cobb | 6ACT | Natural Gas Fired Combined Cycle | CT | G106 | S | 276.3 | 0.85 | 233 | 274.5 | 150 | N |  |  | N | Electric Utility | 1 | X | NG
Natural Gas Fired Combined Cycle.NG | natural gas combined cycle | TRUE | 7140 | Georgia Power Co | 710 | Jack McDonough | GA | Cobb | 6BCT | Natural Gas Fired Combined Cycle | CT | G106 | S | 276.3 | 0.85 | 233 | 274.5 | 150 | N |  |  | N | Electric Utility | 1 | X | NG
Natural Gas Fired Combined Cycle.NG | natural gas combined cycle | TRUE | 7140 | Georgia Power Co | 710 | Jack McDonough | GA | Cobb | CT4A | Natural Gas Fired Combined Cycle | CT | G104 | S | 276.3 | 0.85 | 237.5 | 276.5 | 150 | N |  |  | N | Electric Utility | 1 | X | NG | DFO
Natural Gas Fired Combined Cycle.NG | natural gas combined cycle | TRUE | 7140 | Georgia Power Co | 710 | Jack McDonough | GA | Cobb | CT4B | Natural Gas Fired Combined Cycle | CT | G104 | S | 276.3 | 0.85 | 237.5 | 276.5 | 150 | N |  |  | N | Electric Utility | 1 | X | NG
Conventional Hydroelectric.WAT | hydro | TRUE | 7140 | Georgia Power Co | 712 | Lloyd Shoals | GA | Jasper | 1 | Conventional Hydroelectric | HY |  | S | 2.4 | 0.8 | 3.8 | 3.8 | 3.5 | N |  |  | N | Electric Utility | 1 | X | WAT
Conventional Hydroelectric.WAT | hydro | TRUE | 7140 | Georgia Power Co | 712 | Lloyd Shoals | GA | Jasper | 2 | Conventional Hydroelectric | HY |  | S | 2.4 | 0.8 | 3.8 | 3.8 | 3.5 | N |  |  | N | Electric Utility | 1 | X | WAT
Conventional Hydroelectric.WAT | hydro | TRUE | 7140 | Georgia Power Co | 712 | Lloyd Shoals | GA | Jasper | 3 | Conventional Hydroelectric | HY |  | S | 2.4 | 0.8 | 3.8 | 3.8 | 3.5 | N |  |  | N | Electric Utility | 1 | X | WAT
Conventional Hydroelectric.WAT | hydro | TRUE | 7140 | Georgia Power Co | 712 | Lloyd Shoals | GA | Jasper | 4 | Conventional Hydroelectric | HY |  | S | 2.4 | 0.8 | 3.8 | 3.8 | 3.5 | N |  |  | N | Electric Utility | 1 | X | WAT
Conventional Hydroelectric.WAT | hydro | TRUE | 7140 | Georgia Power Co | 712 | Lloyd Shoals | GA | Jasper | 5 | Conventional Hydroelectric | HY |  | S | 2.4 | 0.8 | 3.8 | 3.8 | 3.5 | N |  |  | N | Electric Utility | 1 | X | WAT
Conventional Hydroelectric.WAT | hydro | TRUE | 7140 | Georgia Power Co | 712 | Lloyd Shoals | GA | Jasper | 6 | Conventional Hydroelectric | HY |  | S | 2.4 | 0.8 | 3.8 | 3.8 | 3.5 | N |  |  | N | Electric Utility | 1 | X | WAT
Conventional Hydroelectric.WAT | hydro | TRUE | 14328 | Pacific Gas & Electric Co. | 714 | Toadtown | CA | Butte | 1 | Conventional Hydroelectric | HY |  | S | 1.8 | 0.95 | 1.5 | 1.5 | 0 | N |  |  | N | Electric Utility | 1 | X | WAT
Petroleum Liquids.DFO | petroleum | TRUE | 7140 | Georgia Power Co | 715 | McManus | GA | Glynn | 3A | Petroleum Liquids | GT |  | S | 55.4 | 0.9 | 46 | 57 | 3 | N |  |  | N | Electric Utility | 1 | X | DFO
Petroleum Liquids.DFO | petroleum | TRUE | 7140 | Georgia Power Co | 715 | McManus | GA | Glynn | 3B | Petroleum Liquids | GT |  | S | 55.4 | 0.9 | 46 | 57 | 3 | N |  |  | N | Electric Utility | 1 | X | DFO
Petroleum Liquids.DFO | petroleum | TRUE | 7140 | Georgia Power Co | 715 | McManus | GA | Glynn | 3C | Petroleum Liquids | GT |  | S | 55.4 | 0.9 | 46 | 57 | 3 | N |  |  | N | Electric Utility | 1 | X | DFO
Petroleum Liquids.DFO | petroleum | TRUE | 7140 | Georgia Power Co | 715 | McManus | GA | Glynn | 4A | Petroleum Liquids | GT |  | S | 65.3 | 0.9 | 46 | 57 | 3 | N |  |  | N | Electric Utility | 1 | X | DFO
Petroleum Liquids.DFO | petroleum | TRUE | 7140 | Georgia Power Co | 715 | McManus | GA | Glynn | 4B | Petroleum Liquids | GT |  | S | 65.3 | 0.9 | 46 | 57 | 3 | N |  |  | N | Electric Utility | 1 | X | DFO
Petroleum Liquids.DFO | petroleum | TRUE | 7140 | Georgia Power Co | 715 | McManus | GA | Glynn | 4C | Petroleum Liquids | GT |  | S | 65.3 | 0.9 | 46 | 57 | 3 | N |  |  | N | Electric Utility | 1 | X | DFO
Petroleum Liquids.DFO | petroleum | TRUE | 7140 | Georgia Power Co | 715 | McManus | GA | Glynn | 4D | Petroleum Liquids | GT |  | S | 65.3 | 0.9 | 46 | 57 | 3 | N |  |  | N | Electric Utility | 1 | X | DFO
Petroleum Liquids.DFO | petroleum | TRUE | 7140 | Georgia Power Co | 715 | McManus | GA | Glynn | 4E | Petroleum Liquids | GT |  | S | 65.3 | 0.9 | 46 | 57 | 3 | N |  |  | N | Electric Utility | 1 | X | DFO
Petroleum Liquids.DFO | petroleum | TRUE | 7140 | Georgia Power Co | 715 | McManus | GA | Glynn | 4F | Petroleum Liquids | GT |  | S | 65.3 | 0.9 | 46 | 57 | 3 | N |  |  | N | Electric Utility | 1 | X | DFO
Petroleum Liquids.DFO | petroleum | TRUE | 7140 | Georgia Power Co | 715 | McManus | GA | Glynn | IC1 | Petroleum Liquids | IC |  | S | 2 | 0.8 | 2 | 2 | 2 | N |  |  | N | Electric Utility | 1 | X | DFO
Conventional Hydroelectric.WAT | hydro | TRUE | 7140 | Georgia Power Co | 717 | Morgan Falls | GA | Fulton | 1 | Conventional Hydroelectric | HY |  | S | 2.4 | 0.8 | 1.5 | 1.6 | 1.5 | N |  |  | N | Electric Utility | 1 | X | WAT
Conventional Hydroelectric.WAT | hydro | TRUE | 7140 | Georgia Power Co | 717 | Morgan Falls | GA | Fulton | 2 | Conventional Hydroelectric | HY |  | S | 2.4 | 0.8 | 1.5 | 1.6 | 1.5 | N |  |  | N | Electric Utility | 1 | X | WAT
Conventional Hydroelectric.WAT | hydro | TRUE | 7140 | Georgia Power Co | 717 | Morgan Falls | GA | Fulton | 3 | Conventional Hydroelectric | HY |  | S | 2.4 | 0.8 | 1.5 | 1.6 | 1.5 | N |  |  | N | Electric Utility | 1 | X | WAT
Conventional Hydroelectric.WAT | hydro | TRUE | 7140 | Georgia Power Co | 717 | Morgan Falls | GA | Fulton | 4 | Conventional Hydroelectric | HY |  | S | 2.4 | 0.8 | 1.5 | 1.6 | 1.5 | N |  |  | N | Electric Utility | 1 | X | WAT
Conventional Hydroelectric.WAT | hydro | TRUE | 7140 | Georgia Power Co | 717 | Morgan Falls | GA | Fulton | 5 | Conventional Hydroelectric | HY |  | S | 2.4 | 0.8 | 1.5 | 1.6 | 1.5 | N |  |  | N | Electric Utility | 1 | X | WAT
Conventional Hydroelectric.WAT | hydro | TRUE | 7140 | Georgia Power Co | 717 | Morgan Falls | GA | Fulton | 6 | Conventional Hydroelectric | HY |  | S | 2.4 | 0.8 | 1.5 | 1.6 | 1.5 | N |  |  | N | Electric Utility | 1 | X | WAT
Conventional Hydroelectric.WAT | hydro | TRUE | 7140 | Georgia Power Co | 717 | Morgan Falls | GA | Fulton | 7 | Conventional Hydroelectric | HY |  | S | 2.4 | 0.8 | 1.5 | 1.6 | 1.4 | N |  |  | N | Electric Utility | 1 | X | WAT
Conventional Hydroelectric.WAT | hydro | TRUE | 7140 | Georgia Power Co | 718 | Nacoochee | GA | Rabun | 1 | Conventional Hydroelectric | HY |  | S | 2.4 | 0.8 | 3 | 3 | 3 | N |  |  | N | Electric Utility | 1 | X | WAT
Conventional Hydroelectric.WAT | hydro | TRUE | 7140 | Georgia Power Co | 718 | Nacoochee | GA | Rabun | 2 | Conventional Hydroelectric | HY |  | S | 2.4 | 0.8 | 3 | 3 | 3 | N |  |  | N | Electric Utility | 1 | X | WAT
Conventional Hydroelectric.WAT | hydro | TRUE | 7140 | Georgia Power Co | 719 | North Highlands | GA | Muscogee | 1 | Conventional Hydroelectric | HY |  | S | 9.2 | 0.8 | 10.7 | 10.8 | 10.5 | N |  |  | N | Electric Utility | 1 | X | WAT
Conventional Hydroelectric.WAT | hydro | TRUE | 7140 | Georgia Power Co | 719 | North Highlands | GA | Muscogee | 2 | Conventional Hydroelectric | HY |  | S | 9.2 | 0.8 | 10.7 | 10.8 | 10.5 | N |  |  | N | Electric Utility | 1 | X | WAT
Conventional Hydroelectric.WAT | hydro | TRUE | 7140 | Georgia Power Co | 719 | North Highlands | GA | Muscogee | 3 | Conventional Hydroelectric | HY |  | S | 9.2 | 0.8 | 10.7 | 10.8 | 10.5 | N |  |  | N | Electric Utility | 1 | X | WAT
Conventional Hydroelectric.WAT | hydro | TRUE | 7140 | Georgia Power Co | 719 | North Highlands | GA | Muscogee | 4 | Conventional Hydroelectric | HY |  | S | 2 | 0.8 | 2.3 | 2.3 | 2.3 | N |  |  | N | Electric Utility | 1 | X | WAT
Conventional Hydroelectric.WAT | hydro | TRUE | 7140 | Georgia Power Co | 720 | Oliver Dam | GA | Muscogee | 1 | Conventional Hydroelectric | HY |  | S | 18 | 0.8 | 17.7 | 17.5 | 17.5 | N |  |  | N | Electric Utility | 1 | X | WAT
Conventional Hydroelectric.WAT | hydro | TRUE | 7140 | Georgia Power Co | 720 | Oliver Dam | GA | Muscogee | 2 | Conventional Hydroelectric | HY |  | S | 18 | 0.8 | 17.7 | 17.5 | 17.5 | N |  |  | N | Electric Utility | 1 | X | WAT
Conventional Hydroelectric.WAT | hydro | TRUE | 7140 | Georgia Power Co | 720 | Oliver Dam | GA | Muscogee | 3 | Conventional Hydroelectric | HY |  | S | 18 | 0.8 | 17.7 | 17.5 | 17.5 | N |  |  | N | Electric Utility | 1 | X | WAT
Conventional Hydroelectric.WAT | hydro | TRUE | 7140 | Georgia Power Co | 720 | Oliver Dam | GA | Muscogee | 4 | Conventional Hydroelectric | HY |  | S | 6 | 0.8 | 5.9 | 5.8 | 5.7 | N |  |  | N | Electric Utility | 1 | X | WAT
Conventional Hydroelectric.WAT | hydro | TRUE | 7140 | Georgia Power Co | 722 | Sinclair Dam | GA | Baldwin | 1 | Conventional Hydroelectric | HY |  | S | 22.5 | 0.8 | 21.9 | 21.9 | 21.9 | N |  |  | N | Electric Utility | 1 | X | WAT
Conventional Hydroelectric.WAT | hydro | TRUE | 7140 | Georgia Power Co | 722 | Sinclair Dam | GA | Baldwin | 2 | Conventional Hydroelectric | HY |  | S | 22.5 | 0.8 | 21.9 | 21.9 | 21.9 | N |  |  | N | Electric Utility | 1 | X | WAT
Conventional Hydroelectric.WAT | hydro | TRUE | 7140 | Georgia Power Co | 723 | Tallulah Falls | GA | Habersham | 1 | Conventional Hydroelectric | HY |  | S | 12 | 1 | 12.1 | 12.1 | 12.1 | N |  |  | N | Electric Utility | 1 | X | WAT
Conventional Hydroelectric.WAT | hydro | TRUE | 7140 | Georgia Power Co | 723 | Tallulah Falls | GA | Habersham | 2 | Conventional Hydroelectric | HY |  | S | 12 | 1 | 12.1 | 12.1 | 12.1 | N |  |  | N | Electric Utility | 1 | X | WAT
Conventional Hydroelectric.WAT | hydro | TRUE | 7140 | Georgia Power Co | 723 | Tallulah Falls | GA | Habersham | 3 | Conventional Hydroelectric | HY |  | S | 12 | 1 | 12.1 | 12.1 | 12.1 | N |  |  | N | Electric Utility | 1 | X | WAT
Conventional Hydroelectric.WAT | hydro | TRUE | 7140 | Georgia Power Co | 723 | Tallulah Falls | GA | Habersham | 4 | Conventional Hydroelectric | HY |  | S | 12 | 1 | 12.2 | 12.2 | 12.2 | N |  |  | N | Electric Utility | 1 | X | WAT
Conventional Hydroelectric.WAT | hydro | TRUE | 7140 | Georgia Power Co | 723 | Tallulah Falls | GA | Habersham | 5 | Conventional Hydroelectric | HY |  | S | 12 | 1 | 12.2 | 12.2 | 12.2 | N |  |  | N | Electric Utility | 1 | X | WAT
Conventional Hydroelectric.WAT | hydro | TRUE | 7140 | Georgia Power Co | 723 | Tallulah Falls | GA | Habersham | 6 | Conventional Hydroelectric | HY |  | S | 12 | 1 | 12.2 | 12.2 | 12.2 | N |  |  | N | Electric Utility | 1 | X | WAT
Conventional Hydroelectric.WAT | hydro | TRUE | 7140 | Georgia Power Co | 724 | Terrora | GA | Rabun | 1 | Conventional Hydroelectric | HY |  | S | 8 | 0.8 | 8.3 | 8.3 | 8.3 | N |  |  | N | Electric Utility | 1 | X | WAT
Conventional Hydroelectric.WAT | hydro | TRUE | 7140 | Georgia Power Co | 724 | Terrora | GA | Rabun | 2 | Conventional Hydroelectric | HY |  | S | 8 | 0.8 | 9.3 | 9.3 | 9.3 | Y |  |  | N | Electric Utility | 1 | X | WAT
Conventional Hydroelectric.WAT | hydro | TRUE | 7140 | Georgia Power Co | 725 | Tugalo | GA | Habersham | 1 | Conventional Hydroelectric | HY |  | S | 11.2 | 0.9 | 13 | 13.1 | 13 | N |  |  | N | Electric Utility | 1 | X | WAT
Conventional Hydroelectric.WAT | hydro | TRUE | 7140 | Georgia Power Co | 725 | Tugalo | GA | Habersham | 2 | Conventional Hydroelectric | HY |  | S | 11.2 | 0.9 | 13 | 13.1 | 13 | N |  |  | N | Electric Utility | 1 | X | WAT
Conventional Hydroelectric.WAT | hydro | TRUE | 7140 | Georgia Power Co | 725 | Tugalo | GA | Habersham | 3 | Conventional Hydroelectric | HY |  | S | 11.2 | 0.9 | 13 | 13.1 | 13 | N |  |  | N | Electric Utility | 1 | X | WAT
Conventional Hydroelectric.WAT | hydro | TRUE | 7140 | Georgia Power Co | 725 | Tugalo | GA | Habersham | 4 | Conventional Hydroelectric | HY |  | S | 11.2 | 0.9 | 13 | 13.1 | 13 | N |  |  | N | Electric Utility | 1 | X | WAT
Natural Gas Steam Turbine.NG | natural gas steam turbine | TRUE | 7140 | Georgia Power Co | 728 | Yates | GA | Coweta | 6 | Natural Gas Steam Turbine | ST |  | S | 403.7 | 0.85 | 355.5 | 355.5 | 60 | N |  |  | N | Electric Utility | 1 | X | NG
Natural Gas Steam Turbine.NG | natural gas steam turbine | TRUE | 7140 | Georgia Power Co | 728 | Yates | GA | Coweta | 7 | Natural Gas Steam Turbine | ST |  | S | 403.7 | 0.85 | 358.5 | 358.5 | 60 | N |  |  | N | Electric Utility | 1 | X | NG
Conventional Hydroelectric.WAT | hydro | TRUE | 7140 | Georgia Power Co | 729 | Yonah | GA | Stephens | 1 | Conventional Hydroelectric | HY |  | S | 7.5 | 0.9 | 9.5 | 9.6 | 9.5 | N |  |  | N | Electric Utility | 1 | X | WAT
Conventional Hydroelectric.WAT | hydro | TRUE | 7140 | Georgia Power Co | 729 | Yonah | GA | Stephens | 2 | Conventional Hydroelectric | HY |  | S | 7.5 | 0.9 | 9.5 | 9.6 | 9.5 | N |  |  | N | Electric Utility | 1 | X | WAT
Conventional Hydroelectric.WAT | hydro | TRUE | 7140 | Georgia Power Co | 729 | Yonah | GA | Stephens | 3 | Conventional Hydroelectric | HY |  | S | 7.5 | 0.9 | 9.5 | 9.6 | 9.5 | N |  |  | N | Electric Utility | 1 | X | WAT
Conventional Hydroelectric.WAT | hydro | TRUE | 17539 | Dominion Energy South Carolina, Inc | 736 | Stevens Creek | GA | Columbia | 1 | Conventional Hydroelectric | HY |  | S | 2.2 | 0.8 | 1.5 | 1.9 | 0.1 | N |  |  | N | Electric Utility | 1 | X | WAT
Conventional Hydroelectric.WAT | hydro | TRUE | 17539 | Dominion Energy South Carolina, Inc | 736 | Stevens Creek | GA | Columbia | 2 | Conventional Hydroelectric | HY |  | S | 2.2 | 0.8 | 1.5 | 1.9 | 0.1 | N |  |  | N | Electric Utility | 1 | X | WAT
Conventional Hydroelectric.WAT | hydro | TRUE | 17539 | Dominion Energy South Carolina, Inc | 736 | Stevens Creek | GA | Columbia | 3 | Conventional Hydroelectric | HY |  | S | 2.2 | 0.8 | 1.5 | 1.9 | 0.1 | N |  |  | N | Electric Utility | 1 | X | WAT
Conventional Hydroelectric.WAT | hydro | TRUE | 17539 | Dominion Energy South Carolina, Inc | 736 | Stevens Creek | GA | Columbia | 4 | Conventional Hydroelectric | HY |  | S | 2.2 | 0.8 | 1.5 | 1.9 | 0.1 | N |  |  | N | Electric Utility | 1 | X | WAT
Conventional Hydroelectric.WAT | hydro | TRUE | 17539 | Dominion Energy South Carolina, Inc | 736 | Stevens Creek | GA | Columbia | 5 | Conventional Hydroelectric | HY |  | S | 2.2 | 0.8 | 1.5 | 1.9 | 0.1 | N |  |  | N | Electric Utility | 1 | X | WAT
Conventional Hydroelectric.WAT | hydro | TRUE | 17539 | Dominion Energy South Carolina, Inc | 736 | Stevens Creek | GA | Columbia | 6 | Conventional Hydroelectric | HY |  | S | 2.2 | 0.8 | 1.5 | 1.9 | 0.1 | N |  |  | N | Electric Utility | 1 | X | WAT
Conventional Hydroelectric.WAT | hydro | TRUE | 17539 | Dominion Energy South Carolina, Inc | 736 | Stevens Creek | GA | Columbia | 7 | Conventional Hydroelectric | HY |  | S | 2.2 | 0.8 | 1.5 | 1.9 | 0.1 | N |  |  | N | Electric Utility | 1 | X | WAT
Conventional Hydroelectric.WAT | hydro | TRUE | 17539 | Dominion Energy South Carolina, Inc | 736 | Stevens Creek | GA | Columbia | 8 | Conventional Hydroelectric | HY |  | S | 2.2 | 0.8 | 1.5 | 1.9 | 0.1 | N |  |  | N | Electric Utility | 1 | X | WAT
Conventional Hydroelectric.WAT | hydro | TRUE | 12397 | Metropolitan Water District of S CA | 745 | Etiwanda | CA | San Bernardino | 1 | Conventional Hydroelectric | HY |  | S | 23.9 | 0.95 | 23.9 | 23.9 | 2.5 | N |  |  | N | Electric Utility | 1 | X | WAT
Conventional Hydroelectric.WAT | hydro | TRUE | 16612 | City & County of San Francisco | 751 | Moccasin Low Head Hydro Project | CA | Tuolumne | 1 | Conventional Hydroelectric | HY |  | S | 2.9 | 0.8 | 2.9 | 2.9 | 0 | N |  |  | N | Electric Utility | 1 | X | WAT
Conventional Hydroelectric.WAT | hydro | TRUE | 4538 | Crisp County Power Comm | 752 | Lake Blackshear Project | GA | Worth | 1 | Conventional Hydroelectric | HY |  | S | 2.4 | 0.8 | 2.4 | 2.4 | 0.9 | N |  |  | N | Electric Utility | 1 | X | WAT
Conventional Hydroelectric.WAT | hydro | TRUE | 4538 | Crisp County Power Comm | 752 | Lake Blackshear Project | GA | Worth | 2 | Conventional Hydroelectric | HY |  | S | 5 | 0.8 | 4 | 4 | 1.4 | N |  |  | N | Electric Utility | 1 | X | WAT
Conventional Hydroelectric.WAT | hydro | TRUE | 4538 | Crisp County Power Comm | 752 | Lake Blackshear Project | GA | Worth | 3 | Conventional Hydroelectric | HY |  | S | 4.8 | 0.8 | 4.8 | 4.8 | 1.1 | N |  |  | N | Electric Utility | 1 | X | WAT
Conventional Hydroelectric.WAT | hydro | TRUE | 4538 | Crisp County Power Comm | 752 | Lake Blackshear Project | GA | Worth | 4 | Conventional Hydroelectric | HY |  | S | 5 | 0.8 | 4 | 4 | 0.8 | N |  |  | N | Electric Utility | 1 | X | WAT
Natural Gas Steam Turbine.NG | natural gas steam turbine | TRUE | 4538 | Crisp County Power Comm | 753 | Crisp Plant | GA | Worth | 1 | Natural Gas Steam Turbine | ST |  | S | 12.5 | 0.8 | 10 | 10 | 3 | N |  |  | N | Electric Utility | 1 | X | NG | BIT
Natural Gas Fired Combustion Turbine.NG | natural gas peaker | TRUE | 4538 | Crisp County Power Comm | 753 | Crisp Plant | GA | Worth | GT1 | Natural Gas Fired Combustion Turbine | GT |  | S | 5 | 0.8 | 4 | 4 | 1 | N |  |  | N | Electric Utility | 1 | X | NG
Conventional Hydroelectric.WAT | hydro | TRUE | 19375 | USCE-Savannah District | 754 | Hartwell Lake | GA | Hart | 1 | Conventional Hydroelectric | HY |  | S | 85 | 0.9 | 85 | 85 | 30 | N |  |  | N | Electric Utility | 1 | X | WAT
Conventional Hydroelectric.WAT | hydro | TRUE | 19375 | USCE-Savannah District | 754 | Hartwell Lake | GA | Hart | 2 | Conventional Hydroelectric | HY |  | S | 85 | 0.9 | 85 | 85 | 30 | N |  |  | N | Electric Utility | 1 | X | WAT
Conventional Hydroelectric.WAT | hydro | TRUE | 19375 | USCE-Savannah District | 754 | Hartwell Lake | GA | Hart | 3 | Conventional Hydroelectric | HY |  | S | 85 | 0.9 | 85 | 85 | 30 | N |  |  | N | Electric Utility | 1 | X | WAT
Conventional Hydroelectric.WAT | hydro | TRUE | 19375 | USCE-Savannah District | 754 | Hartwell Lake | GA | Hart | 4 | Conventional Hydroelectric | HY |  | S | 85 | 0.9 | 70 | 70 | 55 | N |  |  | N | Electric Utility | 1 | X | WAT
Conventional Hydroelectric.WAT | hydro | TRUE | 19375 | USCE-Savannah District | 754 | Hartwell Lake | GA | Hart | 5 | Conventional Hydroelectric | HY |  | S | 80 | 0.95 | 80 | 80 | 25 | N |  |  | N | Electric Utility | 1 | X | WAT
Conventional Hydroelectric.WAT | hydro | TRUE | 18642 | Tennessee Valley Authority | 757 | Blue Ridge | GA | Fannin | 1 | Conventional Hydroelectric | HY |  | S | 22 | 0.8 | 16 | 13.4 | 7.2 | N |  |  | N | Electric Utility | 1 | X | WAT
Conventional Hydroelectric.WAT | hydro | TRUE | 18642 | Tennessee Valley Authority | 757 | Blue Ridge | GA | Fannin | 2 | Conventional Hydroelectric | HY |  | S | 1.5 | 0.8 | 1.3 | 1.3 | 1 | N |  |  | N | Electric Utility | 1 | X | WAT
Conventional Hydroelectric.WAT | hydro | TRUE | 18642 | Tennessee Valley Authority | 758 | Nottely | GA | Union | 1 | Conventional Hydroelectric | HY |  | S | 15 | 0.9 | 19.2 | 18.4 | 13.6 | N |  |  | N | Electric Utility | 1 | X | WAT
Conventional Hydroelectric.WAT | hydro | TRUE | 18642 | Tennessee Valley Authority | 758 | Nottely | GA | Union | 2 | Conventional Hydroelectric | HY |  | S | 0.9 | 0.9 | 0.9 | 0.9 | 0.6 | N |  |  | N | Electric Utility | 1 | X | WAT
Conventional Hydroelectric.WAT | hydro | TRUE | 27813 | USCE-Mobile District | 759 | Buford | GA | Forsyth | 1A | Conventional Hydroelectric | HY |  | S | 62 | 0.95 | 60 | 60 | 35 | N |  |  | N | Electric Utility | 1 | X | WAT
Conventional Hydroelectric.WAT | hydro | TRUE | 27813 | USCE-Mobile District | 759 | Buford | GA | Forsyth | 2A | Conventional Hydroelectric | HY |  | S | 62 | 0.95 | 60 | 60 | 35 | N |  |  | N | Electric Utility | 1 | X | WAT
Conventional Hydroelectric.WAT | hydro | TRUE | 27813 | USCE-Mobile District | 759 | Buford | GA | Forsyth | 3A | Conventional Hydroelectric | HY |  | S | 7.2 | 0.95 | 6.8 | 6.6 | 6.6 | N |  |  | N | Electric Utility | 1 | X | WAT
Conventional Hydroelectric.WAT | hydro | TRUE | 27813 | USCE-Mobile District | 760 | Allatoona | GA | Bartow | 1 | Conventional Hydroelectric | HY |  | S | 42.3 | 0.95 | 35 | 35 | 20 | N |  |  | N | Electric Utility | 1 | X | WAT
Conventional Hydroelectric.WAT | hydro | TRUE | 27813 | USCE-Mobile District | 760 | Allatoona | GA | Bartow | 2 | Conventional Hydroelectric | HY |  | S | 42.3 | 0.95 | 35 | 35 | 20 | N |  |  | N | Electric Utility | 1 | X | WAT
Conventional Hydroelectric.WAT | hydro | TRUE | 27813 | USCE-Mobile District | 760 | Allatoona | GA | Bartow | A | Conventional Hydroelectric | HY |  | S | 2 | 0.95 | 2 | 2 | 2 | N |  |  | N | Electric Utility | 1 | X | WAT
Conventional Hydroelectric.WAT | hydro | TRUE | 27813 | USCE-Mobile District | 761 | Walter F George | GA | Clay | 1 | Conventional Hydroelectric | HY |  | S | 42 | 0.95 | 42 | 42 | 40 | N |  |  | N | Electric Utility | 1 | X | WAT
Conventional Hydroelectric.WAT | hydro | TRUE | 27813 | USCE-Mobile District | 761 | Walter F George | GA | Clay | 2 | Conventional Hydroelectric | HY |  | S | 42 | 0.95 | 42 | 42 | 40 | N |  |  | N | Electric Utility | 1 | X | WAT
Conventional Hydroelectric.WAT | hydro | TRUE | 27813 | USCE-Mobile District | 761 | Walter F George | GA | Clay | 3 | Conventional Hydroelectric | HY |  | S | 42 | 0.95 | 42 | 42 | 40 | N |  |  | N | Electric Utility | 1 | X | WAT
Conventional Hydroelectric.WAT | hydro | TRUE | 27813 | USCE-Mobile District | 761 | Walter F George | GA | Clay | 4 | Conventional Hydroelectric | HY |  | S | 42 | 0.95 | 42 | 42 | 40 | N |  |  | N | Electric Utility | 1 | X | WAT
Petroleum Liquids.RFO | petroleum | TRUE | 19547 | Hawaiian Electric Co Inc | 765 | Kahe | HI | Honolulu | K1 | Petroleum Liquids | ST |  | S | 81.6 | 0.8 | 77.9 | 77.9 | 20 | N |  |  | N | Electric Utility | 1 | X | RFO
Petroleum Liquids.RFO | petroleum | TRUE | 19547 | Hawaiian Electric Co Inc | 765 | Kahe | HI | Honolulu | K2 | Petroleum Liquids | ST |  | S | 81.6 | 0.8 | 78.1 | 78.1 | 30 | N |  |  | N | Electric Utility | 1 | X | RFO
Petroleum Liquids.RFO | petroleum | TRUE | 19547 | Hawaiian Electric Co Inc | 765 | Kahe | HI | Honolulu | K3 | Petroleum Liquids | ST |  | S | 85.8 | 0.8 | 82.1 | 82.1 | 20 | N |  |  | N | Electric Utility | 1 | X | RFO
Petroleum Liquids.RFO | petroleum | TRUE | 19547 | Hawaiian Electric Co Inc | 765 | Kahe | HI | Honolulu | K4 | Petroleum Liquids | ST |  | S | 90.9 | 0.8 | 87.2 | 87.2 | 20 | N |  |  | N | Electric Utility | 1 | X | RFO
Petroleum Liquids.RFO | petroleum | TRUE | 19547 | Hawaiian Electric Co Inc | 765 | Kahe | HI | Honolulu | K5 | Petroleum Liquids | ST |  | S | 134.9 | 0.8 | 128.1 | 128.1 | 55 | N |  |  | N | Electric Utility | 1 | X | RFO
Petroleum Liquids.RFO | petroleum | TRUE | 19547 | Hawaiian Electric Co Inc | 765 | Kahe | HI | Honolulu | K6 | Petroleum Liquids | ST |  | S | 134.9 | 0.8 | 128.7 | 128.7 | 45 | N |  |  | N | Electric Utility | 1 | X | RFO
Petroleum Liquids.DFO | petroleum | TRUE | 19547 | Hawaiian Electric Co Inc | 766 | Waiau | HI | Honolulu | W10 | Petroleum Liquids | GT |  | S | 51.3 | 0.8 | 51.2 | 51.2 | 6 | N |  |  | N | Electric Utility | 1 | X | DFO
Petroleum Liquids.RFO | petroleum | TRUE | 19547 | Hawaiian Electric Co Inc | 766 | Waiau | HI | Honolulu | W3 | Petroleum Liquids | ST |  | S | 50 | 0.8 | 47.2 | 47.2 | 20 | N |  |  | N | Electric Utility | 1 | X | RFO
Petroleum Liquids.RFO | petroleum | TRUE | 19547 | Hawaiian Electric Co Inc | 766 | Waiau | HI | Honolulu | W4 | Petroleum Liquids | ST |  | S | 50 | 0.8 | 47.7 | 47.7 | 20 | N |  |  | N | Electric Utility | 1 | X | RFO
Petroleum Liquids.RFO | petroleum | TRUE | 19547 | Hawaiian Electric Co Inc | 766 | Waiau | HI | Honolulu | W5 | Petroleum Liquids | ST |  | S | 54.4 | 0.8 | 51.9 | 51.9 | 23 | N |  |  | N | Electric Utility | 1 | X | RFO
Petroleum Liquids.RFO | petroleum | TRUE | 19547 | Hawaiian Electric Co Inc | 766 | Waiau | HI | Honolulu | W6 | Petroleum Liquids | ST |  | S | 54.4 | 0.8 | 51.8 | 51.8 | 20 | N |  |  | N | Electric Utility | 1 | X | RFO
Petroleum Liquids.RFO | petroleum | TRUE | 19547 | Hawaiian Electric Co Inc | 766 | Waiau | HI | Honolulu | W7 | Petroleum Liquids | ST |  | S | 81.6 | 0.8 | 77.8 | 77.8 | 20 | N |  |  | N | Electric Utility | 1 | X | RFO
Petroleum Liquids.RFO | petroleum | TRUE | 19547 | Hawaiian Electric Co Inc | 766 | Waiau | HI | Honolulu | W8 | Petroleum Liquids | ST |  | S | 81.6 | 0.8 | 77.8 | 77.8 | 20 | N |  |  | N | Electric Utility | 1 | X | RFO
Petroleum Liquids.DFO | petroleum | TRUE | 19547 | Hawaiian Electric Co Inc | 766 | Waiau | HI | Honolulu | W9 | Petroleum Liquids | GT |  | S | 51.3 | 0.8 | 51.2 | 51.2 | 6 | N |  |  | N | Electric Utility | 1 | X | DFO
Petroleum Liquids.DFO | petroleum | TRUE | 8287 | Hawaii Electric Light Co Inc | 768 | Waimea | HI | Hawaii | 12 | Petroleum Liquids | IC |  | S | 2.5 | 0.9 | 2.5 | 2.5 | 0.5 | N |  |  | N | Electric Utility | 1 | X | DFO
Petroleum Liquids.DFO | petroleum | TRUE | 8287 | Hawaii Electric Light Co Inc | 768 | Waimea | HI | Hawaii | 13 | Petroleum Liquids | IC |  | S | 2.5 | 0.9 | 2.5 | 2.5 | 0.5 | N |  |  | N | Electric Utility | 1 | X | DFO
Petroleum Liquids.DFO | petroleum | TRUE | 8287 | Hawaii Electric Light Co Inc | 768 | Waimea | HI | Hawaii | 14 | Petroleum Liquids | IC |  | S | 2.5 | 0.9 | 2.5 | 2.5 | 0.5 | N |  |  | N | Electric Utility | 1 | X | DFO
Petroleum Liquids.DFO | petroleum | TRUE | 8287 | Hawaii Electric Light Co Inc | 769 | Kanoelehua | HI | Hawaii | 11 | Petroleum Liquids | IC |  | S | 2 | 0.9 | 2 | 2 | 2 | N |  |  | N | Electric Utility | 1 | X | DFO
Petroleum Liquids.DFO | petroleum | TRUE | 8287 | Hawaii Electric Light Co Inc | 769 | Kanoelehua | HI | Hawaii | 15 | Petroleum Liquids | IC |  | S | 2.5 | 0.9 | 2.5 | 2.5 | 0.5 | N |  |  | N | Electric Utility | 1 | X | DFO
Petroleum Liquids.DFO | petroleum | TRUE | 8287 | Hawaii Electric Light Co Inc | 769 | Kanoelehua | HI | Hawaii | 16 | Petroleum Liquids | IC |  | S | 2.5 | 0.9 | 2.5 | 2.5 | 0.5 | N |  |  | N | Electric Utility | 1 | X | DFO
Petroleum Liquids.DFO | petroleum | TRUE | 8287 | Hawaii Electric Light Co Inc | 769 | Kanoelehua | HI | Hawaii | 17 | Petroleum Liquids | IC |  | S | 2.5 | 0.9 | 2.5 | 2.5 | 0.5 | N |  |  | N | Electric Utility | 1 | X | DFO
Petroleum Liquids.DFO | petroleum | TRUE | 8287 | Hawaii Electric Light Co Inc | 769 | Kanoelehua | HI | Hawaii | CT1 | Petroleum Liquids | GT |  | S | 11.5 | 0.9 | 10.5 | 10.5 | 2.5 | N |  |  | N | Electric Utility | 1 | X | DFO
Conventional Hydroelectric.WAT | hydro | TRUE | 8287 | Hawaii Electric Light Co Inc | 771 | Puueo | HI | Hawaii | 1 | Conventional Hydroelectric | HY |  | S | 0.7 | 0.9 | 0.7 | 0.7 | 0.1 | N |  |  | N | Electric Utility | 1 | X | WAT
Conventional Hydroelectric.WAT | hydro | TRUE | 8287 | Hawaii Electric Light Co Inc | 771 | Puueo | HI | Hawaii | 2A | Conventional Hydroelectric | HY |  | S | 2.4 | 0.9 | 2.4 | 2.4 | 0.3 | N |  |  | N | Electric Utility | 1 | X | WAT
Petroleum Liquids.RFO | petroleum | TRUE | 8287 | Hawaii Electric Light Co Inc | 772 | W H Hill | HI | Hawaii | 5 | Petroleum Liquids | ST |  | S | 14.1 | 0.9 | 14.1 | 14.1 | 5 | N |  |  | N | Electric Utility | 1 | X | RFO | DFO
Petroleum Liquids.RFO | petroleum | TRUE | 8287 | Hawaii Electric Light Co Inc | 772 | W H Hill | HI | Hawaii | 6 | Petroleum Liquids | ST |  | S | 23 | 0.9 | 21.4 | 21.4 | 8 | N |  |  | N | Electric Utility | 1 | X | RFO | DFO
Conventional Hydroelectric.WAT | hydro | TRUE | 8287 | Hawaii Electric Light Co Inc | 774 | Waiau Hydro | HI | Hawaii | 1 | Conventional Hydroelectric | HY |  | S | 0.7 | 0.9 | 0.7 | 0.7 | 0.1 | N |  |  | N | Electric Utility | 1 | X | WAT
Conventional Hydroelectric.WAT | hydro | TRUE | 8287 | Hawaii Electric Light Co Inc | 774 | Waiau Hydro | HI | Hawaii | 2 | Conventional Hydroelectric | HY |  | S | 0.3 | 0.9 | 0.3 | 0.3 | 0.1 | N |  |  | N | Electric Utility | 1 | X | WAT
Conventional Hydroelectric.WAT | hydro | TRUE | 14191 | South Feather Water and Power Agency | 776 | Sly Creek | CA | Butte | 1 | Conventional Hydroelectric | HY |  | S | 12.1 | 0.9 | 12.1 | 12.1 | 0 | N |  |  | N | Electric Utility | 1 | X | WAT
Conventional Hydroelectric.WAT | hydro | TRUE | 3271 | Central Nebraska Pub P&I Dist | 785 | Kingsley | NE | Keith | 1 | Conventional Hydroelectric | HY |  | S | 50 | 0.95 | 41 | 41 | 5 | N |  |  | N | Electric Utility | 1 | X | WAT
Conventional Hydroelectric.WAT | hydro | TRUE | 7601 | Green Mountain Power Corp | 788 | East Barnet | VT | Caledonia | 1 | Conventional Hydroelectric | HY |  | S | 2.2 | 0.8 | 1.9 | 1.9 | 0.2 | N |  |  | N | Electric Utility | 1 | X | WAT
Petroleum Liquids.DFO | petroleum | TRUE | 40215 | Cordova Electric Coop, Inc | 789 | Orca | AK | Valdez Cordova | 3 | Petroleum Liquids | IC |  | S | 2.5 | 0.8 | 2.5 | 2.5 | 1.5 | N |  |  | N | Electric Utility | 1 | X | DFO
Petroleum Liquids.DFO | petroleum | TRUE | 40215 | Cordova Electric Coop, Inc | 789 | Orca | AK | Valdez Cordova | 4 | Petroleum Liquids | IC |  | S | 2.4 | 0.8 | 2.4 | 2.4 | 1.4 | N |  |  | N | Electric Utility | 1 | X | DFO
Petroleum Liquids.DFO | petroleum | TRUE | 40215 | Cordova Electric Coop, Inc | 789 | Orca | AK | Valdez Cordova | 5 | Petroleum Liquids | IC |  | S | 1.1 | 0.8 | 1.1 | 1.1 | 0.7 | N |  |  | N | Electric Utility | 1 | X | DFO
Petroleum Liquids.DFO | petroleum | TRUE | 40215 | Cordova Electric Coop, Inc | 789 | Orca | AK | Valdez Cordova | 6 | Petroleum Liquids | IC |  | S | 1.1 | 0.8 | 1.1 | 1.1 | 0.7 | N |  |  | N | Electric Utility | 1 | X | DFO
Petroleum Liquids.DFO | petroleum | TRUE | 40215 | Cordova Electric Coop, Inc | 789 | Orca | AK | Valdez Cordova | 7 | Petroleum Liquids | IC |  | S | 3.6 | 0.8 | 3.6 | 3.6 | 2.2 | N |  |  | N | Electric Utility | 1 | X | DFO
Conventional Hydroelectric.WAT | hydro | TRUE | 9187 | City of Idaho Falls - (ID) | 790 | Gem State | ID | Bonneville | 1 | Conventional Hydroelectric | HY |  | S | 23.4 | 0.9 | 23.4 | 23.4 | 23.4 | N |  |  | N | Electric Utility | 1 | X | WAT
Conventional Hydroelectric.WAT | hydro | TRUE | 7751 | Guadalupe Blanco River Authority | 791 | Canyon | TX | Comal | 1 | Conventional Hydroelectric | HY |  | S | 3 | 0.9 | 3 | 3 | 1 | N |  |  | N | Electric Utility | 1 | X | WAT
Conventional Hydroelectric.WAT | hydro | TRUE | 7751 | Guadalupe Blanco River Authority | 791 | Canyon | TX | Comal | 2 | Conventional Hydroelectric | HY |  | S | 3 | 0.9 | 3 | 3 | 1 | N |  |  | N | Electric Utility | 1 | X | WAT
Petroleum Liquids.DFO | petroleum | TRUE | 11843 | Maui Electric Co Ltd | 792 | Palaau Power Hybrid | HI | Maui | 15 | Petroleum Liquids | GT |  | S | 2.5 | 0.8 | 2 | 2 | 0.5 | N |  |  | N | Electric Utility | 1 | X | DFO
Petroleum Liquids.DFO | petroleum | TRUE | 11843 | Maui Electric Co Ltd | 792 | Palaau Power Hybrid | HI | Maui | 7 | Petroleum Liquids | IC |  | S | 2.2 | 0.8 | 2 | 2 | 0.3 | N |  |  | N | Electric Utility | 1 | X | DFO
Petroleum Liquids.DFO | petroleum | TRUE | 11843 | Maui Electric Co Ltd | 792 | Palaau Power Hybrid | HI | Maui | 8 | Petroleum Liquids | IC |  | S | 2.2 | 0.8 | 2 | 2 | 0.3 | N |  |  | N | Electric Utility | 1 | X | DFO
Petroleum Liquids.DFO | petroleum | TRUE | 11843 | Maui Electric Co Ltd | 792 | Palaau Power Hybrid | HI | Maui | 9 | Petroleum Liquids | IC |  | S | 2.2 | 0.8 | 2 | 2 | 0.3 | N |  |  | N | Electric Utility | 1 | X | DFO
Batteries.MWH | battery storage | 0 | 11843 | Maui Electric Co Ltd | 792 | Palaau Power Hybrid | HI | Maui | BAT1 | Batteries | BA |  | S | 2 |  | 2 | 2 | 0 | N |  |  | N | Electric Utility | 1 | X | MWH
Petroleum Liquids.DFO | petroleum | TRUE | 11843 | Maui Electric Co Ltd | 792 | Palaau Power Hybrid | HI | Maui | CAT1 | Petroleum Liquids | IC |  | S | 1.2 | 0.8 | 1.2 | 1.2 | 0.3 | N |  |  | N | Electric Utility | 1 | X | DFO
Petroleum Liquids.DFO | petroleum | TRUE | 11843 | Maui Electric Co Ltd | 792 | Palaau Power Hybrid | HI | Maui | CAT2 | Petroleum Liquids | IC |  | S | 1.2 | 0.8 | 1.2 | 1.2 | 0.3 | N |  |  | N | Electric Utility | 1 | X | DFO
Petroleum Liquids.DFO | petroleum | TRUE | 11843 | Maui Electric Co Ltd | 792 | Palaau Power Hybrid | HI | Maui | CUM3 | Petroleum Liquids | IC |  | S | 0.9 | 0.8 | 0.9 | 0.9 | 0.3 | N |  |  | N | Electric Utility | 1 | X | DFO
Petroleum Liquids.DFO | petroleum | TRUE | 11843 | Maui Electric Co Ltd | 792 | Palaau Power Hybrid | HI | Maui | CUM4 | Petroleum Liquids | IC |  | S | 0.9 | 0.8 | 0.9 | 0.9 | 0.3 | N |  |  | N | Electric Utility | 1 | X | DFO
Petroleum Liquids.DFO | petroleum | TRUE | 11843 | Maui Electric Co Ltd | 792 | Palaau Power Hybrid | HI | Maui | CUM5 | Petroleum Liquids | IC |  | S | 0.9 | 0.8 | 0.9 | 0.9 | 0.3 | N |  |  | N | Electric Utility | 1 | X | DFO
Petroleum Liquids.DFO | petroleum | TRUE | 11843 | Maui Electric Co Ltd | 792 | Palaau Power Hybrid | HI | Maui | CUM6 | Petroleum Liquids | IC |  | S | 0.9 | 0.8 | 0.9 | 0.9 | 0.3 | N |  |  | N | Electric Utility | 1 | X | DFO
Conventional Hydroelectric.WAT | hydro | TRUE | 6958 | City of Garland - (TX) | 794 | Lewisville | TX | Denton | 1 | Conventional Hydroelectric | HY |  | S | 2.8 | 0.9 | 2 | 2 | 0.5 | N |  |  | N | Electric Utility | 1 | X | WAT
Conventional Hydroelectric.WAT | hydro | TRUE | 39006 | Brookfield White Pine Hydro LLC | 805 | Charles E Monty | ME | Androscoggin | M-1 | Conventional Hydroelectric | HY |  | S | 14.2 | 0.9 | 14 | 14 | 0.2 | N |  |  | N | IPP Non-CHP | 2 | X | WAT
Conventional Hydroelectric.WAT | hydro | TRUE | 39006 | Brookfield White Pine Hydro LLC | 805 | Charles E Monty | ME | Androscoggin | M2 | Conventional Hydroelectric | HY |  | S | 14.2 | 0.9 | 14 | 14 | 0.2 | N |  |  | N | IPP Non-CHP | 2 | X | WAT
Conventional Hydroelectric.WAT | hydro | TRUE | 15296 | New York Power Authority | 808 | Jarvis (Hinckley) | NY | Oneida | 1 | Conventional Hydroelectric | HY |  | S | 4.5 | 1 | 4.5 | 4.5 | 1 | N |  |  | N | Electric Utility | 1 | X | WAT
Conventional Hydroelectric.WAT | hydro | TRUE | 15296 | New York Power Authority | 808 | Jarvis (Hinckley) | NY | Oneida | 2 | Conventional Hydroelectric | HY |  | S | 4.5 | 1 | 4.5 | 4.5 | 1 | N |  |  | N | Electric Utility | 1 | X | WAT
Conventional Hydroelectric.WAT | hydro | TRUE | 9191 | Idaho Power Co | 809 | American Falls | ID | Power | 1 | Conventional Hydroelectric | HY |  | S | 30.8 | 0.9 | 34.4 | 30.8 | 0 | N |  |  | N | Electric Utility | 1 | X | WAT
Conventional Hydroelectric.WAT | hydro | TRUE | 9191 | Idaho Power Co | 809 | American Falls | ID | Power | 2 | Conventional Hydroelectric | HY |  | S | 30.8 | 0.9 | 35.3 | 30.8 | 0 | N |  |  | N | Electric Utility | 1 | X | WAT
Conventional Hydroelectric.WAT | hydro | TRUE | 9191 | Idaho Power Co | 809 | American Falls | ID | Power | 3 | Conventional Hydroelectric | HY |  | S | 30.8 | 0.9 | 35.3 | 30.8 | 0 | N |  |  | N | Electric Utility | 1 | X | WAT
Conventional Hydroelectric.WAT | hydro | TRUE | 9191 | Idaho Power Co | 810 | Bliss | ID | Gooding | 1 | Conventional Hydroelectric | HY |  | S | 25 | 0.87 | 25.6 | 25 | 0 | N |  |  | N | Electric Utility | 1 | X | WAT
Conventional Hydroelectric.WAT | hydro | TRUE | 9191 | Idaho Power Co | 810 | Bliss | ID | Gooding | 2 | Conventional Hydroelectric | HY |  | S | 25 | 0.87 | 26.1 | 25 | 0 | N |  |  | N | Electric Utility | 1 | X | WAT
Conventional Hydroelectric.WAT | hydro | TRUE | 9191 | Idaho Power Co | 810 | Bliss | ID | Gooding | 3 | Conventional Hydroelectric | HY |  | S | 25 | 0.87 | 25.9 | 25 | 0 | N |  |  | N | Electric Utility | 1 | X | WAT
Conventional Hydroelectric.WAT | hydro | TRUE | 9191 | Idaho Power Co | 811 | Brownlee | ID | Washington | 1 | Conventional Hydroelectric | HY |  | S | 112.5 | 0.9 | 115.1 | 112.5 | 0 | N |  |  | N | Electric Utility | 1 | X | WAT
Conventional Hydroelectric.WAT | hydro | TRUE | 9191 | Idaho Power Co | 811 | Brownlee | ID | Washington | 2 | Conventional Hydroelectric | HY |  | S | 112.5 | 0.9 | 117.9 | 112.5 | 0 | N |  |  | N | Electric Utility | 1 | X | WAT
Conventional Hydroelectric.WAT | hydro | TRUE | 9191 | Idaho Power Co | 811 | Brownlee | ID | Washington | 3 | Conventional Hydroelectric | HY |  | S | 112.5 | 0.9 | 118.5 | 112.5 | 0 | N |  |  | N | Electric Utility | 1 | X | WAT
Conventional Hydroelectric.WAT | hydro | TRUE | 9191 | Idaho Power Co | 811 | Brownlee | ID | Washington | 4 | Conventional Hydroelectric | HY |  | S | 112.5 | 0.9 | 117.6 | 112.5 | 0 | N |  |  | N | Electric Utility | 1 | X | WAT
Conventional Hydroelectric.WAT | hydro | TRUE | 9191 | Idaho Power Co | 811 | Brownlee | ID | Washington | 5 | Conventional Hydroelectric | HY |  | S | 225 | 0.9 | 199.6 | 225 | 0 | N |  |  | N | Electric Utility | 1 | X | WAT
Conventional Hydroelectric.WAT | hydro | TRUE | 9191 | Idaho Power Co | 812 | C J Strike | ID | Owyhee | 1 | Conventional Hydroelectric | HY |  | S | 27.6 | 0.92 | 30.6 | 27.6 | 0 | N |  |  | N | Electric Utility | 1 | X | WAT
Conventional Hydroelectric.WAT | hydro | TRUE | 9191 | Idaho Power Co | 812 | C J Strike | ID | Owyhee | 2 | Conventional Hydroelectric | HY |  | S | 27.6 | 0.92 | 30.3 | 27.6 | 0 | N |  |  | N | Electric Utility | 1 | X | WAT
Conventional Hydroelectric.WAT | hydro | TRUE | 9191 | Idaho Power Co | 812 | C J Strike | ID | Owyhee | 3 | Conventional Hydroelectric | HY |  | S | 27.6 | 0.92 | 30.4 | 27.6 | 0 | N |  |  | N | Electric Utility | 1 | X | WAT
Conventional Hydroelectric.WAT | hydro | TRUE | 9191 | Idaho Power Co | 813 | Cascade Dam | ID | Valley | 1 | Conventional Hydroelectric | HY |  | S | 6.2 | 0.9 | 6.5 | 6.2 | 0 | N |  |  | N | Electric Utility | 1 | X | WAT
Conventional Hydroelectric.WAT | hydro | TRUE | 9191 | Idaho Power Co | 813 | Cascade Dam | ID | Valley | 2 | Conventional Hydroelectric | HY |  | S | 6.2 | 0.9 | 6.6 | 6.2 | 0 | N |  |  | N | Electric Utility | 1 | X | WAT
Conventional Hydroelectric.WAT | hydro | TRUE | 9191 | Idaho Power Co | 814 | Clear Lake | ID | Gooding | 1 | Conventional Hydroelectric | HY |  | S | 2.5 | 0.8 | 2.2 | 2.5 | 0 | N |  |  | N | Electric Utility | 1 | X | WAT
Conventional Hydroelectric.WAT | hydro | TRUE | 9191 | Idaho Power Co | 815 | Lower Malad | ID | Gooding | 1 | Conventional Hydroelectric | HY |  | S | 13.5 | 0.871 | 14.8 | 13.5 | 0 | N |  |  | N | Electric Utility | 1 | X | WAT
Conventional Hydroelectric.WAT | hydro | TRUE | 9191 | Idaho Power Co | 816 | Lower Salmon | ID | Gooding | 1 | Conventional Hydroelectric | HY |  | S | 15 | 0.86 | 17.9 | 15 | 0 | N |  |  | N | Electric Utility | 1 | X | WAT
Conventional Hydroelectric.WAT | hydro | TRUE | 9191 | Idaho Power Co | 816 | Lower Salmon | ID | Gooding | 2 | Conventional Hydroelectric | HY |  | S | 15 | 0.86 | 19.1 | 15 | 0 | N |  |  | N | Electric Utility | 1 | X | WAT
Conventional Hydroelectric.WAT | hydro | TRUE | 9191 | Idaho Power Co | 816 | Lower Salmon | ID | Gooding | 3 | Conventional Hydroelectric | HY |  | S | 15 | 0.86 | 11.8 | 15 | 0 | N |  |  | N | Electric Utility | 1 | X | WAT
Conventional Hydroelectric.WAT | hydro | TRUE | 9191 | Idaho Power Co | 816 | Lower Salmon | ID | Gooding | 4 | Conventional Hydroelectric | HY |  | S | 15 | 0.86 | 20.3 | 15 | 0 | N |  |  | N | Electric Utility | 1 | X | WAT
Petroleum Liquids.DFO | petroleum | TRUE | 9191 | Idaho Power Co | 817 | Salmon Diesel | ID | Lemhi | 1 | Petroleum Liquids | IC |  | S | 2.5 | 0.8 | 2.7 | 2.5 | 0 | N |  |  | N | Electric Utility | 1 | X | DFO
Petroleum Liquids.DFO | petroleum | TRUE | 9191 | Idaho Power Co | 817 | Salmon Diesel | ID | Lemhi | 2 | Petroleum Liquids | IC |  | S | 2.5 | 0.8 | 2.7 | 2.5 | 0 | N |  |  | N | Electric Utility | 1 | X | DFO
Conventional Hydroelectric.WAT | hydro | TRUE | 9191 | Idaho Power Co | 818 | Shoshone Falls | ID | Jerome | 3 | Conventional Hydroelectric | HY |  | S | 11.5 | 0.833 | 12.2 | 11.5 | 0 | N |  |  | N | Electric Utility | 1 | X | WAT
Conventional Hydroelectric.WAT | hydro | TRUE | 9191 | Idaho Power Co | 818 | Shoshone Falls | ID | Jerome | 4 | Conventional Hydroelectric | HY |  | S | 3.2 | 0.9 | 3 | 3.2 | 0 | N |  |  | N | Electric Utility | 1 | X | WAT
Conventional Hydroelectric.WAT | hydro | TRUE | 9191 | Idaho Power Co | 819 | Swan Falls | ID | Ada | 1 | Conventional Hydroelectric | HY |  | S | 12.5 | 0.95 | 15.1 | 12.5 | 0 | N |  |  | N | Electric Utility | 1 | X | WAT
Conventional Hydroelectric.WAT | hydro | TRUE | 9191 | Idaho Power Co | 819 | Swan Falls | ID | Ada | 2 | Conventional Hydroelectric | HY |  | S | 12.5 | 0.95 | 14.5 | 12.5 | 0 | N |  |  | N | Electric Utility | 1 | X | WAT
Conventional Hydroelectric.WAT | hydro | TRUE | 9191 | Idaho Power Co | 820 | Thousand Springs | ID | Gooding | 3 | Conventional Hydroelectric | HY |  | S | 6.8 | 0.8 | 6.8 | 6.8 | 0 | N |  |  | N | Electric Utility | 1 | X | WAT
Conventional Hydroelectric.WAT | hydro | TRUE | 9191 | Idaho Power Co | 821 | Twin Falls (ID) | ID | Twin Falls | 1 | Conventional Hydroelectric | HY |  | S | 8.4 | 0.9 | 10 | 8.4 | 0 | N |  |  | N | Electric Utility | 1 | X | WAT
Conventional Hydroelectric.WAT | hydro | TRUE | 9191 | Idaho Power Co | 821 | Twin Falls (ID) | ID | Twin Falls | 2 | Conventional Hydroelectric | HY |  | S | 44.3 | 0.95 | 39.9 | 44.3 | 0 | N |  |  | N | Electric Utility | 1 | X | WAT
Conventional Hydroelectric.WAT | hydro | TRUE | 9191 | Idaho Power Co | 822 | Upper Salmon A | ID | Twin Falls | 1 | Conventional Hydroelectric | HY |  | S | 9 | 1 | 9.6 | 9 | 0 | N |  |  | N | Electric Utility | 1 | X | WAT
Conventional Hydroelectric.WAT | hydro | TRUE | 9191 | Idaho Power Co | 822 | Upper Salmon A | ID | Twin Falls | 2 | Conventional Hydroelectric | HY |  | S | 9 | 1 | 8.5 | 9 | 0 | N |  |  | N | Electric Utility | 1 | X | WAT
Conventional Hydroelectric.WAT | hydro | TRUE | 9191 | Idaho Power Co | 823 | Upper Malad | ID | Gooding | 1 | Conventional Hydroelectric | HY |  | S | 8.3 | 0.857 | 8 | 8.3 | 0 | N |  |  | N | Electric Utility | 1 | X | WAT
Conventional Hydroelectric.WAT | hydro | TRUE | 14354 | PacifiCorp | 825 | Ashton | ID | Fremont | 1 | Conventional Hydroelectric | HY |  | S | 2.7 | 0.9 | 2.7 | 2.7 | 0 | N |  |  | N | Electric Utility | 1 | X | WAT
Conventional Hydroelectric.WAT | hydro | TRUE | 14354 | PacifiCorp | 825 | Ashton | ID | Fremont | 2 | Conventional Hydroelectric | HY |  | S | 2 | 0.8 | 2.2 | 2.2 | 0 | N |  |  | N | Electric Utility | 1 | X | WAT
Conventional Hydroelectric.WAT | hydro | TRUE | 14354 | PacifiCorp | 825 | Ashton | ID | Fremont | 3 | Conventional Hydroelectric | HY |  | S | 2 | 0.8 | 2.2 | 2.2 | 0 | N |  |  | N | Electric Utility | 1 | X | WAT
Conventional Hydroelectric.WAT | hydro | TRUE | 14354 | PacifiCorp | 827 | Grace | ID | Caribou | 3 | Conventional Hydroelectric | HY |  | S | 11 | 0.9 | 11 | 11 | 0 | N |  |  | N | Electric Utility | 1 | X | WAT
Conventional Hydroelectric.WAT | hydro | TRUE | 14354 | PacifiCorp | 827 | Grace | ID | Caribou | 4 | Conventional Hydroelectric | HY |  | S | 11 | 0.9 | 11 | 11 | 0 | N |  |  | N | Electric Utility | 1 | X | WAT
Conventional Hydroelectric.WAT | hydro | TRUE | 14354 | PacifiCorp | 827 | Grace | ID | Caribou | 5 | Conventional Hydroelectric | HY |  | S | 11 | 0.9 | 11 | 11 | 0 | N |  |  | N | Electric Utility | 1 | X | WAT
Conventional Hydroelectric.WAT | hydro | TRUE | 14354 | PacifiCorp | 829 | Oneida | ID | Franklin | 1 | Conventional Hydroelectric | HY |  | S | 10 | 0.9 | 9.3 | 9.3 | 0 | N |  |  | N | Electric Utility | 1 | X | WAT
Conventional Hydroelectric.WAT | hydro | TRUE | 14354 | PacifiCorp | 829 | Oneida | ID | Franklin | 2 | Conventional Hydroelectric | HY |  | S | 10 | 0.9 | 9.3 | 9.3 | 0 | N |  |  | N | Electric Utility | 1 | X | WAT
Conventional Hydroelectric.WAT | hydro | TRUE | 14354 | PacifiCorp | 829 | Oneida | ID | Franklin | 3 | Conventional Hydroelectric | HY |  | S | 10 | 0.9 | 9.3 | 9.3 | 0 | N |  |  | N | Electric Utility | 1 | X | WAT
Conventional Hydroelectric.WAT | hydro | TRUE | 14354 | PacifiCorp | 831 | Soda | ID | Caribou | 1 | Conventional Hydroelectric | HY |  | S | 7.6 | 0.855 | 7.6 | 7.6 | 0 | N |  |  | N | Electric Utility | 1 | X | WAT
Conventional Hydroelectric.WAT | hydro | TRUE | 14354 | PacifiCorp | 831 | Soda | ID | Caribou | 2 | Conventional Hydroelectric | HY |  | S | 7 | 0.855 | 7.6 | 7.6 | 0 | N |  |  | N | Electric Utility | 1 | X | WAT
Conventional Hydroelectric.WAT | hydro | TRUE | 20169 | Avista Corp | 833 | Cabinet Gorge | ID | Bonner | 1 | Conventional Hydroelectric | HY |  | S | 59.4 | 0.9 | 44.3 | 66.5 | 22 | N |  |  | N | Electric Utility | 1 | X | WAT
Conventional Hydroelectric.WAT | hydro | TRUE | 20169 | Avista Corp | 833 | Cabinet Gorge | ID | Bonner | 2 | Conventional Hydroelectric | HY |  | S | 73.2 | 0.9 | 73.9 | 79.8 | 55 | N |  |  | N | Electric Utility | 1 | X | WAT
Conventional Hydroelectric.WAT | hydro | TRUE | 20169 | Avista Corp | 833 | Cabinet Gorge | ID | Bonner | 3 | Conventional Hydroelectric | HY |  | S | 73.2 | 0.9 | 73.4 | 80.2 | 55 | N |  |  | N | Electric Utility | 1 | X | WAT
Conventional Hydroelectric.WAT | hydro | TRUE | 20169 | Avista Corp | 833 | Cabinet Gorge | ID | Bonner | 4 | Conventional Hydroelectric | HY |  | S | 59.4 | 0.9 | 63 | 68.3 | 48 | N |  |  | N | Electric Utility | 1 | X | WAT
Conventional Hydroelectric.WAT | hydro | TRUE | 20169 | Avista Corp | 835 | Post Falls | ID | Kootenai | 1 | Conventional Hydroelectric | HY |  | S | 2.2 | 1 | 2.8 | 2.9 | 0.3 | N |  |  | N | Electric Utility | 1 | X | WAT
Conventional Hydroelectric.WAT | hydro | TRUE | 20169 | Avista Corp | 835 | Post Falls | ID | Kootenai | 2 | Conventional Hydroelectric | HY |  | S | 2.2 | 1 | 2.8 | 2.9 | 0.3 | N |  |  | N | Electric Utility | 1 | X | WAT
Conventional Hydroelectric.WAT | hydro | TRUE | 20169 | Avista Corp | 835 | Post Falls | ID | Kootenai | 3 | Conventional Hydroelectric | HY |  | S | 2.2 | 1 | 2.8 | 2.9 | 0.3 | N |  |  | N | Electric Utility | 1 | X | WAT
Conventional Hydroelectric.WAT | hydro | TRUE | 20169 | Avista Corp | 835 | Post Falls | ID | Kootenai | 4 | Conventional Hydroelectric | HY |  | S | 2.2 | 1 | 2.8 | 2.9 | 0.3 | N |  |  | N | Electric Utility | 1 | X | WAT
Conventional Hydroelectric.WAT | hydro | TRUE | 20169 | Avista Corp | 835 | Post Falls | ID | Kootenai | 5 | Conventional Hydroelectric | HY |  | S | 2.2 | 1 | 2.8 | 2.9 | 0.3 | N |  |  | N | Electric Utility | 1 | X | WAT
Conventional Hydroelectric.WAT | hydro | TRUE | 20169 | Avista Corp | 835 | Post Falls | ID | Kootenai | 6 | Conventional Hydroelectric | HY |  | S | 3.5 | 0.8 | 3.5 | 3.5 | 0.3 | N |  |  | N | Electric Utility | 1 | X | WAT
Conventional Hydroelectric.WAT | hydro | TRUE | 13402 | Nevada Irrigation District | 839 | Scott Flat | CA | Nevada | 7P | Conventional Hydroelectric | HY |  | S | 1 | 0.99 | 0.9 | 0.9 | 0.1 | N |  |  | N | IPP Non-CHP | 2 | X | WAT
Conventional Hydroelectric.WAT | hydro | TRUE | 19400 | USACE Northwestern Division | 840 | Dworshak | ID | Clearwater | 1 | Conventional Hydroelectric | HY |  | S | 103 | 0.95 | 103 | 90 | 90 | N |  |  | N | Electric Utility | 1 | X | WAT
Conventional Hydroelectric.WAT | hydro | TRUE | 19400 | USACE Northwestern Division | 840 | Dworshak | ID | Clearwater | 2 | Conventional Hydroelectric | HY |  | S | 103 | 0.95 | 103 | 90 | 90 | N |  |  | N | Electric Utility | 1 | X | WAT
Conventional Hydroelectric.WAT | hydro | TRUE | 19400 | USACE Northwestern Division | 840 | Dworshak | ID | Clearwater | 3 | Conventional Hydroelectric | HY |  | S | 259 | 0.95 | 259 | 220 | 220 | N |  |  | N | Electric Utility | 1 | X | WAT
Conventional Hydroelectric.WAT | hydro | TRUE | 9187 | City of Idaho Falls - (ID) | 841 | City Power Plant | ID | Bonneville | 3 | Conventional Hydroelectric | HY |  | S | 8 | 0.9 | 8 | 8 | 8 | N |  |  | N | Electric Utility | 1 | X | WAT
Conventional Hydroelectric.WAT | hydro | TRUE | 9187 | City of Idaho Falls - (ID) | 843 | Lower No 2 | ID | Bonneville | 1 | Conventional Hydroelectric | HY |  | S | 3 | 0.9 | 3 | 3 | 3 | N |  |  | N | Electric Utility | 1 | X | WAT
Conventional Hydroelectric.WAT | hydro | TRUE | 9187 | City of Idaho Falls - (ID) | 844 | Upper Power Plant | ID | Bonneville | 4 | Conventional Hydroelectric | HY |  | S | 8 | 0.9 | 8 | 8 | 8 | N |  |  | N | Electric Utility | 1 | X | WAT
Conventional Hydroelectric.WAT | hydro | TRUE | 13402 | Nevada Irrigation District | 846 | Combie South | CA | Nevada | 1 | Conventional Hydroelectric | HY |  | S | 0.5 | 0.99 | 0.5 | 0.5 | 0.5 | N |  |  | N | IPP Non-CHP | 2 | X | WAT
Conventional Hydroelectric.WAT | hydro | TRUE | 13402 | Nevada Irrigation District | 846 | Combie South | CA | Nevada | 2 | Conventional Hydroelectric | HY |  | S | 0.5 | 0.99 | 0.5 | 0.5 | 0.5 | N |  |  | N | IPP Non-CHP | 2 | X | WAT
Conventional Hydroelectric.WAT | hydro | TRUE | 13402 | Nevada Irrigation District | 846 | Combie South | CA | Nevada | 3 | Conventional Hydroelectric | HY |  | S | 0.5 | 0.99 | 0.5 | 0.5 | 0.5 | N |  |  | N | IPP Non-CHP | 2 | X | WAT
Conventional Hydroelectric.WAT | hydro | TRUE | 2518 | U S Bureau of Reclamation | 850 | Palisades Dam | ID | Bonneville | 1 | Conventional Hydroelectric | HY |  | S | 44.1 | 0.95 | 44.1 | 44.1 | 0 | N |  |  | N | Electric Utility | 1 | X | WAT
Conventional Hydroelectric.WAT | hydro | TRUE | 2518 | U S Bureau of Reclamation | 850 | Palisades Dam | ID | Bonneville | 2 | Conventional Hydroelectric | HY |  | S | 44.1 | 0.95 | 44.1 | 44.1 | 0 | N |  |  | N | Electric Utility | 1 | X | WAT
Conventional Hydroelectric.WAT | hydro | TRUE | 2518 | U S Bureau of Reclamation | 850 | Palisades Dam | ID | Bonneville | 3 | Conventional Hydroelectric | HY |  | S | 44.1 | 0.95 | 44.1 | 44.1 | 0 | N |  |  | N | Electric Utility | 1 | X | WAT
Conventional Hydroelectric.WAT | hydro | TRUE | 2518 | U S Bureau of Reclamation | 850 | Palisades Dam | ID | Bonneville | 4 | Conventional Hydroelectric | HY |  | S | 44.1 | 0.95 | 44.1 | 44.1 | 0 | N |  |  | N | Electric Utility | 1 | X | WAT
Conventional Hydroelectric.WAT | hydro | TRUE | 19400 | USACE Northwestern Division | 851 | Albeni Falls | ID | Bonner | 1 | Conventional Hydroelectric | HY |  | S | 14 | 0.9 | 14 | 14 | 14 | N |  |  | N | Electric Utility | 1 | X | WAT
Conventional Hydroelectric.WAT | hydro | TRUE | 19400 | USACE Northwestern Division | 851 | Albeni Falls | ID | Bonner | 2 | Conventional Hydroelectric | HY |  | S | 14 | 0.9 | 14 | 14 | 14 | N |  |  | N | Electric Utility | 1 | X | WAT
Conventional Hydroelectric.WAT | hydro | TRUE | 19400 | USACE Northwestern Division | 851 | Albeni Falls | ID | Bonner | 3 | Conventional Hydroelectric | HY |  | S | 14 | 0.9 | 14 | 14 | 14 | N |  |  | N | Electric Utility | 1 | X | WAT
Natural Gas Fired Combined Cycle.NG | natural gas combined cycle | TRUE | 59371 | Mainline Generation LLC | 862 | Grand Tower Energy Center LLC | IL | Jackson | 1 | Natural Gas Fired Combined Cycle | CT | CC01 | S | 223.2 | 0.9 | 161 | 182 | 110 | N |  |  | N | IPP Non-CHP | 2 | X | NG
Natural Gas Fired Combined Cycle.NG | natural gas combined cycle | TRUE | 59371 | Mainline Generation LLC | 862 | Grand Tower Energy Center LLC | IL | Jackson | 2 | Natural Gas Fired Combined Cycle | CT | CC02 | S | 223.2 | 0.9 | 159 | 178 | 110 | N |  |  | N | IPP Non-CHP | 2 | X | NG
Natural Gas Fired Combined Cycle.NG | natural gas combined cycle | TRUE | 59371 | Mainline Generation LLC | 862 | Grand Tower Energy Center LLC | IL | Jackson | 3 | Natural Gas Fired Combined Cycle | CA | CC01 | S | 80.9 | 0.87 | 86 | 86 | 42 | N |  |  | N | IPP Non-CHP | 2 | X | NG
Natural Gas Fired Combined Cycle.NG | natural gas combined cycle | TRUE | 59371 | Mainline Generation LLC | 862 | Grand Tower Energy Center LLC | IL | Jackson | 4 | Natural Gas Fired Combined Cycle | CA | CC02 | S | 113.6 | 0.85 | 105 | 105 | 58 | N |  |  | N | IPP Non-CHP | 2 | X | NG
Nuclear.NUC | nuclear | TRUE | 55951 | Exelon Nuclear | 869 | Dresden Generating Station | IL | Grundy | 2 | Nuclear | ST |  | S | 1009.3 | 0.945 | 902 | 943.9 | 150 | N |  |  | N | IPP Non-CHP | 2 | X | NUC
Nuclear.NUC | nuclear | TRUE | 55951 | Exelon Nuclear | 869 | Dresden Generating Station | IL | Grundy | 3 | Nuclear | ST |  | S | 1009.3 | 0.945 | 895 | 938.1 | 150 | N |  |  | N | IPP Non-CHP | 2 | X | NUC
Natural Gas Steam Turbine.NG | natural gas steam turbine | TRUE | 12384 | Midwest Generations EME LLC | 874 | Joliet 9 | IL | Will | 6 | Natural Gas Steam Turbine | ST |  | S | 360.4 | 0.85 | 314 | 314 | 95 | N | 6 | 2023 | N | IPP Non-CHP | 2 | X | NG
Conventional Steam Coal.SUB | hard coal | TRUE | 59918 | Dynegy Kincaid Generation | 876 | Kincaid Generation LLC | IL | Christian | 1 | Conventional Steam Coal | ST |  | S | 659.5 | 0.9 | 554 | 554 | 220 | N | 12 | 2027 | N | IPP Non-CHP | 2 | X | SUB
Conventional Steam Coal.SUB | hard coal | TRUE | 59918 | Dynegy Kincaid Generation | 876 | Kincaid Generation LLC | IL | Christian | 2 | Conventional Steam Coal | ST |  | S | 659.5 | 0.9 | 554 | 554 | 220 | N | 12 | 2027 | N | IPP Non-CHP | 2 | X | SUB
Conventional Steam Coal.SUB | hard coal | TRUE | 12384 | Midwest Generations EME LLC | 879 | Powerton | IL | Tazewell | 5 | Conventional Steam Coal | ST |  | S | 892.8 | 0.9 | 769 | 769 | 325 | N |  |  | N | IPP Non-CHP | 2 | X | SUB | NG | BIT
Conventional Steam Coal.SUB | hard coal | TRUE | 12384 | Midwest Generations EME LLC | 879 | Powerton | IL | Tazewell | 6 | Conventional Steam Coal | ST |  | S | 892.8 | 0.9 | 769 | 769 | 325 | N |  |  | N | IPP Non-CHP | 2 | X | SUB | NG | BIT
Nuclear.NUC | nuclear | TRUE | 55951 | Exelon Nuclear | 880 | Quad Cities Generating Station | IL | Rock Island | 1 | Nuclear | ST |  | J | 1009.3 | 0.945 | 908 | 941.8 | 132 | N |  |  | N | IPP Non-CHP | 2 | X | NUC
Nuclear.NUC | nuclear | TRUE | 55951 | Exelon Nuclear | 880 | Quad Cities Generating Station | IL | Rock Island | 2 | Nuclear | ST |  | J | 1009.3 | 0.945 | 911 | 941.6 | 132 | N |  |  | N | IPP Non-CHP | 2 | X | NUC
Petroleum Liquids.DFO | petroleum | TRUE | 12384 | Midwest Generations EME LLC | 883 | Waukegan | IL | Lake | 311 | Petroleum Liquids | GT |  | S | 28 | 0.85 | 24.6 | 33.9 | 10 | N |  |  | N | IPP Non-CHP | 2 | X | DFO
Petroleum Liquids.DFO | petroleum | TRUE | 12384 | Midwest Generations EME LLC | 883 | Waukegan | IL | Lake | 312 | Petroleum Liquids | GT |  | S | 28 | 0.85 | 28.5 | 37.4 | 10 | N |  |  | N | IPP Non-CHP | 2 | X | DFO
Petroleum Liquids.DFO | petroleum | TRUE | 12384 | Midwest Generations EME LLC | 883 | Waukegan | IL | Lake | 321 | Petroleum Liquids | GT |  | S | 28 | 0.85 | 28 | 37.4 | 10 | N |  |  | N | IPP Non-CHP | 2 | X | DFO
Petroleum Liquids.DFO | petroleum | TRUE | 12384 | Midwest Generations EME LLC | 883 | Waukegan | IL | Lake | 322 | Petroleum Liquids | GT |  | S | 28 | 0.85 | 26.7 | 35 | 10 | N |  |  | N | IPP Non-CHP | 2 | X | DFO
Petroleum Liquids.DFO | petroleum | TRUE | 12384 | Midwest Generations EME LLC | 886 | Fisk Street | IL | Cook | 311 | Petroleum Liquids | GT |  | S | 32.5 | 0.85 | 25.4 | 34 | 10 | N |  |  | N | IPP Non-CHP | 2 | X | DFO
Petroleum Liquids.DFO | petroleum | TRUE | 12384 | Midwest Generations EME LLC | 886 | Fisk Street | IL | Cook | 312 | Petroleum Liquids | GT |  | S | 32.5 | 0.85 | 23.7 | 31.6 | 10 | N |  |  | N | IPP Non-CHP | 2 | X | DFO
Petroleum Liquids.DFO | petroleum | TRUE | 12384 | Midwest Generations EME LLC | 886 | Fisk Street | IL | Cook | 321 | Petroleum Liquids | GT |  | S | 32.5 | 0.85 | 25.4 | 34 | 10 | N |  |  | N | IPP Non-CHP | 2 | X | DFO
Petroleum Liquids.DFO | petroleum | TRUE | 12384 | Midwest Generations EME LLC | 886 | Fisk Street | IL | Cook | 322 | Petroleum Liquids | GT |  | S | 32.5 | 0.85 | 25.4 | 34 | 10 | N |  |  | N | IPP Non-CHP | 2 | X | DFO
Petroleum Liquids.DFO | petroleum | TRUE | 12384 | Midwest Generations EME LLC | 886 | Fisk Street | IL | Cook | 331 | Petroleum Liquids | GT |  | S | 32.5 | 0.85 | 23.7 | 31.6 | 10 | N |  |  | N | IPP Non-CHP | 2 | X | DFO
Petroleum Liquids.DFO | petroleum | TRUE | 12384 | Midwest Generations EME LLC | 886 | Fisk Street | IL | Cook | 332 | Petroleum Liquids | GT |  | S | 32.5 | 0.85 | 25.4 | 34 | 10 | N |  |  | N | IPP Non-CHP | 2 | X | DFO
Petroleum Liquids.DFO | petroleum | TRUE | 12384 | Midwest Generations EME LLC | 886 | Fisk Street | IL | Cook | 341 | Petroleum Liquids | GT |  | S | 32.5 | 0.85 | 25.4 | 34 | 10 | N |  |  | N | IPP Non-CHP | 2 | X | DFO
Petroleum Liquids.DFO | petroleum | TRUE | 12384 | Midwest Generations EME LLC | 886 | Fisk Street | IL | Cook | 342 | Petroleum Liquids | GT |  | S | 32.5 | 0.85 | 22.8 | 30.5 | 10 | N |  |  | N | IPP Non-CHP | 2 | X | DFO
Conventional Steam Coal.SUB | hard coal | TRUE | 5517 | Dynegy Midwest Generation Inc | 889 | Baldwin Energy Complex | IL | Randolph | 1 | Conventional Steam Coal | ST |  | S | 625.1 | 0.85 | 576 | 590 | 270 | N | 12 | 2025 | N | IPP Non-CHP | 2 | X | SUB
Conventional Steam Coal.SUB | hard coal | TRUE | 5517 | Dynegy Midwest Generation Inc | 889 | Baldwin Energy Complex | IL | Randolph | 2 | Conventional Steam Coal | ST |  | S | 634.5 | 0.9 | 581 | 595 | 400 | N | 12 | 2025 | N | IPP Non-CHP | 2 | X | SUB
Natural Gas Fired Combustion Turbine.NG | natural gas peaker | TRUE | 12341 | MidAmerican Energy Co | 899 | Moline | IL | Rock Island | GT1 | Natural Gas Fired Combustion Turbine | GT |  | S | 18 | 0.85 | 15 | 20 | 2.5 | N |  |  | N | Electric Utility | 1 | X | NG
Natural Gas Fired Combustion Turbine.NG | natural gas peaker | TRUE | 12341 | MidAmerican Energy Co | 899 | Moline | IL | Rock Island | GT2 | Natural Gas Fired Combustion Turbine | GT |  | S | 18 | 0.85 | 15 | 20 | 2.5 | N |  |  | N | Electric Utility | 1 | X | NG
Natural Gas Fired Combustion Turbine.NG | natural gas peaker | TRUE | 12341 | MidAmerican Energy Co | 899 | Moline | IL | Rock Island | GT3 | Natural Gas Fired Combustion Turbine | GT |  | S | 18 | 0.85 | 15 | 20 | 2.5 | N |  |  | N | Electric Utility | 1 | X | NG
Natural Gas Fired Combustion Turbine.NG | natural gas peaker | TRUE | 12341 | MidAmerican Energy Co | 899 | Moline | IL | Rock Island | GT4 | Natural Gas Fired Combustion Turbine | GT |  | S | 18 | 0.85 | 15 | 20 | 2.5 | N |  |  | N | Electric Utility | 1 | X | NG
Conventional Hydroelectric.WAT | hydro | TRUE | 12341 | MidAmerican Energy Co | 899 | Moline | IL | Rock Island | HY1 | Conventional Hydroelectric | HY |  | S | 0.9 | 0.8 | 0.8 | 0.8 | 0.1 | N |  |  | N | Electric Utility | 1 | X | WAT
Conventional Hydroelectric.WAT | hydro | TRUE | 12341 | MidAmerican Energy Co | 899 | Moline | IL | Rock Island | HY2 | Conventional Hydroelectric | HY |  | S | 0.9 | 0.8 | 0.8 | 0.8 | 0.1 | N |  |  | N | Electric Utility | 1 | X | WAT
Conventional Hydroelectric.WAT | hydro | TRUE | 12341 | MidAmerican Energy Co | 899 | Moline | IL | Rock Island | HY3 | Conventional Hydroelectric | HY |  | S | 0.9 | 0.8 | 0.8 | 0.8 | 0.1 | N |  |  | N | Electric Utility | 1 | X | WAT
Conventional Hydroelectric.WAT | hydro | TRUE | 12341 | MidAmerican Energy Co | 899 | Moline | IL | Rock Island | HY4 | Conventional Hydroelectric | HY |  | S | 0.9 | 0.8 | 0.8 | 0.8 | 0.1 | N |  |  | N | Electric Utility | 1 | X | WAT
Geothermal.GEO | geothermal | TRUE | 65355 | Mayacma Geothermal | 902 | Bottle Rock Power | CA | Lake | 1 | Geothermal | ST |  | S | 55 | 0.9 | 9 | 9 | 1.8 | N |  |  | N | IPP Non-CHP | 2 | X | GEO
Conventional Hydroelectric.WAT | hydro | TRUE | 57280 | Eagle Creek Renewable Energy, LLC | 903 | Rockton | IL | Winnebago | 1 | Conventional Hydroelectric | HY |  | W | 0.6 | 1 | 0.6 | 0.6 | 0.2 | N |  |  | N | IPP Non-CHP | 2 | X | WAT
Conventional Hydroelectric.WAT | hydro | TRUE | 57280 | Eagle Creek Renewable Energy, LLC | 903 | Rockton | IL | Winnebago | 2 | Conventional Hydroelectric | HY |  | W | 0.5 | 1 | 0.5 | 0.5 | 0.2 | N |  |  | N | IPP Non-CHP | 2 | X | WAT
Conventional Hydroelectric.WAT | hydro | TRUE | 3255 | California Dept. of Water Resources | 905 | Alamo | CA | Los Angeles | 1 | Conventional Hydroelectric | HY |  | S | 19.6 | 0.95 | 17 | 17 | 4 | N |  |  | N | Electric Utility | 1 | X | WAT
Natural Gas Fired Combustion Turbine.NG | natural gas peaker | TRUE | 19436 | Union Electric Co - (MO) | 913 | Venice | IL | Madison | GT2 | Natural Gas Fired Combustion Turbine | GT |  | S | 61 | 0.85 | 44 | 53 | 5 | N |  |  | N | Electric Utility | 1 | X | NG | DFO
Natural Gas Fired Combustion Turbine.NG | natural gas peaker | TRUE | 19436 | Union Electric Co - (MO) | 913 | Venice | IL | Madison | GT3 | Natural Gas Fired Combustion Turbine | GT |  | S | 200 | 0.85 | 169 | 191 | 119 | N |  |  | N | Electric Utility | 1 | X | NG
Natural Gas Fired Combustion Turbine.NG | natural gas peaker | TRUE | 19436 | Union Electric Co - (MO) | 913 | Venice | IL | Madison | GT4 | Natural Gas Fired Combustion Turbine | GT |  | S | 200 | 0.85 | 169 | 191 | 119 | N |  |  | N | Electric Utility | 1 | X | NG
Natural Gas Fired Combustion Turbine.NG | natural gas peaker | TRUE | 19436 | Union Electric Co - (MO) | 913 | Venice | IL | Madison | GT5 | Natural Gas Fired Combustion Turbine | GT |  | S | 125 | 0.9 | 104 | 125 | 67 | N |  |  | N | Electric Utility | 1 | X | NG
Conventional Hydroelectric.WAT | hydro | TRUE | 14624 | PUD No 2 of Grant County | 917 | Quincy Chute | WA | Grant | 1 | Conventional Hydroelectric | HY |  | J | 9.4 | 0.95 | 9.4 | 9.4 | 4 | N |  |  | N | Electric Utility | 1 | X | WAT
Conventional Hydroelectric.WAT | hydro | TRUE | 5932 | City of Ephraim - (UT) | 925 | Hydro Plant No 3 | UT | Sanpete | 2 | Conventional Hydroelectric | HY |  | S | 0.7 | 0.85 | 0.6 | 0.2 | 0.1 | N |  |  | N | Electric Utility | 1 | X | WAT
Conventional Hydroelectric.WAT | hydro | TRUE | 5932 | City of Ephraim - (UT) | 925 | Hydro Plant No 3 | UT | Sanpete | 3 | Conventional Hydroelectric | HY |  | S | 2.1 | 0.85 | 2 | 1.9 | 0.1 | N |  |  | N | Electric Utility | 1 | X | WAT
Petroleum Liquids.DFO | petroleum | TRUE | 2188 | City of Breese - (IL) | 934 | Breese | IL | Clinton | 2 | Petroleum Liquids | IC |  | S | 3 | 0.8 | 3 | 3 | 1 | N |  |  | N | Electric Utility | 1 | X | DFO | NG
Petroleum Liquids.DFO | petroleum | TRUE | 2188 | City of Breese - (IL) | 934 | Breese | IL | Clinton | 5 | Petroleum Liquids | IC |  | S | 2.5 | 0.8 | 2.5 | 2.5 | 1 | N |  |  | N | Electric Utility | 1 | X | DFO
Petroleum Liquids.DFO | petroleum | TRUE | 2188 | City of Breese - (IL) | 934 | Breese | IL | Clinton | 6 | Petroleum Liquids | IC |  | S | 2.5 | 0.8 | 2.5 | 2.5 | 1 | N |  |  | N | Electric Utility | 1 | X | DFO
Petroleum Liquids.DFO | petroleum | TRUE | 2188 | City of Breese - (IL) | 934 | Breese | IL | Clinton | 7 | Petroleum Liquids | IC |  | S | 2.5 | 0.8 | 2.5 | 2.5 | 1 | N |  |  | N | Electric Utility | 1 | X | DFO
Petroleum Liquids.DFO | petroleum | TRUE | 2188 | City of Breese - (IL) | 934 | Breese | IL | Clinton | 8 | Petroleum Liquids | IC |  | S | 2.5 | 0.8 | 2.5 | 2.5 | 1 | N |  |  | N | Electric Utility | 1 | X | DFO
Petroleum Liquids.DFO | petroleum | TRUE | 2188 | City of Breese - (IL) | 934 | Breese | IL | Clinton | IC1 | Petroleum Liquids | IC |  | S | 0.9 | 0.8 | 1 | 1 | 0.9 | N |  |  | N | Electric Utility | 1 | X | DFO
Petroleum Liquids.DFO | petroleum | TRUE | 2188 | City of Breese - (IL) | 934 | Breese | IL | Clinton | IC3 | Petroleum Liquids | IC |  | S | 3 | 0.8 | 3 | 3 | 1 | N |  |  | N | Electric Utility | 1 | X | DFO | NG
Petroleum Liquids.DFO | petroleum | TRUE | 2634 | City of Bushnell - (IL) | 935 | Bushnell | IL | McDonough | 1 | Petroleum Liquids | IC |  | S | 0.2 | 0.8 | 0.2 | 0.2 | 0.1 | N |  |  | N | Electric Utility | 1 | X | DFO
Petroleum Liquids.DFO | petroleum | TRUE | 2634 | City of Bushnell - (IL) | 935 | Bushnell | IL | McDonough | 2 | Petroleum Liquids | IC |  | S | 0.2 | 0.8 | 0.2 | 0.2 | 0.1 | N |  |  | N | Electric Utility | 1 | X | DFO
Petroleum Liquids.DFO | petroleum | TRUE | 2634 | City of Bushnell - (IL) | 935 | Bushnell | IL | McDonough | 3 | Petroleum Liquids | IC |  | S | 2.2 | 0.8 | 2.2 | 2.2 | 0.5 | N |  |  | N | Electric Utility | 1 | X | DFO
Petroleum Liquids.DFO | petroleum | TRUE | 2634 | City of Bushnell - (IL) | 935 | Bushnell | IL | McDonough | 4 | Petroleum Liquids | IC |  | S | 2.2 | 0.8 | 2.2 | 2.2 | 0.5 | N |  |  | N | Electric Utility | 1 | X | DFO
Petroleum Liquids.DFO | petroleum | TRUE | 2634 | City of Bushnell - (IL) | 935 | Bushnell | IL | McDonough | 5 | Petroleum Liquids | IC |  | S | 1 | 0.8 | 1 | 1 | 0.5 | N |  |  | N | Electric Utility | 1 | X | DFO
Petroleum Liquids.DFO | petroleum | TRUE | 2634 | City of Bushnell - (IL) | 935 | Bushnell | IL | McDonough | 6 | Petroleum Liquids | IC |  | S | 2.5 | 0.8 | 2.5 | 2.5 | 1.5 | N |  |  | N | Electric Utility | 1 | X | DFO
Petroleum Liquids.DFO | petroleum | TRUE | 2634 | City of Bushnell - (IL) | 935 | Bushnell | IL | McDonough | 7 | Petroleum Liquids | IC |  | S | 2.5 | 0.8 | 2.5 | 2.5 | 1.5 | N |  |  | N | Electric Utility | 1 | X | DFO
Petroleum Liquids.DFO | petroleum | TRUE | 3037 | City of Carlyle - (IL) | 936 | Carlyle | IL | Clinton | 10 | Petroleum Liquids | IC |  | S | 2.5 | 0.8 | 2.5 | 2.5 | 1.2 | N |  |  | N | Electric Utility | 1 | X | DFO
Petroleum Liquids.DFO | petroleum | TRUE | 3037 | City of Carlyle - (IL) | 936 | Carlyle | IL | Clinton | 11 | Petroleum Liquids | IC |  | S | 2.8 | 0.8 | 2.8 | 2.8 | 1.2 | N |  |  | N | Electric Utility | 1 | X | DFO
Petroleum Liquids.DFO | petroleum | TRUE | 3037 | City of Carlyle - (IL) | 936 | Carlyle | IL | Clinton | 7 | Petroleum Liquids | IC |  | S | 2 | 0.8 | 2 | 2 | 1 | N |  |  | N | Electric Utility | 1 | X | DFO | NG
Petroleum Liquids.DFO | petroleum | TRUE | 3037 | City of Carlyle - (IL) | 936 | Carlyle | IL | Clinton | 8 | Petroleum Liquids | IC |  | S | 2.5 | 0.8 | 2.5 | 2.5 | 1.2 | N |  |  | N | Electric Utility | 1 | X | DFO
Petroleum Liquids.DFO | petroleum | TRUE | 3037 | City of Carlyle - (IL) | 936 | Carlyle | IL | Clinton | 9 | Petroleum Liquids | IC |  | S | 2.5 | 0.8 | 2.5 | 2.5 | 1.2 | N |  |  | N | Electric Utility | 1 | X | DFO
Petroleum Liquids.DFO | petroleum | TRUE | 3040 | City of Carmi - (IL) | 937 | Carmi | IL | White | 10 | Petroleum Liquids | IC |  | S | 1.7 | 0.8 | 1.7 | 1.7 | 0.8 | N |  |  | N | Electric Utility | 1 | X | DFO | NG
Petroleum Liquids.DFO | petroleum | TRUE | 3040 | City of Carmi - (IL) | 937 | Carmi | IL | White | 12 | Petroleum Liquids | IC |  | S | 2 | 0.8 | 1.9 | 1.9 | 0.9 | N |  |  | N | Electric Utility | 1 | X | DFO | NG
Petroleum Liquids.DFO | petroleum | TRUE | 3040 | City of Carmi - (IL) | 937 | Carmi | IL | White | 13 | Petroleum Liquids | IC |  | S | 4.4 | 0.8 | 4.3 | 4.3 | 2 | N |  |  | N | Electric Utility | 1 | X | DFO | NG
Petroleum Liquids.DFO | petroleum | TRUE | 3040 | City of Carmi - (IL) | 937 | Carmi | IL | White | 14 | Petroleum Liquids | IC |  | S | 1.1 | 0.8 | 1.1 | 1.1 | 0.4 | N |  |  | N | Electric Utility | 1 | X | DFO
Petroleum Liquids.DFO | petroleum | TRUE | 3040 | City of Carmi - (IL) | 937 | Carmi | IL | White | 7 | Petroleum Liquids | IC |  | S | 1.1 | 0.8 | 1.1 | 1.1 | 0.5 | N |  |  | N | Electric Utility | 1 | X | DFO
Petroleum Liquids.DFO | petroleum | TRUE | 3040 | City of Carmi - (IL) | 937 | Carmi | IL | White | 8 | Petroleum Liquids | IC |  | S | 1.4 | 0.8 | 1.2 | 1.2 | 0.5 | N |  |  | N | Electric Utility | 1 | X | DFO | NG
Petroleum Liquids.DFO | petroleum | TRUE | 3040 | City of Carmi - (IL) | 937 | Carmi | IL | White | 9 | Petroleum Liquids | IC |  | S | 1.7 | 0.8 | 1.7 | 1.7 | 0.5 | N |  |  | N | Electric Utility | 1 | X | DFO | NG
Natural Gas Internal Combustion Engine.NG | natural gas peaker | TRUE | 6192 | City of Farmer City - (IL) | 941 | Farmer City | IL | DeWitt | 1 | Natural Gas Internal Combustion Engine | IC |  | S | 1.5 | 0.8 | 1.3 | 1.3 | 0.5 | N |  |  | N | Electric Utility | 1 | X | NG | DFO
Petroleum Liquids.DFO | petroleum | TRUE | 6192 | City of Farmer City - (IL) | 941 | Farmer City | IL | DeWitt | 2 | Petroleum Liquids | IC |  | S | 1.1 | 0.8 | 0.9 | 0.9 | 0.5 | N |  |  | N | Electric Utility | 1 | X | DFO
Petroleum Liquids.DFO | petroleum | TRUE | 6192 | City of Farmer City - (IL) | 941 | Farmer City | IL | DeWitt | 4 | Petroleum Liquids | IC |  | S | 0.8 | 0.8 | 0.7 | 0.7 | 0.5 | N |  |  | N | Electric Utility | 1 | X | DFO
Natural Gas Internal Combustion Engine.NG | natural gas peaker | TRUE | 6192 | City of Farmer City - (IL) | 941 | Farmer City | IL | DeWitt | 5 | Natural Gas Internal Combustion Engine | IC |  | S | 3.5 | 0.8 | 2.8 | 2.8 | 0.5 | N |  |  | N | Electric Utility | 1 | X | NG | DFO
Petroleum Liquids.DFO | petroleum | TRUE | 6192 | City of Farmer City - (IL) | 941 | Farmer City | IL | DeWitt | 6 | Petroleum Liquids | IC |  | S | 2.2 | 0.8 | 2 | 2 | 0.5 | N |  |  | N | Electric Utility | 1 | X | DFO
Petroleum Liquids.DFO | petroleum | TRUE | 6192 | City of Farmer City - (IL) | 941 | Farmer City | IL | DeWitt | 7 | Petroleum Liquids | IC |  | S | 2.2 | 0.8 | 2 | 2 | 0.5 | N |  |  | N | Electric Utility | 1 | X | DFO
Petroleum Liquids.DFO | petroleum | TRUE | 6764 | Village of Freeburg - (IL) | 943 | Freeburg | IL | St Clair | 1 | Petroleum Liquids | IC |  | S | 0.4 | 0.8 | 0.4 | 0.4 | 0.2 | N |  |  | N | Electric Utility | 1 | X | DFO
Petroleum Liquids.DFO | petroleum | TRUE | 6764 | Village of Freeburg - (IL) | 943 | Freeburg | IL | St Clair | 10 | Petroleum Liquids | IC |  | S | 1.8 | 0.8 | 1.8 | 1.8 | 0.5 | N |  |  | N | Electric Utility | 1 | X | DFO
Petroleum Liquids.DFO | petroleum | TRUE | 6764 | Village of Freeburg - (IL) | 943 | Freeburg | IL | St Clair | 11 | Petroleum Liquids | IC |  | S | 1.8 | 0.8 | 1.8 | 1.8 | 0.5 | N |  |  | N | Electric Utility | 1 | X | DFO
Petroleum Liquids.DFO | petroleum | TRUE | 6764 | Village of Freeburg - (IL) | 943 | Freeburg | IL | St Clair | 12 | Petroleum Liquids | IC |  | S | 1.8 | 0.8 | 1.8 | 1.8 | 0.5 | N |  |  | N | Electric Utility | 1 | X | DFO
Petroleum Liquids.DFO | petroleum | TRUE | 6764 | Village of Freeburg - (IL) | 943 | Freeburg | IL | St Clair | 2 | Petroleum Liquids | IC |  | S | 0.4 | 0.8 | 0.4 | 0.4 | 0.2 | N |  |  | N | Electric Utility | 1 | X | DFO | NG
Petroleum Liquids.DFO | petroleum | TRUE | 6764 | Village of Freeburg - (IL) | 943 | Freeburg | IL | St Clair | 3 | Petroleum Liquids | IC |  | S | 0.6 | 0.8 | 0.6 | 0.6 | 0.3 | N |  |  | N | Electric Utility | 1 | X | DFO
Petroleum Liquids.DFO | petroleum | TRUE | 6764 | Village of Freeburg - (IL) | 943 | Freeburg | IL | St Clair | 4 | Petroleum Liquids | IC |  | S | 1 | 0.8 | 1 | 1 | 0.5 | N |  |  | N | Electric Utility | 1 | X | DFO
Petroleum Liquids.DFO | petroleum | TRUE | 6764 | Village of Freeburg - (IL) | 943 | Freeburg | IL | St Clair | 6 | Petroleum Liquids | IC |  | S | 1.8 | 0.8 | 1.8 | 1.8 | 0.5 | N |  |  | N | Electric Utility | 1 | X | DFO
Petroleum Liquids.DFO | petroleum | TRUE | 6764 | Village of Freeburg - (IL) | 943 | Freeburg | IL | St Clair | 7 | Petroleum Liquids | IC |  | S | 2.6 | 0.8 | 2.6 | 2.6 | 1 | N |  |  | N | Electric Utility | 1 | X | DFO
Petroleum Liquids.DFO | petroleum | TRUE | 6764 | Village of Freeburg - (IL) | 943 | Freeburg | IL | St Clair | 8 | Petroleum Liquids | IC |  | S | 1.7 | 0.8 | 1.8 | 1.8 | 0.5 | N |  |  | N | Electric Utility | 1 | X | DFO
Petroleum Liquids.DFO | petroleum | TRUE | 6764 | Village of Freeburg - (IL) | 943 | Freeburg | IL | St Clair | 9 | Petroleum Liquids | IC |  | S | 1.8 | 0.8 | 1.8 | 1.8 | 0.5 | N |  |  | N | Electric Utility | 1 | X | DFO
Natural Gas Internal Combustion Engine.NG | natural gas peaker | TRUE | 7095 | City of Geneseo - (IL) | 944 | Geneseo | IL | Henry | 1 | Natural Gas Internal Combustion Engine | IC |  | S | 5.6 | 0.8 | 4.4 | 4.4 | 1.8 | N |  |  | N | Electric Utility | 1 | X | NG | DFO
Onshore Wind Turbine.WND | onshore wind | TRUE | 7095 | City of Geneseo - (IL) | 944 | Geneseo | IL | Henry | 10 | Onshore Wind Turbine | WT |  | S | 1.5 |  | 1.5 | 1.5 | 0 | N |  |  | N | Electric Utility | 1 | X | WND
Onshore Wind Turbine.WND | onshore wind | TRUE | 7095 | City of Geneseo - (IL) | 944 | Geneseo | IL | Henry | 11 | Onshore Wind Turbine | WT |  | S | 1.5 |  | 1.5 | 1.5 | 0 | N |  |  | N | Electric Utility | 1 | X | WND
Solar Photovoltaic.SUN | solar PV | TRUE | 7095 | City of Geneseo - (IL) | 944 | Geneseo | IL | Henry | 12 | Solar Photovoltaic | PV |  | S | 1.2 |  | 0.9 | 0.9 |  | N |  |  | N | Electric Utility | 1 | X | SUN
Natural Gas Internal Combustion Engine.NG | natural gas peaker | TRUE | 7095 | City of Geneseo - (IL) | 944 | Geneseo | IL | Henry | 2 | Natural Gas Internal Combustion Engine | IC |  | S | 3.5 | 0.8 | 2.8 | 2.8 | 1.5 | N |  |  | N | Electric Utility | 1 | X | NG | DFO
Natural Gas Internal Combustion Engine.NG | natural gas peaker | TRUE | 7095 | City of Geneseo - (IL) | 944 | Geneseo | IL | Henry | 3 | Natural Gas Internal Combustion Engine | IC |  | S | 3.5 | 0.8 | 2.8 | 2.8 | 1.5 | N |  |  | N | Electric Utility | 1 | X | NG | DFO
Natural Gas Internal Combustion Engine.NG | natural gas peaker | TRUE | 7095 | City of Geneseo - (IL) | 944 | Geneseo | IL | Henry | 4 | Natural Gas Internal Combustion Engine | IC |  | S | 1.6 | 0.8 | 1.3 | 1.3 | 1 | N |  |  | N | Electric Utility | 1 | X | NG | DFO
Natural Gas Internal Combustion Engine.NG | natural gas peaker | TRUE | 7095 | City of Geneseo - (IL) | 944 | Geneseo | IL | Henry | 5A | Natural Gas Internal Combustion Engine | IC |  | S | 4.4 | 0.8 | 3.4 | 3.4 | 1.5 | N |  |  | N | Electric Utility | 1 | X | NG | DFO
Natural Gas Internal Combustion Engine.NG | natural gas peaker | TRUE | 7095 | City of Geneseo - (IL) | 944 | Geneseo | IL | Henry | 6A | Natural Gas Internal Combustion Engine | IC |  | S | 3 | 0.8 | 2.4 | 2.4 | 1.5 | N |  |  | N | Electric Utility | 1 | X | NG | DFO
Natural Gas Internal Combustion Engine.NG | natural gas peaker | TRUE | 7095 | City of Geneseo - (IL) | 944 | Geneseo | IL | Henry | 7 | Natural Gas Internal Combustion Engine | IC |  | S | 3 | 0.8 | 2.4 | 2.4 | 1 | N |  |  | N | Electric Utility | 1 | X | NG | DFO
Petroleum Liquids.DFO | petroleum | TRUE | 7095 | City of Geneseo - (IL) | 944 | Geneseo | IL | Henry | 9 | Petroleum Liquids | IC |  | S | 4.8 | 0.8 | 3.8 | 3.8 | 1 | N |  |  | N | Electric Utility | 1 | X | DFO
Petroleum Liquids.DFO | petroleum | TRUE | 8573 | City of Highland | 946 | Highland | IL | Madison | IC1 | Petroleum Liquids | IC |  | S | 1.6 | 0.8 | 1.6 | 1.6 | 0.8 | N |  |  | N | Electric Utility | 1 | X | DFO
Petroleum Liquids.DFO | petroleum | TRUE | 8573 | City of Highland | 946 | Highland | IL | Madison | IC2 | Petroleum Liquids | IC |  | S | 1.6 | 0.8 | 1.6 | 1.6 | 0.8 | N |  |  | N | Electric Utility | 1 | X | DFO
Petroleum Liquids.DFO | petroleum | TRUE | 8573 | City of Highland | 946 | Highland | IL | Madison | IC3 | Petroleum Liquids | IC |  | S | 1.6 | 0.8 | 1.6 | 1.6 | 0.8 | N |  |  | N | Electric Utility | 1 | X | DFO
Petroleum Liquids.DFO | petroleum | TRUE | 8573 | City of Highland | 946 | Highland | IL | Madison | IC5 | Petroleum Liquids | IC |  | S | 2 | 0.8 | 2 | 2 | 1 | N |  |  | N | Electric Utility | 1 | X | DFO | NG
Petroleum Liquids.DFO | petroleum | TRUE | 8573 | City of Highland | 946 | Highland | IL | Madison | IC6 | Petroleum Liquids | IC |  | S | 2 | 0.8 | 2 | 2 | 1 | N |  |  | N | Electric Utility | 1 | X | DFO | NG
Petroleum Liquids.DFO | petroleum | TRUE | 8573 | City of Highland | 946 | Highland | IL | Madison | IC7 | Petroleum Liquids | IC |  | S | 4.4 | 0.8 | 4 | 4 | 2.2 | N |  |  | N | Electric Utility | 1 | X | DFO | NG
Petroleum Liquids.DFO | petroleum | TRUE | 8573 | City of Highland | 946 | Highland | IL | Madison | IC8 | Petroleum Liquids | IC |  | S | 4.4 | 0.8 | 4 | 4 | 2.2 | N |  |  | N | Electric Utility | 1 | X | DFO | NG
Petroleum Liquids.DFO | petroleum | TRUE | 12167 | City of McLeansboro - (IL) | 948 | McLeansboro | IL | Hamilton | 2 | Petroleum Liquids | IC |  | S | 0.6 | 0.8 | 0.4 | 0.4 | 0.1 | N |  |  | N | Electric Utility | 1 | X | DFO
Petroleum Liquids.DFO | petroleum | TRUE | 12167 | City of McLeansboro - (IL) | 948 | McLeansboro | IL | Hamilton | 5 | Petroleum Liquids | IC |  | S | 2 | 0.8 | 1.8 | 1.8 | 0.5 | N |  |  | N | Electric Utility | 1 | X | DFO
Petroleum Liquids.DFO | petroleum | TRUE | 12167 | City of McLeansboro - (IL) | 948 | McLeansboro | IL | Hamilton | 6 | Petroleum Liquids | IC |  | S | 2.4 | 0.8 | 2.2 | 2.2 | 0.5 | N |  |  | N | Electric Utility | 1 | X | DFO
Petroleum Liquids.DFO | petroleum | TRUE | 12167 | City of McLeansboro - (IL) | 948 | McLeansboro | IL | Hamilton | 7 | Petroleum Liquids | IC |  | S | 1.1 | 0.8 | 1 | 1 | 0.5 | N |  |  | N | Electric Utility | 1 | X | DFO
Petroleum Liquids.DFO | petroleum | TRUE | 12167 | City of McLeansboro - (IL) | 948 | McLeansboro | IL | Hamilton | 8 | Petroleum Liquids | IC |  | S | 1.1 | 0.8 | 1 | 1 | 0.5 | N |  |  | N | Electric Utility | 1 | X | DFO
Petroleum Liquids.DFO | petroleum | TRUE | 12167 | City of McLeansboro - (IL) | 948 | McLeansboro | IL | Hamilton | 9 | Petroleum Liquids | IC |  | S | 2 | 0.8 | 2 | 2 | 0.5 | N |  |  | N | Electric Utility | 1 | X | DFO
Petroleum Liquids.DFO | petroleum | TRUE | 11736 | City of Marshall - (IL) | 949 | Marshall (IL) | IL | Clark | 10 | Petroleum Liquids | IC |  | S | 1.8 | 0.8 | 1.8 | 1.8 | 0.5 | N |  |  | N | Electric Utility | 1 | X | DFO
Petroleum Liquids.DFO | petroleum | TRUE | 11736 | City of Marshall - (IL) | 949 | Marshall (IL) | IL | Clark | 11 | Petroleum Liquids | IC |  | S | 1.8 | 0.8 | 1.8 | 1.8 | 0.5 | N |  |  | N | Electric Utility | 1 | X | DFO
Petroleum Liquids.DFO | petroleum | TRUE | 11736 | City of Marshall - (IL) | 949 | Marshall (IL) | IL | Clark | 12 | Petroleum Liquids | IC |  | S | 1.8 | 0.8 | 1.8 | 1.8 | 0.5 | N |  |  | N | Electric Utility | 1 | X | DFO
Petroleum Liquids.DFO | petroleum | TRUE | 11736 | City of Marshall - (IL) | 949 | Marshall (IL) | IL | Clark | 13 | Petroleum Liquids | IC |  | S | 1.8 | 0.8 | 1.8 | 1.8 | 0.5 | N |  |  | N | Electric Utility | 1 | X | DFO
Petroleum Liquids.DFO | petroleum | TRUE | 11736 | City of Marshall - (IL) | 949 | Marshall (IL) | IL | Clark | 5 | Petroleum Liquids | IC |  | S | 2.5 | 0.8 | 2.5 | 2.5 | 1 | N |  |  | N | Electric Utility | 1 | X | DFO
Petroleum Liquids.DFO | petroleum | TRUE | 11736 | City of Marshall - (IL) | 949 | Marshall (IL) | IL | Clark | 6 | Petroleum Liquids | IC |  | S | 1.8 | 0.8 | 1.8 | 1.8 | 0.5 | N |  |  | N | Electric Utility | 1 | X | DFO
Petroleum Liquids.DFO | petroleum | TRUE | 11736 | City of Marshall - (IL) | 949 | Marshall (IL) | IL | Clark | 7 | Petroleum Liquids | IC |  | S | 1.8 | 0.8 | 1.8 | 1.8 | 0.5 | N |  |  | N | Electric Utility | 1 | X | DFO
Petroleum Liquids.DFO | petroleum | TRUE | 11736 | City of Marshall - (IL) | 949 | Marshall (IL) | IL | Clark | 8 | Petroleum Liquids | IC |  | S | 1.8 | 0.8 | 1.8 | 1.8 | 0.5 | N |  |  | N | Electric Utility | 1 | X | DFO
Petroleum Liquids.DFO | petroleum | TRUE | 11736 | City of Marshall - (IL) | 949 | Marshall (IL) | IL | Clark | 9 | Petroleum Liquids | IC |  | S | 1.8 | 0.8 | 1.8 | 1.8 | 0.5 | N |  |  | N | Electric Utility | 1 | X | DFO
Petroleum Liquids.DFO | petroleum | TRUE | 14840 | City of Peru - (IL) | 955 | Peru (IL) | IL | LaSalle | 11 | Petroleum Liquids | IC |  | S | 2.7 | 0.8 | 2.7 | 2.7 | 0.2 | N |  |  | N | Electric Utility | 1 | X | DFO
Petroleum Liquids.DFO | petroleum | TRUE | 14840 | City of Peru - (IL) | 955 | Peru (IL) | IL | LaSalle | 12 | Petroleum Liquids | IC |  | S | 2.7 | 0.8 | 2.7 | 2.7 | 0.2 | N |  |  | N | Electric Utility | 1 | X | DFO
Petroleum Liquids.DFO | petroleum | TRUE | 14840 | City of Peru - (IL) | 955 | Peru (IL) | IL | LaSalle | 13 | Petroleum Liquids | IC |  | S | 2.7 | 0.8 | 2.7 | 2.7 | 0.2 | N |  |  | N | Electric Utility | 1 | X | DFO
Petroleum Liquids.DFO | petroleum | TRUE | 14840 | City of Peru - (IL) | 955 | Peru (IL) | IL | LaSalle | 14 | Petroleum Liquids | IC |  | S | 2.7 | 0.8 | 2.7 | 2.7 | 0.2 | N |  |  | N | Electric Utility | 1 | X | DFO
Petroleum Liquids.DFO | petroleum | TRUE | 14840 | City of Peru - (IL) | 955 | Peru (IL) | IL | LaSalle | 15 | Petroleum Liquids | IC |  | S | 2.7 | 0.8 | 2.7 | 2.7 | 0.2 | N |  |  | N | Electric Utility | 1 | X | DFO
Petroleum Liquids.DFO | petroleum | TRUE | 14840 | City of Peru - (IL) | 955 | Peru (IL) | IL | LaSalle | 16 | Petroleum Liquids | IC |  | S | 2.7 | 0.8 | 2.7 | 2.7 | 0.2 | N |  |  | N | Electric Utility | 1 | X | DFO
Petroleum Liquids.DFO | petroleum | TRUE | 14840 | City of Peru - (IL) | 955 | Peru (IL) | IL | LaSalle | 17 | Petroleum Liquids | IC |  | S | 2.7 | 0.8 | 2.7 | 2.7 | 0.2 | N |  |  | N | Electric Utility | 1 | X | DFO
Petroleum Liquids.JF | petroleum | TRUE | 14840 | City of Peru - (IL) | 955 | Peru (IL) | IL | LaSalle | GT1 | Petroleum Liquids | GT |  | S | 10 | 0.8 | 8.6 | 8.6 | 1 | N |  |  | N | Electric Utility | 1 | X | JF
Conventional Hydroelectric.WAT | hydro | TRUE | 14840 | City of Peru - (IL) | 955 | Peru (IL) | IL | LaSalle | HC1 | Conventional Hydroelectric | HY |  | S | 1.9 | 0.9 | 1.7 | 1.7 | 0.2 | N |  |  | N | Electric Utility | 1 | X | WAT
Conventional Hydroelectric.WAT | hydro | TRUE | 14840 | City of Peru - (IL) | 955 | Peru (IL) | IL | LaSalle | HC2 | Conventional Hydroelectric | HY |  | S | 1.9 | 0.9 | 1.7 | 1.7 | 0.2 | N |  |  | N | Electric Utility | 1 | X | WAT
Conventional Hydroelectric.WAT | hydro | TRUE | 14840 | City of Peru - (IL) | 955 | Peru (IL) | IL | LaSalle | HC3 | Conventional Hydroelectric | HY |  | S | 1.9 | 0.9 | 1.7 | 1.7 | 0.2 | N |  |  | N | Electric Utility | 1 | X | WAT
Conventional Hydroelectric.WAT | hydro | TRUE | 14840 | City of Peru - (IL) | 955 | Peru (IL) | IL | LaSalle | HC4 | Conventional Hydroelectric | HY |  | S | 1.9 | 0.9 | 1.7 | 1.7 | 0.2 | N |  |  | N | Electric Utility | 1 | X | WAT
Natural Gas Internal Combustion Engine.NG | natural gas peaker | TRUE | 15388 | City of Princeton - (IL) | 957 | Princeton (IL) | IL | Bureau | 1 | Natural Gas Internal Combustion Engine | IC |  | S | 2.3 | 0.8 | 2.3 | 2.3 | 0.5 | N |  |  | N | Electric Utility | 1 | X | NG | DFO
Natural Gas Internal Combustion Engine.NG | natural gas peaker | TRUE | 15388 | City of Princeton - (IL) | 957 | Princeton (IL) | IL | Bureau | 2 | Natural Gas Internal Combustion Engine | IC |  | S | 3 | 0.8 | 3 | 3 | 1 | N |  |  | N | Electric Utility | 1 | X | NG | DFO
Natural Gas Internal Combustion Engine.NG | natural gas peaker | TRUE | 15388 | City of Princeton - (IL) | 957 | Princeton (IL) | IL | Bureau | 3 | Natural Gas Internal Combustion Engine | IC |  | S | 3.4 | 0.8 | 3.4 | 3.4 | 1 | N |  |  | N | Electric Utility | 1 | X | NG | DFO
Natural Gas Internal Combustion Engine.NG | natural gas peaker | TRUE | 15388 | City of Princeton - (IL) | 957 | Princeton (IL) | IL | Bureau | 4 | Natural Gas Internal Combustion Engine | IC |  | S | 3.4 | 0.8 | 3.4 | 3.4 | 1 | N |  |  | N | Electric Utility | 1 | X | NG | DFO
Natural Gas Internal Combustion Engine.NG | natural gas peaker | TRUE | 15388 | City of Princeton - (IL) | 957 | Princeton (IL) | IL | Bureau | 5 | Natural Gas Internal Combustion Engine | IC |  | S | 4.4 | 0.8 | 4.4 | 4.4 | 1 | N |  |  | N | Electric Utility | 1 | X | NG | DFO
Natural Gas Internal Combustion Engine.NG | natural gas peaker | TRUE | 15388 | City of Princeton - (IL) | 957 | Princeton (IL) | IL | Bureau | 6 | Natural Gas Internal Combustion Engine | IC |  | S | 5.6 | 0.8 | 5.5 | 5.5 | 1 | N |  |  | N | Electric Utility | 1 | X | NG | DFO
Natural Gas Internal Combustion Engine.NG | natural gas peaker | TRUE | 15388 | City of Princeton - (IL) | 957 | Princeton (IL) | IL | Bureau | 7 | Natural Gas Internal Combustion Engine | IC |  | S | 7 | 0.8 | 7 | 7 | 1 | N |  |  | N | Electric Utility | 1 | X | NG | DFO
Natural Gas Internal Combustion Engine.NG | natural gas peaker | TRUE | 15388 | City of Princeton - (IL) | 957 | Princeton (IL) | IL | Bureau | 8 | Natural Gas Internal Combustion Engine | IC |  | S | 8.8 | 0.8 | 8.7 | 8.7 | 1 | N |  |  | N | Electric Utility | 1 | X | NG | DFO
Petroleum Liquids.DFO | petroleum | TRUE | 15686 | Village of Rantoul - (IL) | 958 | Rantoul | IL | Champaign | 10 | Petroleum Liquids | IC |  | S | 1.8 | 0.9 | 1.8 | 1.8 | 0.6 | N |  |  | N | Electric Utility | 1 | X | DFO
Petroleum Liquids.DFO | petroleum | TRUE | 15686 | Village of Rantoul - (IL) | 958 | Rantoul | IL | Champaign | 11 | Petroleum Liquids | IC |  | S | 1.8 | 0.9 | 1.8 | 1.8 | 0.6 | N |  |  | N | Electric Utility | 1 | X | DFO
Petroleum Liquids.DFO | petroleum | TRUE | 15686 | Village of Rantoul - (IL) | 958 | Rantoul | IL | Champaign | 12 | Petroleum Liquids | IC |  | S | 1.8 | 0.9 | 1.8 | 1.8 | 0.6 | N |  |  | N | Electric Utility | 1 | X | DFO
Petroleum Liquids.DFO | petroleum | TRUE | 15686 | Village of Rantoul - (IL) | 958 | Rantoul | IL | Champaign | 13 | Petroleum Liquids | IC |  | S | 1.8 | 0.9 | 1.8 | 1.8 | 0.6 | N |  |  | N | Electric Utility | 1 | X | DFO
Petroleum Liquids.DFO | petroleum | TRUE | 15686 | Village of Rantoul - (IL) | 958 | Rantoul | IL | Champaign | 14 | Petroleum Liquids | IC |  | S | 1.8 | 0.9 | 1.8 | 1.8 | 0.6 | N |  |  | N | Electric Utility | 1 | X | DFO
Petroleum Liquids.DFO | petroleum | TRUE | 15686 | Village of Rantoul - (IL) | 958 | Rantoul | IL | Champaign | 15 | Petroleum Liquids | IC |  | S | 1.8 | 0.9 | 1.8 | 1.8 | 0.6 | N |  |  | N | Electric Utility | 1 | X | DFO
Petroleum Liquids.DFO | petroleum | TRUE | 15686 | Village of Rantoul - (IL) | 958 | Rantoul | IL | Champaign | 16 | Petroleum Liquids | IC |  | S | 1.8 | 0.9 | 1.8 | 1.8 | 0.6 | N |  |  | N | Electric Utility | 1 | X | DFO
Petroleum Liquids.DFO | petroleum | TRUE | 15686 | Village of Rantoul - (IL) | 958 | Rantoul | IL | Champaign | 9 | Petroleum Liquids | IC |  | S | 1.8 | 0.9 | 1.8 | 1.8 | 0.6 | N |  |  | N | Electric Utility | 1 | X | DFO
Petroleum Liquids.DFO | petroleum | TRUE | 15772 | City of Red Bud - (IL) | 959 | Red Bud | IL | Randolph | 1 | Petroleum Liquids | IC |  | S | 2.4 | 0.8 | 2.2 | 2.2 | 1 | N |  |  | N | Electric Utility | 1 | X | DFO
Petroleum Liquids.DFO | petroleum | TRUE | 15772 | City of Red Bud - (IL) | 959 | Red Bud | IL | Randolph | 2 | Petroleum Liquids | IC |  | S | 1.1 | 0.8 | 0.9 | 1 | 0.5 | N |  |  | N | Electric Utility | 1 | X | DFO
Petroleum Liquids.DFO | petroleum | TRUE | 15772 | City of Red Bud - (IL) | 959 | Red Bud | IL | Randolph | 3 | Petroleum Liquids | IC |  | S | 2.4 | 0.8 | 2.2 | 2.2 | 1 | N |  |  | N | Electric Utility | 1 | X | DFO
Petroleum Liquids.DFO | petroleum | TRUE | 15772 | City of Red Bud - (IL) | 959 | Red Bud | IL | Randolph | 4 | Petroleum Liquids | IC |  | S | 3.5 | 0.8 | 3 | 3 | 1.5 | N |  |  | N | Electric Utility | 1 | X | DFO
Petroleum Liquids.DFO | petroleum | TRUE | 15772 | City of Red Bud - (IL) | 959 | Red Bud | IL | Randolph | 7 | Petroleum Liquids | IC |  | S | 2.8 | 0.8 | 3 | 3 | 1 | N |  |  | N | Electric Utility | 1 | X | DFO
Petroleum Liquids.DFO | petroleum | TRUE | 15772 | City of Red Bud - (IL) | 959 | Red Bud | IL | Randolph | 8 | Petroleum Liquids | IC |  | S | 2.8 | 0.8 | 3 | 3 | 1 | N |  |  | N | Electric Utility | 1 | X | DFO
Petroleum Liquids.DFO | petroleum | TRUE | 16179 | Rochelle Municipal Utilities | 960 | North Ninth Street | IL | Ogle | 1 | Petroleum Liquids | IC |  | S | 0.3 | 0.8 | 0.6 | 0.6 | 0.5 | N |  |  | N | Electric Utility | 1 | X | DFO
Natural Gas Internal Combustion Engine.NG | natural gas peaker | TRUE | 16179 | Rochelle Municipal Utilities | 960 | North Ninth Street | IL | Ogle | 10 | Natural Gas Internal Combustion Engine | IC |  | S | 2.5 | 0.8 | 2 | 2 | 0.5 | N |  |  | N | Electric Utility | 1 | X | NG | DFO
Natural Gas Internal Combustion Engine.NG | natural gas peaker | TRUE | 16179 | Rochelle Municipal Utilities | 960 | North Ninth Street | IL | Ogle | 3 | Natural Gas Internal Combustion Engine | IC |  | S | 2.5 | 0.8 | 2 | 2 | 0.5 | N |  |  | N | Electric Utility | 1 | X | NG | DFO
Petroleum Liquids.DFO | petroleum | TRUE | 16179 | Rochelle Municipal Utilities | 960 | North Ninth Street | IL | Ogle | 4 | Petroleum Liquids | IC |  | S | 1 | 0.8 | 0.7 | 0.7 | 0.5 | N |  |  | N | Electric Utility | 1 | X | DFO
Natural Gas Internal Combustion Engine.NG | natural gas peaker | TRUE | 16179 | Rochelle Municipal Utilities | 960 | North Ninth Street | IL | Ogle | 6 | Natural Gas Internal Combustion Engine | IC |  | S | 2.5 | 0.8 | 2 | 2 | 0.5 | N |  |  | N | Electric Utility | 1 | X | NG | DFO
Natural Gas Internal Combustion Engine.NG | natural gas peaker | TRUE | 16179 | Rochelle Municipal Utilities | 960 | North Ninth Street | IL | Ogle | 7 | Natural Gas Internal Combustion Engine | IC |  | S | 3.8 | 0.8 | 3.5 | 3.5 | 0.5 | N |  |  | N | Electric Utility | 1 | X | NG | DFO
Petroleum Liquids.DFO | petroleum | TRUE | 16179 | Rochelle Municipal Utilities | 960 | North Ninth Street | IL | Ogle | 8 | Petroleum Liquids | IC |  | S | 1 | 0.8 | 0.5 | 0.5 | 0.5 | N |  |  | N | Electric Utility | 1 | X | DFO
Natural Gas Internal Combustion Engine.NG | natural gas peaker | TRUE | 16179 | Rochelle Municipal Utilities | 960 | North Ninth Street | IL | Ogle | 9 | Natural Gas Internal Combustion Engine | IC |  | S | 3.5 | 0.8 | 3 | 3 | 0.5 | N |  |  | N | Electric Utility | 1 | X | NG | DFO
Solar Photovoltaic.SUN | solar PV | TRUE | 16179 | Rochelle Municipal Utilities | 960 | North Ninth Street | IL | Ogle | SOL1 | Solar Photovoltaic | PV |  | S | 0.3 |  | 0.3 | 0.3 |  | N |  |  | N | Electric Utility | 1 | X | SUN
Natural Gas Internal Combustion Engine.NG | natural gas peaker | TRUE | 16179 | Rochelle Municipal Utilities | 961 | South Main Street | IL | Ogle | 1 | Natural Gas Internal Combustion Engine | IC |  | S | 2.5 | 0.8 | 1.6 | 1.6 | 0.5 | N |  |  | N | Electric Utility | 1 | X | NG | DFO
Petroleum Liquids.DFO | petroleum | TRUE | 16179 | Rochelle Municipal Utilities | 961 | South Main Street | IL | Ogle | 13 | Petroleum Liquids | IC |  | S | 1.8 | 0.8 | 1.8 | 1.8 | 0.5 | N |  |  | N | Electric Utility | 1 | X | DFO
Petroleum Liquids.DFO | petroleum | TRUE | 16179 | Rochelle Municipal Utilities | 961 | South Main Street | IL | Ogle | 14 | Petroleum Liquids | IC |  | S | 1.8 | 0.8 | 1.8 | 1.8 | 0.5 | N |  |  | N | Electric Utility | 1 | X | DFO
Petroleum Liquids.DFO | petroleum | TRUE | 16179 | Rochelle Municipal Utilities | 961 | South Main Street | IL | Ogle | 15 | Petroleum Liquids | IC |  | S | 1.8 | 0.8 | 1.8 | 1.8 | 0.5 | N |  |  | N | Electric Utility | 1 | X | DFO
Petroleum Liquids.DFO | petroleum | TRUE | 16179 | Rochelle Municipal Utilities | 961 | South Main Street | IL | Ogle | 16 | Petroleum Liquids | IC |  | S | 1.8 | 0.8 | 1.8 | 1.8 | 1.8 | N |  |  | N | Electric Utility | 1 | X | DFO
Petroleum Liquids.DFO | petroleum | TRUE | 16179 | Rochelle Municipal Utilities | 961 | South Main Street | IL | Ogle | 17 | Petroleum Liquids | IC |  | S | 1.8 | 0.8 | 1.8 | 1.8 | 1.8 | N |  |  | N | Electric Utility | 1 | X | DFO
Petroleum Liquids.DFO | petroleum | TRUE | 16179 | Rochelle Municipal Utilities | 961 | South Main Street | IL | Ogle | 18 | Petroleum Liquids | IC |  | S | 1.8 | 0.8 | 1.8 | 1.8 | 1.8 | N |  |  | N | Electric Utility | 1 | X | DFO
Natural Gas Internal Combustion Engine.NG | natural gas peaker | TRUE | 16179 | Rochelle Municipal Utilities | 961 | South Main Street | IL | Ogle | 2 | Natural Gas Internal Combustion Engine | IC |  | S | 2.5 | 0.8 | 2 | 2 | 0.5 | N |  |  | N | Electric Utility | 1 | X | NG | DFO
Conventional Steam Coal.BIT | hard coal | TRUE | 17828 | City of Springfield - (IL) | 963 | Dallman | IL | Sangamon | 3 | Conventional Steam Coal | ST |  | S | 207.3 | 0.9 | 159 | 159 | 110 | N | 12 | 2023 | N | Electric Utility | 1 | X | BIT
Conventional Steam Coal.BIT | hard coal | TRUE | 17828 | City of Springfield - (IL) | 963 | Dallman | IL | Sangamon | 4 | Conventional Steam Coal | ST |  | S | 230.1 | 0.85 | 208.7 | 208.7 | 95 | N |  |  | N | Electric Utility | 1 | X | BIT
Petroleum Liquids.DFO | petroleum | TRUE | 17828 | City of Springfield - (IL) | 964 | Lakeside | IL | Sangamon | D1 | Petroleum Liquids | IC |  | S | 1.8 | 0.8 | 1.7 | 1.7 | 1.7 | N |  |  | N | Electric Utility | 1 | X | DFO
Petroleum Liquids.DFO | petroleum | TRUE | 17828 | City of Springfield - (IL) | 964 | Lakeside | IL | Sangamon | D2 | Petroleum Liquids | IC |  | S | 1.8 | 0.8 | 1.7 | 1.7 | 1.7 | N |  |  | N | Electric Utility | 1 | X | DFO
Petroleum Liquids.DFO | petroleum | TRUE | 17828 | City of Springfield - (IL) | 964 | Lakeside | IL | Sangamon | D3 | Petroleum Liquids | IC |  | S | 1.8 | 0.8 | 1.7 | 1.7 | 1.7 | N |  |  | N | Electric Utility | 1 | X | DFO
Petroleum Liquids.DFO | petroleum | TRUE | 17828 | City of Springfield - (IL) | 965 | Reynolds | IL | Sangamon | 1 | Petroleum Liquids | GT |  | S | 17.5 | 0.85 | 12 | 17.5 | 1 | N |  |  | N | Electric Utility | 1 | X | DFO
Petroleum Liquids.DFO | petroleum | TRUE | 18277 | City of Sullivan - (IL) | 969 | Sullivan (IL) | IL | Moultrie | 1 | Petroleum Liquids | IC |  | S | 4.3 | 0.8 | 4.3 | 4.3 | 1 | N |  |  | N | Electric Utility | 1 | X | DFO
Petroleum Liquids.DFO | petroleum | TRUE | 18277 | City of Sullivan - (IL) | 969 | Sullivan (IL) | IL | Moultrie | 10 | Petroleum Liquids | IC |  | S | 2.4 | 0.8 | 2.2 | 2.4 | 0.5 | N |  |  | N | Electric Utility | 1 | X | DFO
Petroleum Liquids.DFO | petroleum | TRUE | 18277 | City of Sullivan - (IL) | 969 | Sullivan (IL) | IL | Moultrie | 11 | Petroleum Liquids | IC |  | S | 2 | 0.8 | 2 | 2 | 0.5 | N |  |  | N | Electric Utility | 1 | X | DFO
Petroleum Liquids.DFO | petroleum | TRUE | 18277 | City of Sullivan - (IL) | 969 | Sullivan (IL) | IL | Moultrie | 12 | Petroleum Liquids | IC |  | S | 1.1 | 0.8 | 1 | 1 | 0.5 | N |  |  | N | Electric Utility | 1 | X | DFO
Petroleum Liquids.DFO | petroleum | TRUE | 18277 | City of Sullivan - (IL) | 969 | Sullivan (IL) | IL | Moultrie | 13 | Petroleum Liquids | IC |  | S | 2.3 | 0.8 | 2.3 | 2.3 | 0.5 | N |  |  | N | Electric Utility | 1 | X | DFO
Petroleum Liquids.DFO | petroleum | TRUE | 18277 | City of Sullivan - (IL) | 969 | Sullivan (IL) | IL | Moultrie | 14 | Petroleum Liquids | IC |  | S | 2.3 | 0.8 | 2.3 | 2.3 | 0.5 | N |  |  | N | Electric Utility | 1 | X | DFO
Petroleum Liquids.DFO | petroleum | TRUE | 18277 | City of Sullivan - (IL) | 969 | Sullivan (IL) | IL | Moultrie | 15 | Petroleum Liquids | IC |  | S | 2.3 | 0.8 | 2.3 | 2.3 | 0.5 | N |  |  | N | Electric Utility | 1 | X | DFO
Petroleum Liquids.DFO | petroleum | TRUE | 18277 | City of Sullivan - (IL) | 969 | Sullivan (IL) | IL | Moultrie | 2 | Petroleum Liquids | IC |  | S | 2 | 0.8 | 2 | 2 | 0.5 | N |  |  | N | Electric Utility | 1 | X | DFO
Petroleum Liquids.DFO | petroleum | TRUE | 18277 | City of Sullivan - (IL) | 969 | Sullivan (IL) | IL | Moultrie | 3 | Petroleum Liquids | IC |  | S | 1.5 | 0.8 | 1.3 | 1.5 | 0.5 | N |  |  | N | Electric Utility | 1 | X | DFO
Petroleum Liquids.DFO | petroleum | TRUE | 18277 | City of Sullivan - (IL) | 969 | Sullivan (IL) | IL | Moultrie | 4 | Petroleum Liquids | IC |  | S | 1.1 | 0.8 | 0.9 | 1.1 | 0.5 | N |  |  | N | Electric Utility | 1 | X | DFO
Petroleum Liquids.DFO | petroleum | TRUE | 18277 | City of Sullivan - (IL) | 969 | Sullivan (IL) | IL | Moultrie | 5 | Petroleum Liquids | IC |  | S | 1.1 | 0.8 | 1.1 | 1.1 | 0.5 | N |  |  | N | Electric Utility | 1 | X | DFO
Petroleum Liquids.DFO | petroleum | TRUE | 18277 | City of Sullivan - (IL) | 969 | Sullivan (IL) | IL | Moultrie | 6 | Petroleum Liquids | IC |  | S | 0.6 | 0.8 | 0.6 | 0.6 | 0.3 | N |  |  | N | Electric Utility | 1 | X | DFO
Petroleum Liquids.DFO | petroleum | TRUE | 18277 | City of Sullivan - (IL) | 969 | Sullivan (IL) | IL | Moultrie | 9 | Petroleum Liquids | IC |  | S | 2.4 | 0.8 | 2.2 | 2.4 | 0.5 | N |  |  | N | Electric Utility | 1 | X | DFO
Petroleum Liquids.DFO | petroleum | TRUE | 20180 | City of Waterloo - (IL) | 971 | Waterloo | IL | Monroe | 1 | Petroleum Liquids | IC |  | S | 3.1 | 0.8 | 2.7 | 2.7 | 1 | N |  |  | N | Electric Utility | 1 | X | DFO | NG
Petroleum Liquids.DFO | petroleum | TRUE | 20180 | City of Waterloo - (IL) | 971 | Waterloo | IL | Monroe | 10 | Petroleum Liquids | IC |  | S | 1.8 | 0.8 | 1.8 | 1.8 | 0.5 | N |  |  | N | Electric Utility | 1 | X | DFO
Petroleum Liquids.DFO | petroleum | TRUE | 20180 | City of Waterloo - (IL) | 971 | Waterloo | IL | Monroe | 11 | Petroleum Liquids | IC |  | S | 1.8 | 0.8 | 1.8 | 1.8 | 0.5 | N |  |  | N | Electric Utility | 1 | X | DFO
Natural Gas Fired Combustion Turbine.NG | natural gas peaker | TRUE | 20180 | City of Waterloo - (IL) | 971 | Waterloo | IL | Monroe | 12 | Natural Gas Fired Combustion Turbine | GT |  | S | 6.6 | 0.8 | 6.6 | 7 | 4 | N |  |  | N | Electric Utility | 1 | X | NG | DFO
Natural Gas Fired Combustion Turbine.NG | natural gas peaker | TRUE | 20180 | City of Waterloo - (IL) | 971 | Waterloo | IL | Monroe | 13 | Natural Gas Fired Combustion Turbine | GT |  | S | 7 | 0.8 | 6.6 | 7 | 4 | N |  |  | N | Electric Utility | 1 | X | NG | DFO
Petroleum Liquids.DFO | petroleum | TRUE | 20180 | City of Waterloo - (IL) | 971 | Waterloo | IL | Monroe | 2 | Petroleum Liquids | IC |  | S | 0.2 | 0.8 | 0.2 | 0.2 | 0.1 | N |  |  | N | Electric Utility | 1 | X | DFO
Petroleum Liquids.DFO | petroleum | TRUE | 20180 | City of Waterloo - (IL) | 971 | Waterloo | IL | Monroe | 3 | Petroleum Liquids | IC |  | S | 0.2 | 0.8 | 0.2 | 0.2 | 0.1 | N |  |  | N | Electric Utility | 1 | X | DFO
Petroleum Liquids.DFO | petroleum | TRUE | 20180 | City of Waterloo - (IL) | 971 | Waterloo | IL | Monroe | 4 | Petroleum Liquids | IC |  | S | 2 | 0.8 | 1.8 | 1.8 | 0.5 | N |  |  | N | Electric Utility | 1 | X | DFO | NG
Petroleum Liquids.DFO | petroleum | TRUE | 20180 | City of Waterloo - (IL) | 971 | Waterloo | IL | Monroe | 5 | Petroleum Liquids | IC |  | S | 0.5 | 0.8 | 0.4 | 0.4 | 0.3 | N |  |  | N | Electric Utility | 1 | X | DFO
Petroleum Liquids.DFO | petroleum | TRUE | 20180 | City of Waterloo - (IL) | 971 | Waterloo | IL | Monroe | 6 | Petroleum Liquids | IC |  | S | 0.5 | 0.8 | 0.5 | 0.5 | 0.3 | N |  |  | N | Electric Utility | 1 | X | DFO
Petroleum Liquids.DFO | petroleum | TRUE | 20180 | City of Waterloo - (IL) | 971 | Waterloo | IL | Monroe | 7 | Petroleum Liquids | IC |  | S | 1.7 | 0.8 | 1.5 | 1.5 | 0.5 | N |  |  | N | Electric Utility | 1 | X | DFO | NG
Petroleum Liquids.DFO | petroleum | TRUE | 20180 | City of Waterloo - (IL) | 971 | Waterloo | IL | Monroe | 8 | Petroleum Liquids | IC |  | S | 3 | 0.8 | 2.4 | 2.4 | 1 | N |  |  | N | Electric Utility | 1 | X | DFO
Petroleum Liquids.DFO | petroleum | TRUE | 20180 | City of Waterloo - (IL) | 971 | Waterloo | IL | Monroe | 9 | Petroleum Liquids | IC |  | S | 1.8 | 0.8 | 1.8 | 1.8 | 0.5 | N |  |  | N | Electric Utility | 1 | X | DFO
Natural Gas Steam Turbine.NG | natural gas steam turbine | TRUE | 20824 | Village of Winnetka - (IL) | 972 | Winnetka | IL | Cook | 4 | Natural Gas Steam Turbine | ST |  | S | 9.4 | 0.8 | 9.4 | 9.4 | 2.4 | N |  |  | N | Electric Utility | 1 | X | NG | DFO
Natural Gas Steam Turbine.NG | natural gas steam turbine | TRUE | 20824 | Village of Winnetka - (IL) | 972 | Winnetka | IL | Cook | 6 | Natural Gas Steam Turbine | ST |  | S | 6.3 | 0.8 | 6.3 | 6.3 | 2 | N |  |  | N | Electric Utility | 1 | X | NG | DFO
Natural Gas Steam Turbine.NG | natural gas steam turbine | TRUE | 20824 | Village of Winnetka - (IL) | 972 | Winnetka | IL | Cook | 7 | Natural Gas Steam Turbine | ST |  | S | 12.5 | 0.8 | 12.5 | 12.5 | 3.1 | N |  |  | N | Electric Utility | 1 | X | NG | DFO
Petroleum Liquids.DFO | petroleum | TRUE | 20824 | Village of Winnetka - (IL) | 972 | Winnetka | IL | Cook | 8 | Petroleum Liquids | IC |  | S | 2.6 | 0.8 | 2.6 | 2.6 | 1.8 | N |  |  | N | Electric Utility | 1 | X | DFO
Petroleum Liquids.DFO | petroleum | TRUE | 20824 | Village of Winnetka - (IL) | 972 | Winnetka | IL | Cook | 9 | Petroleum Liquids | IC |  | S | 2.6 | 0.8 | 2.6 | 2.6 | 1.8 | N |  |  | N | Electric Utility | 1 | X | DFO
Conventional Steam Coal.BIT | hard coal | TRUE | 17632 | Southern Illinois Power Coop | 976 | Marion | IL | Williamson | 1 | Conventional Steam Coal | ST |  | S | 33 | 0.85 | 40 | 40 | 30 | N |  |  | N | Electric Utility | 1 | X | BIT | DFO | PC
Conventional Steam Coal.BIT | hard coal | TRUE | 17632 | Southern Illinois Power Coop | 976 | Marion | IL | Williamson | 2 | Conventional Steam Coal | ST |  | S | 33 | 0.85 | 40 | 40 | 30 | N |  |  | N | Electric Utility | 1 | X | BIT | DFO | PC
Conventional Steam Coal.BIT | hard coal | TRUE | 17632 | Southern Illinois Power Coop | 976 | Marion | IL | Williamson | 3 | Conventional Steam Coal | ST |  | S | 33 | 0.85 | 40 | 40 | 30 | N |  |  | N | Electric Utility | 1 | X | BIT | DFO | PC
Natural Gas Fired Combustion Turbine.NG | natural gas peaker | TRUE | 17632 | Southern Illinois Power Coop | 976 | Marion | IL | Williamson | 5 | Natural Gas Fired Combustion Turbine | GT |  | S | 75 | 0.85 | 70 | 90 | 40 | N |  |  | N | Electric Utility | 1 | X | NG | DFO
Natural Gas Fired Combustion Turbine.NG | natural gas peaker | TRUE | 17632 | Southern Illinois Power Coop | 976 | Marion | IL | Williamson | 6 | Natural Gas Fired Combustion Turbine | GT |  | S | 75 | 0.85 | 70 | 90 | 40 | N |  |  | N | Electric Utility | 1 | X | NG | DFO
Conventional Steam Coal.BIT | hard coal | TRUE | 9269 | Indiana-Kentucky Electric Corp | 983 | Clifty Creek | IN | Jefferson | 1 | Conventional Steam Coal | ST |  | S | 217.3 | 0.83 | 195.5 | 199.7 | 80 | N |  |  | N | Electric Utility | 1 | X | BIT | SUB
Conventional Steam Coal.BIT | hard coal | TRUE | 9269 | Indiana-Kentucky Electric Corp | 983 | Clifty Creek | IN | Jefferson | 2 | Conventional Steam Coal | ST |  | S | 217.3 | 0.83 | 195.5 | 199.7 | 80 | N |  |  | N | Electric Utility | 1 | X | BIT | SUB
Conventional Steam Coal.BIT | hard coal | TRUE | 9269 | Indiana-Kentucky Electric Corp | 983 | Clifty Creek | IN | Jefferson | 3 | Conventional Steam Coal | ST |  | S | 217.3 | 0.83 | 195.5 | 199.7 | 80 | N |  |  | N | Electric Utility | 1 | X | BIT | SUB
Conventional Steam Coal.BIT | hard coal | TRUE | 9269 | Indiana-Kentucky Electric Corp | 983 | Clifty Creek | IN | Jefferson | 4 | Conventional Steam Coal | ST |  | S | 217.3 | 0.83 | 195.5 | 199.7 | 80 | N |  |  | N | Electric Utility | 1 | X | BIT | SUB
Conventional Steam Coal.BIT | hard coal | TRUE | 9269 | Indiana-Kentucky Electric Corp | 983 | Clifty Creek | IN | Jefferson | 5 | Conventional Steam Coal | ST |  | S | 217.3 | 0.83 | 195.5 | 199.7 | 80 | N |  |  | N | Electric Utility | 1 | X | BIT | SUB
Conventional Steam Coal.BIT | hard coal | TRUE | 9269 | Indiana-Kentucky Electric Corp | 983 | Clifty Creek | IN | Jefferson | 6 | Conventional Steam Coal | ST |  | S | 217.3 | 0.83 | 195.5 | 199.7 | 80 | N |  |  | N | Electric Utility | 1 | X | BIT | SUB
Conventional Hydroelectric.WAT | hydro | TRUE | 9324 | Indiana Michigan Power Co | 986 | Elkhart | IN | Elkhart | 1 | Conventional Hydroelectric | HY |  | S | 1.4 | 0.8 | 0.6 | 1.1 | 0.5 | N |  |  | N | Electric Utility | 1 | X | WAT
Conventional Hydroelectric.WAT | hydro | TRUE | 9324 | Indiana Michigan Power Co | 986 | Elkhart | IN | Elkhart | 2 | Conventional Hydroelectric | HY |  | S | 1 | 1 | 0.4 | 0.5 | 0.3 | N |  |  | N | Electric Utility | 1 | X | WAT
Conventional Hydroelectric.WAT | hydro | TRUE | 9324 | Indiana Michigan Power Co | 986 | Elkhart | IN | Elkhart | 3 | Conventional Hydroelectric | HY |  | S | 1 | 1 | 0.4 | 0.5 | 0.3 | N |  |  | N | Electric Utility | 1 | X | WAT
Conventional Hydroelectric.WAT | hydro | TRUE | 14354 | PacifiCorp | 987 | Last Chance | ID | Caribou | 1 | Conventional Hydroelectric | HY |  | S | 0.2 | 1 | 0.2 | 0.2 | 0 | N |  |  | N | Electric Utility | 1 | X | WAT
Conventional Hydroelectric.WAT | hydro | TRUE | 14354 | PacifiCorp | 987 | Last Chance | ID | Caribou | 2 | Conventional Hydroelectric | HY |  | S | 0.5 | 1 | 0.4 | 0.4 | 0 | N |  |  | N | Electric Utility | 1 | X | WAT
Conventional Hydroelectric.WAT | hydro | TRUE | 14354 | PacifiCorp | 987 | Last Chance | ID | Caribou | 3 | Conventional Hydroelectric | HY |  | S | 1 | 1 | 0.8 | 0.8 | 0 | N |  |  | N | Electric Utility | 1 | X | WAT
Conventional Hydroelectric.WAT | hydro | TRUE | 9324 | Indiana Michigan Power Co | 989 | Twin Branch | IN | St Joseph | H1E | Conventional Hydroelectric | HY |  | S | 0.6 | 0.9 | 0.5 | 0.6 | 0.2 | N |  |  | N | Electric Utility | 1 | X | WAT
Conventional Hydroelectric.WAT | hydro | TRUE | 9324 | Indiana Michigan Power Co | 989 | Twin Branch | IN | St Joseph | H1W | Conventional Hydroelectric | HY |  | S | 0.6 | 0.9 | 0.5 | 0.6 | 0.2 | N |  |  | N | Electric Utility | 1 | X | WAT
Conventional Hydroelectric.WAT | hydro | TRUE | 9324 | Indiana Michigan Power Co | 989 | Twin Branch | IN | St Joseph | H2W | Conventional Hydroelectric | HY |  | S | 0.6 | 0.8 | 0.5 | 0.6 | 0.2 | N |  |  | N | Electric Utility | 1 | X | WAT
Conventional Hydroelectric.WAT | hydro | TRUE | 9324 | Indiana Michigan Power Co | 989 | Twin Branch | IN | St Joseph | H3W | Conventional Hydroelectric | HY |  | S | 0.6 | 1 | 0.5 | 0.6 | 0.2 | N |  |  | N | Electric Utility | 1 | X | WAT
Conventional Hydroelectric.WAT | hydro | TRUE | 9324 | Indiana Michigan Power Co | 989 | Twin Branch | IN | St Joseph | H4W | Conventional Hydroelectric | HY |  | S | 0.6 | 1 | 0.5 | 0.6 | 0.2 | N |  |  | N | Electric Utility | 1 | X | WAT
Conventional Hydroelectric.WAT | hydro | TRUE | 9324 | Indiana Michigan Power Co | 989 | Twin Branch | IN | St Joseph | H5W | Conventional Hydroelectric | HY |  | S | 0.6 | 1 | 0.5 | 0.6 | 0.2 | N |  |  | N | Electric Utility | 1 | X | WAT
Conventional Hydroelectric.WAT | hydro | TRUE | 9324 | Indiana Michigan Power Co | 989 | Twin Branch | IN | St Joseph | H6E | Conventional Hydroelectric | HY |  | S | 0.6 | 0.9 | 0.5 | 0.6 | 0.2 | N |  |  | N | Electric Utility | 1 | X | WAT
Conventional Hydroelectric.WAT | hydro | TRUE | 9324 | Indiana Michigan Power Co | 989 | Twin Branch | IN | St Joseph | H6W | Conventional Hydroelectric | HY |  | S | 0.6 | 0.9 | 0.5 | 0.6 | 0.2 | N |  |  | N | Electric Utility | 1 | X | WAT
Natural Gas Steam Turbine.NG | natural gas steam turbine | TRUE | 9273 | Indianapolis Power & Light Co | 990 | Harding Street | IN | Marion | 5 | Natural Gas Steam Turbine | ST |  | S | 100 | 0.85 | 101 | 101 | 30 | N |  |  | N | Electric Utility | 1 | X | NG | DFO
Natural Gas Steam Turbine.NG | natural gas steam turbine | TRUE | 9273 | Indianapolis Power & Light Co | 990 | Harding Street | IN | Marion | 6 | Natural Gas Steam Turbine | ST |  | S | 100 | 0.85 | 99 | 99 | 30 | N |  |  | N | Electric Utility | 1 | X | NG | DFO
Natural Gas Steam Turbine.NG | natural gas steam turbine | TRUE | 9273 | Indianapolis Power & Light Co | 990 | Harding Street | IN | Marion | 7 | Natural Gas Steam Turbine | ST |  | S | 463 | 0.85 | 418 | 418 | 130 | N |  |  | N | Electric Utility | 1 | X | NG | DFO
Batteries.MWH | battery storage | 0 | 9273 | Indianapolis Power & Light Co | 990 | Harding Street | IN | Marion | BAT1 | Batteries | BA |  | S | 20 |  | 20 | 20 | 0.1 | N |  |  | N | Electric Utility | 1 | X | MWH
Petroleum Liquids.DFO | petroleum | TRUE | 9273 | Indianapolis Power & Light Co | 990 | Harding Street | IN | Marion | GT1 | Petroleum Liquids | GT |  | S | 26 | 0.9 | 19.1 | 27.4 | 5 | N |  |  | N | Electric Utility | 1 | X | DFO
Petroleum Liquids.DFO | petroleum | TRUE | 9273 | Indianapolis Power & Light Co | 990 | Harding Street | IN | Marion | GT2 | Petroleum Liquids | GT |  | S | 26 | 0.9 | 17.9 | 22.6 | 5 | N |  |  | N | Electric Utility | 1 | X | DFO
Natural Gas Fired Combustion Turbine.NG | natural gas peaker | TRUE | 9273 | Indianapolis Power & Light Co | 990 | Harding Street | IN | Marion | GT4 | Natural Gas Fired Combustion Turbine | GT |  | S | 83 | 0.8 | 67 | 67 | 45 | N |  |  | N | Electric Utility | 1 | X | NG | DFO
Natural Gas Fired Combustion Turbine.NG | natural gas peaker | TRUE | 9273 | Indianapolis Power & Light Co | 990 | Harding Street | IN | Marion | GT5 | Natural Gas Fired Combustion Turbine | GT |  | S | 83 | 0.8 | 67 | 67 | 45 | N |  |  | N | Electric Utility | 1 | X | NG | DFO
Natural Gas Fired Combustion Turbine.NG | natural gas peaker | TRUE | 9273 | Indianapolis Power & Light Co | 990 | Harding Street | IN | Marion | GT6 | Natural Gas Fired Combustion Turbine | GT |  | S | 161 | 0.85 | 154 | 154 | 90 | N |  |  | N | Electric Utility | 1 | X | NG
Petroleum Liquids.DFO | petroleum | TRUE | 9273 | Indianapolis Power & Light Co | 990 | Harding Street | IN | Marion | IC1 | Petroleum Liquids | IC |  | S | 2.7 | 0.8 | 3 | 3 | 0.1 | N |  |  | N | Electric Utility | 1 | X | DFO
Natural Gas Fired Combined Cycle.NG | natural gas combined cycle | TRUE | 9273 | Indianapolis Power & Light Co | 991 | Eagle Valley (IN) | IN | Morgan | GT1 | Natural Gas Fired Combined Cycle | CT | EGVS | S | 207 | 0.85 | 207 | 207 | 110 | N |  |  | N | Electric Utility | 1 | X | NG
Natural Gas Fired Combined Cycle.NG | natural gas combined cycle | TRUE | 9273 | Indianapolis Power & Light Co | 991 | Eagle Valley (IN) | IN | Morgan | GT2 | Natural Gas Fired Combined Cycle | CT | EGVS | S | 207 | 0.85 | 207 | 207 | 110 | N |  |  | N | Electric Utility | 1 | X | NG
Natural Gas Fired Combined Cycle.NG | natural gas combined cycle | TRUE | 9273 | Indianapolis Power & Light Co | 991 | Eagle Valley (IN) | IN | Morgan | STG1 | Natural Gas Fired Combined Cycle | CA | EGVS | S | 230 | 0.85 | 230 | 230 | 75 | N |  |  | N | Electric Utility | 1 | X | NG
Natural Gas Steam Turbine.NG | natural gas steam turbine | TRUE | 3599 | Citizens Thermal Energy | 992 | CC Perry K | IN | Marion | 6 | Natural Gas Steam Turbine | ST |  | S | 5 | 1 | 3 | 5 | 1 | N |  |  | N | IPP CHP | 3 | X | NG
Natural Gas Steam Turbine.NG | natural gas steam turbine | TRUE | 3599 | Citizens Thermal Energy | 992 | CC Perry K | IN | Marion | 7 | Natural Gas Steam Turbine | ST |  | S | 1.7 | 1 | 1.7 | 1.7 | 0.5 | N |  |  | Y | IPP CHP | 3 | T | NG
Natural Gas Steam Turbine.NG | natural gas steam turbine | TRUE | 3599 | Citizens Thermal Energy | 992 | CC Perry K | IN | Marion | 8 | Natural Gas Steam Turbine | ST |  | S | 1.7 | 1 | 1.7 | 1.7 | 0.5 | N |  |  | Y | IPP CHP | 3 | T | NG
Conventional Steam Coal.BIT | hard coal | TRUE | 9273 | Indianapolis Power & Light Co | 994 | AES Petersburg | IN | Pike | 4 | Conventional Steam Coal | ST |  | S | 670.9 | 0.85 | 529.6 | 534.6 | 220 | N |  |  | N | Electric Utility | 1 | X | BIT
Petroleum Liquids.DFO | petroleum | TRUE | 9273 | Indianapolis Power & Light Co | 994 | AES Petersburg | IN | Pike | IC1 | Petroleum Liquids | IC |  | S | 2.7 | 0.8 | 3 | 3 | 2.7 | N |  |  | N | Electric Utility | 1 | X | DFO
Petroleum Liquids.DFO | petroleum | TRUE | 9273 | Indianapolis Power & Light Co | 994 | AES Petersburg | IN | Pike | IC2 | Petroleum Liquids | IC |  | S | 2.7 | 0.8 | 3 | 3 | 2.7 | N |  |  | N | Electric Utility | 1 | X | DFO
Petroleum Liquids.DFO | petroleum | TRUE | 9273 | Indianapolis Power & Light Co | 994 | AES Petersburg | IN | Pike | IC3 | Petroleum Liquids | IC |  | S | 2.7 | 0.8 | 3 | 3 | 2.7 | N |  |  | N | Electric Utility | 1 | X | DFO
Conventional Steam Coal.BIT | hard coal | TRUE | 9273 | Indianapolis Power & Light Co | 994 | AES Petersburg | IN | Pike | ST2 | Conventional Steam Coal | ST |  | S | 523.3 | 0.85 | 421.8 | 432.2 | 225 | N | 6 | 2023 | N | Electric Utility | 1 | X | BIT
Conventional Steam Coal.BIT | hard coal | TRUE | 9273 | Indianapolis Power & Light Co | 994 | AES Petersburg | IN | Pike | ST3 | Conventional Steam Coal | ST |  | S | 670.9 | 0.85 | 527.6 | 540.3 | 225 | N |  |  | N | Electric Utility | 1 | X | BIT
Conventional Steam Coal.SUB | hard coal | TRUE | 13756 | Northern Indiana Pub Serv Co | 997 | Michigan City | IN | LaPorte | 12 | Conventional Steam Coal | ST |  | S | 540 | 0.9 | 455 | 455 | 310 | N | 5 | 2028 | N | Electric Utility | 1 | X | SUB | BIT | NG
Conventional Hydroelectric.WAT | hydro | TRUE | 13756 | Northern Indiana Pub Serv Co | 998 | Norway (IN) | IN | White | 1 | Conventional Hydroelectric | HY |  | S | 2 | 0.85 | 1.1 | 1.1 | 0.5 | N |  |  | N | Electric Utility | 1 | X | WAT
Conventional Hydroelectric.WAT | hydro | TRUE | 13756 | Northern Indiana Pub Serv Co | 998 | Norway (IN) | IN | White | 2 | Conventional Hydroelectric | HY |  | S | 2 | 0.85 | 1.1 | 1.1 | 0.5 | N |  |  | N | Electric Utility | 1 | X | WAT
Conventional Hydroelectric.WAT | hydro | TRUE | 13756 | Northern Indiana Pub Serv Co | 998 | Norway (IN) | IN | White | 3 | Conventional Hydroelectric | HY |  | S | 2 | 0.85 | 1.1 | 1.1 | 0.5 | N |  |  | N | Electric Utility | 1 | X | WAT
Conventional Hydroelectric.WAT | hydro | TRUE | 13756 | Northern Indiana Pub Serv Co | 998 | Norway (IN) | IN | White | 4 | Conventional Hydroelectric | HY |  | S | 1.3 | 0.85 | 0.7 | 0.7 | 0.4 | N |  |  | N | Electric Utility | 1 | X | WAT
Conventional Hydroelectric.WAT | hydro | TRUE | 13756 | Northern Indiana Pub Serv Co | 999 | Oakdale | IN | Carroll | 1 | Conventional Hydroelectric | HY |  | S | 4.3 | 0.85 | 2.9 | 2.9 | 1.6 | N |  |  | N | Electric Utility | 1 | X | WAT
Conventional Hydroelectric.WAT | hydro | TRUE | 13756 | Northern Indiana Pub Serv Co | 999 | Oakdale | IN | Carroll | 2 | Conventional Hydroelectric | HY |  | S | 3.2 | 0.85 | 2.2 | 2.2 | 2.2 | N |  |  | N | Electric Utility | 1 | X | WAT
Conventional Hydroelectric.WAT | hydro | TRUE | 13756 | Northern Indiana Pub Serv Co | 999 | Oakdale | IN | Carroll | 3 | Conventional Hydroelectric | HY |  | S | 4.3 | 0.85 | 0.9 | 0.9 | 0.6 | N |  |  | N | Electric Utility | 1 | X | WAT
Conventional Steam Coal.BIT | hard coal | TRUE | 15470 | Duke Energy Indiana, LLC | 1001 | Cayuga | IN | Vermillion | 1 | Conventional Steam Coal | ST |  | S | 531 | 0.9 | 500 | 505 | 300 | N |  |  | N | Electric Utility | 1 | X | BIT | DFO
Conventional Steam Coal.BIT | hard coal | TRUE | 15470 | Duke Energy Indiana, LLC | 1001 | Cayuga | IN | Vermillion | 2 | Conventional Steam Coal | ST |  | S | 531 | 0.9 | 495 | 500 | 230 | N |  |  | N | Electric Utility | 1 | X | BIT | DFO
Petroleum Liquids.DFO | petroleum | TRUE | 15470 | Duke Energy Indiana, LLC | 1001 | Cayuga | IN | Vermillion | 31 | Petroleum Liquids | IC |  | S | 2.6 | 0.9 | 2.5 | 2.5 | 2.5 | N |  |  | N | Electric Utility | 1 | X | DFO
Petroleum Liquids.DFO | petroleum | TRUE | 15470 | Duke Energy Indiana, LLC | 1001 | Cayuga | IN | Vermillion | 32 | Petroleum Liquids | IC |  | S | 2.6 | 0.9 | 2.5 | 2.5 | 2.5 | N |  |  | N | Electric Utility | 1 | X | DFO
Petroleum Liquids.DFO | petroleum | TRUE | 15470 | Duke Energy Indiana, LLC | 1001 | Cayuga | IN | Vermillion | 33 | Petroleum Liquids | IC |  | S | 2.6 | 0.9 | 2.5 | 2.5 | 2.5 | N |  |  | N | Electric Utility | 1 | X | DFO
Petroleum Liquids.DFO | petroleum | TRUE | 15470 | Duke Energy Indiana, LLC | 1001 | Cayuga | IN | Vermillion | 34 | Petroleum Liquids | IC |  | S | 2.6 | 0.9 | 2.5 | 2.5 | 2.5 | N |  |  | N | Electric Utility | 1 | X | DFO
Natural Gas Fired Combustion Turbine.NG | natural gas peaker | TRUE | 15470 | Duke Energy Indiana, LLC | 1001 | Cayuga | IN | Vermillion | 4 | Natural Gas Fired Combustion Turbine | GT |  | S | 112.5 | 0.9 | 84 | 105 | 50 | N |  |  | N | Electric Utility | 1 | X | NG | DFO
Coal Integrated Gasification Combined Cycle.SGC | hard coal | TRUE | 15470 | Duke Energy Indiana, LLC | 1004 | Edwardsport | IN | Knox | CT1 | Coal Integrated Gasification Combined Cycle | CT | 1 | S | 236.5 | 0.8 |  |  |  | N |  |  | N | Electric Utility | 1 | X | SGC | NG
Coal Integrated Gasification Combined Cycle.SGC | hard coal | TRUE | 15470 | Duke Energy Indiana, LLC | 1004 | Edwardsport | IN | Knox | CT2 | Coal Integrated Gasification Combined Cycle | CT | 1 | S | 236.5 | 0.8 |  |  |  | N |  |  | N | Electric Utility | 1 | X | SGC | NG
Coal Integrated Gasification Combined Cycle.SGC | hard coal | TRUE | 15470 | Duke Energy Indiana, LLC | 1004 | Edwardsport | IN | Knox | ST | Coal Integrated Gasification Combined Cycle | CA | 1 | S | 331.5 | 0.8 | 595 | 618 | 185 | N |  |  | N | Electric Utility | 1 | X | SGC | NG
Conventional Hydroelectric.WAT | hydro | TRUE | 15470 | Duke Energy Indiana, LLC | 1005 | Markland | IN | Switzerland | 1 | Conventional Hydroelectric | HY |  | S | 25.9 | 0.8 | 17.9 | 17.9 | 17.9 | Y |  |  | N | Electric Utility | 1 | X | WAT
Conventional Hydroelectric.WAT | hydro | TRUE | 15470 | Duke Energy Indiana, LLC | 1005 | Markland | IN | Switzerland | 2 | Conventional Hydroelectric | HY |  | S | 25.9 | 0.8 | 17.9 | 17.9 | 17.9 | N |  |  | N | Electric Utility | 1 | X | WAT
Conventional Hydroelectric.WAT | hydro | TRUE | 15470 | Duke Energy Indiana, LLC | 1005 | Markland | IN | Switzerland | 3 | Conventional Hydroelectric | HY |  | S | 25.9 | 0.8 | 17.9 | 17.9 | 17.9 | N |  |  | N | Electric Utility | 1 | X | WAT
Natural Gas Fired Combined Cycle.NG | natural gas combined cycle | TRUE | 15470 | Duke Energy Indiana, LLC | 1007 | Noblesville | IN | Hamilton | 1 | Natural Gas Fired Combined Cycle | CA | CC1 | S | 50 | 0.8 | 42 | 43 | 42 | N |  |  | N | Electric Utility | 1 | X | NG
Natural Gas Fired Combined Cycle.NG | natural gas combined cycle | TRUE | 15470 | Duke Energy Indiana, LLC | 1007 | Noblesville | IN | Hamilton | 2 | Natural Gas Fired Combined Cycle | CA | CC1 | S | 50 | 0.8 | 43 | 44 | 43 | N |  |  | N | Electric Utility | 1 | X | NG
Natural Gas Fired Combined Cycle.NG | natural gas combined cycle | TRUE | 15470 | Duke Energy Indiana, LLC | 1007 | Noblesville | IN | Hamilton | 3 | Natural Gas Fired Combined Cycle | CT | CC1 | S | 61 | 0.8 | 60 | 74 | 60 | N |  |  | N | Electric Utility | 1 | X | NG
Natural Gas Fired Combined Cycle.NG | natural gas combined cycle | TRUE | 15470 | Duke Energy Indiana, LLC | 1007 | Noblesville | IN | Hamilton | 4 | Natural Gas Fired Combined Cycle | CT | CC1 | S | 61 | 0.8 | 60 | 74 | 60 | N |  |  | N | Electric Utility | 1 | X | NG
Natural Gas Fired Combined Cycle.NG | natural gas combined cycle | TRUE | 15470 | Duke Energy Indiana, LLC | 1007 | Noblesville | IN | Hamilton | 5 | Natural Gas Fired Combined Cycle | CT | CC1 | S | 61 | 0.8 | 59 | 75 | 59 | N |  |  | N | Electric Utility | 1 | X | NG
Conventional Steam Coal.BIT | hard coal | TRUE | 17633 | Southern Indiana Gas & Elec Co | 1012 | F B Culley | IN | Warrick | 2 | Conventional Steam Coal | ST |  | S | 103.7 | 0.85 | 90 | 90 | 45 | N | 12 | 2025 | N | Electric Utility | 1 | X | BIT | NG
Conventional Steam Coal.BIT | hard coal | TRUE | 17633 | Southern Indiana Gas & Elec Co | 1012 | F B Culley | IN | Warrick | 3 | Conventional Steam Coal | ST |  | S | 265.2 | 0.95 | 270 | 270 | 135 | N |  |  | N | Electric Utility | 1 | X | BIT | NG
Natural Gas Fired Combined Cycle.NG | natural gas combined cycle | TRUE | 6235 | Fayetteville Public Works Commission | 1016 | Butler-Warner Generation Plant | NC | Cumberland | 1 | Natural Gas Fired Combined Cycle | CT | CC1 | S | 28.8 | 0.9 | 20 | 25 | 1 | N |  |  | N | Electric Utility | 1 | X | NG | DFO
Solar Photovoltaic.SUN | solar PV | TRUE | 6235 | Fayetteville Public Works Commission | 1016 | Butler-Warner Generation Plant | NC | Cumberland | 10 | Solar Photovoltaic | PV |  | S | 1 |  | 1 | 1 |  | N |  |  | N | Electric Utility | 1 | X | SUN
Batteries.MWH | battery storage | 0 | 6235 | Fayetteville Public Works Commission | 1016 | Butler-Warner Generation Plant | NC | Cumberland | 11 | Batteries | BA |  | S | 0.5 |  | 0.5 | 0.5 | 0.1 | N |  |  | N | Electric Utility | 1 | X | MWH
Natural Gas Fired Combined Cycle.NG | natural gas combined cycle | TRUE | 6235 | Fayetteville Public Works Commission | 1016 | Butler-Warner Generation Plant | NC | Cumberland | 2 | Natural Gas Fired Combined Cycle | CT | CC1 | S | 28.8 | 0.9 | 20 | 25 | 1 | N |  |  | N | Electric Utility | 1 | X | NG | DFO
Natural Gas Fired Combined Cycle.NG | natural gas combined cycle | TRUE | 6235 | Fayetteville Public Works Commission | 1016 | Butler-Warner Generation Plant | NC | Cumberland | 3 | Natural Gas Fired Combined Cycle | CT | CC1 | S | 28.8 | 0.9 | 20 | 25 | 1 | N |  |  | N | Electric Utility | 1 | X | NG | DFO
Natural Gas Fired Combustion Turbine.NG | natural gas peaker | TRUE | 6235 | Fayetteville Public Works Commission | 1016 | Butler-Warner Generation Plant | NC | Cumberland | 4 | Natural Gas Fired Combustion Turbine | GT |  | S | 28.8 | 0.9 | 20 | 25 | 1 | N |  |  | N | Electric Utility | 1 | X | NG | DFO
Natural Gas Fired Combustion Turbine.NG | natural gas peaker | TRUE | 6235 | Fayetteville Public Works Commission | 1016 | Butler-Warner Generation Plant | NC | Cumberland | 5 | Natural Gas Fired Combustion Turbine | GT |  | S | 28.8 | 0.9 | 20 | 25 | 1 | N |  |  | N | Electric Utility | 1 | X | NG | DFO
Natural Gas Fired Combined Cycle.NG | natural gas combined cycle | TRUE | 6235 | Fayetteville Public Works Commission | 1016 | Butler-Warner Generation Plant | NC | Cumberland | 6 | Natural Gas Fired Combined Cycle | CT | CC1 | S | 28.8 | 0.9 | 20 | 25 | 1 | N |  |  | N | Electric Utility | 1 | X | NG | DFO
Natural Gas Fired Combined Cycle.NG | natural gas combined cycle | TRUE | 6235 | Fayetteville Public Works Commission | 1016 | Butler-Warner Generation Plant | NC | Cumberland | 7 | Natural Gas Fired Combined Cycle | CT | CC1 | S | 28.8 | 0.9 | 20 | 25 | 1 | N |  |  | N | Electric Utility | 1 | X | NG | DFO
Natural Gas Fired Combined Cycle.NG | natural gas combined cycle | TRUE | 6235 | Fayetteville Public Works Commission | 1016 | Butler-Warner Generation Plant | NC | Cumberland | 8 | Natural Gas Fired Combined Cycle | CT | CC1 | S | 28.8 | 0.9 | 20 | 25 | 1 | N |  |  | N | Electric Utility | 1 | X | NG | DFO
Natural Gas Fired Combined Cycle.NG | natural gas combined cycle | TRUE | 6235 | Fayetteville Public Works Commission | 1016 | Butler-Warner Generation Plant | NC | Cumberland | 9 | Natural Gas Fired Combined Cycle | CA | CC1 | S | 73 | 0.9 | 65 | 65 | 15 | N |  |  | N | Electric Utility | 1 | X | NG | DFO
Conventional Hydroelectric.WAT | hydro | TRUE | 11588 | City of Manti - (UT) | 1020 | Manti Lower | UT | Sanpete | 2 | Conventional Hydroelectric | HY |  | S | 0.6 | 0.8 | 0.5 | 0.1 | 0.1 | N |  |  | N | Electric Utility | 1 | X | WAT
Conventional Hydroelectric.WAT | hydro | TRUE | 11588 | City of Manti - (UT) | 1020 | Manti Lower | UT | Sanpete | HC1 | Conventional Hydroelectric | HY |  | S | 0.6 | 0.8 | 0.5 | 0.1 | 0.1 | N |  |  | N | Electric Utility | 1 | X | WAT
Conventional Steam Coal.BIT | hard coal | TRUE | 59774 | Crawfordsville Energy LLC | 1024 | Crawfordsville Power Plant | IN | Montgomery | 4 | Conventional Steam Coal | ST |  | S | 11.5 | 0.85 | 10.6 | 10.6 | 1.5 | N | 2 | 2023 | N | IPP Non-CHP | 2 | X | BIT
Petroleum Liquids.DFO | petroleum | TRUE | 59774 | Crawfordsville Energy LLC | 1024 | Crawfordsville Power Plant | IN | Montgomery | D1 | Petroleum Liquids | IC |  | S | 0.8 | 0.8 | 0.9 | 0.9 | 0.8 | N |  |  | N | IPP Non-CHP | 2 | X | DFO
Petroleum Liquids.DFO | petroleum | TRUE | 14839 | City of Peru - (IN) | 1037 | Peru (IN) | IN | Miami | D1 | Petroleum Liquids | IC |  | S | 1.8 | 0.8 | 1.8 | 1.8 | 0.5 | N |  |  | N | Electric Utility | 1 | X | DFO
Petroleum Liquids.DFO | petroleum | TRUE | 15860 | City of Rensselaer - (IN) | 1038 | Rensselaer City Light Plant | IN | Jasper | 10 | Petroleum Liquids | IC |  | S | 2 | 0.8 | 1.9 | 1.9 | 0.5 | N |  |  | N | Electric Utility | 1 | X | DFO
Petroleum Liquids.DFO | petroleum | TRUE | 15860 | City of Rensselaer - (IN) | 1038 | Rensselaer City Light Plant | IN | Jasper | 11 | Petroleum Liquids | IC |  | S | 2 | 0.8 | 1.9 | 1.9 | 0.5 | N |  |  | N | Electric Utility | 1 | X | DFO
Natural Gas Internal Combustion Engine.NG | natural gas peaker | TRUE | 15860 | City of Rensselaer - (IN) | 1038 | Rensselaer City Light Plant | IN | Jasper | 14 | Natural Gas Internal Combustion Engine | IC |  | S | 5 | 0.8 | 4.8 | 4.8 | 1 | N |  |  | N | Electric Utility | 1 | X | NG | DFO
Natural Gas Internal Combustion Engine.NG | natural gas peaker | TRUE | 15860 | City of Rensselaer - (IN) | 1038 | Rensselaer City Light Plant | IN | Jasper | 15 | Natural Gas Internal Combustion Engine | IC |  | S | 8.4 | 0.8 | 8.3 | 8.3 | 5.3 | N |  |  | N | Electric Utility | 1 | X | NG
Petroleum Liquids.DFO | petroleum | TRUE | 15860 | City of Rensselaer - (IN) | 1038 | Rensselaer City Light Plant | IN | Jasper | 5 | Petroleum Liquids | IC |  | S | 1.9 | 0.8 | 1.8 | 1.8 | 0.5 | N |  |  | N | Electric Utility | 1 | X | DFO
Petroleum Liquids.DFO | petroleum | TRUE | 15860 | City of Rensselaer - (IN) | 1038 | Rensselaer City Light Plant | IN | Jasper | 6 | Petroleum Liquids | IC |  | S | 2.5 | 0.8 | 2.4 | 2.4 | 0.7 | N |  |  | N | Electric Utility | 1 | X | DFO
Conventional Steam Coal.BIT | hard coal | TRUE | 15989 | City of Richmond - (IN) | 1040 | Whitewater Valley | IN | Wayne | 1 | Conventional Steam Coal | ST |  | S | 33 | 0.85 | 34.7 | 34.7 | 13 | N |  |  | N | Electric Utility | 1 | X | BIT
Conventional Steam Coal.BIT | hard coal | TRUE | 15989 | City of Richmond - (IN) | 1040 | Whitewater Valley | IN | Wayne | 2 | Conventional Steam Coal | ST |  | S | 60.9 | 0.85 | 65 | 65 | 28 | N |  |  | N | Electric Utility | 1 | X | BIT
Conventional Steam Coal.SUB | hard coal | TRUE | 9417 | Interstate Power and Light Co | 1047 | Lansing | IA | Allamakee | 4 | Conventional Steam Coal | ST |  | S | 274.5 | 0.9 | 235.3 | 238.3 | 100 | N | 6 | 2023 | N | Electric Utility | 1 | X | SUB | DFO
Conventional Hydroelectric.WAT | hydro | TRUE | 58149 | Renewable World Energies LLC | 1067 | Iowa Hydro LLC | IA | Jackson | 1 | Conventional Hydroelectric | HY |  | S | 0.6 | 0.8 | 0.6 | 0.6 | 0 | N |  |  | N | IPP Non-CHP | 2 | X | WAT
Conventional Hydroelectric.WAT | hydro | TRUE | 58149 | Renewable World Energies LLC | 1067 | Iowa Hydro LLC | IA | Jackson | 2 | Conventional Hydroelectric | HY |  | S | 0.6 | 0.8 | 0.6 | 0.6 | 0 | N |  |  | N | IPP Non-CHP | 2 | X | WAT
Natural Gas Fired Combustion Turbine.NG | natural gas peaker | TRUE | 9417 | Interstate Power and Light Co | 1068 | Marshalltown | IA | Marshall | 1 | Natural Gas Fired Combustion Turbine | GT |  | S | 63 | 0.9 | 48.6 | 61.2 | 30 | N |  |  | N | Electric Utility | 1 | X | NG
Natural Gas Fired Combustion Turbine.NG | natural gas peaker | TRUE | 9417 | Interstate Power and Light Co | 1068 | Marshalltown | IA | Marshall | 2 | Natural Gas Fired Combustion Turbine | GT |  | S | 63 | 0.9 | 55.9 | 69.4 | 30 | N |  |  | N | Electric Utility | 1 | X | NG
Natural Gas Fired Combustion Turbine.NG | natural gas peaker | TRUE | 9417 | Interstate Power and Light Co | 1068 | Marshalltown | IA | Marshall | 3 | Natural Gas Fired Combustion Turbine | GT |  | S | 63 | 0.9 | 59.8 | 69.6 | 30 | N |  |  | N | Electric Utility | 1 | X | NG
Conventional Steam Coal.SUB | hard coal | TRUE | 9417 | Interstate Power and Light Co | 1073 | Prairie Creek | IA | Linn | 1 | Conventional Steam Coal | ST |  | S | 14.6 | 0.9 | 5.3 | 5.3 | 1.5 | N |  |  | Y | Electric Utility | 1 | T | SUB | NG
Conventional Steam Coal.SUB | hard coal | TRUE | 9417 | Interstate Power and Light Co | 1073 | Prairie Creek | IA | Linn | 3 | Conventional Steam Coal | ST |  | S | 50 | 0.85 | 31 | 34.1 | 9.2 | N |  |  | Y | Electric Utility | 1 | T | SUB | NG
Natural Gas Steam Turbine.NG | natural gas steam turbine | TRUE | 9417 | Interstate Power and Light Co | 1073 | Prairie Creek | IA | Linn | 4 | Natural Gas Steam Turbine | ST |  | S | 148.8 | 0.85 | 113.8 | 118.9 | 35 | N |  |  | Y | Electric Utility | 1 | T | NG
Natural Gas Fired Combustion Turbine.NG | natural gas peaker | TRUE | 12341 | MidAmerican Energy Co | 1079 | Coralville GT | IA | Johnson | 1 | Natural Gas Fired Combustion Turbine | GT |  | S | 18 | 0.85 | 15.5 | 20 | 2.5 | N |  |  | N | Electric Utility | 1 | X | NG
Natural Gas Fired Combustion Turbine.NG | natural gas peaker | TRUE | 12341 | MidAmerican Energy Co | 1079 | Coralville GT | IA | Johnson | 2 | Natural Gas Fired Combustion Turbine | GT |  | S | 18 | 0.85 | 16.3 | 20 | 2.5 | N |  |  | N | Electric Utility | 1 | X | NG
Natural Gas Fired Combustion Turbine.NG | natural gas peaker | TRUE | 12341 | MidAmerican Energy Co | 1079 | Coralville GT | IA | Johnson | 3 | Natural Gas Fired Combustion Turbine | GT |  | S | 18 | 0.85 | 14.8 | 20 | 2.5 | N |  |  | N | Electric Utility | 1 | X | NG
Natural Gas Fired Combustion Turbine.NG | natural gas peaker | TRUE | 12341 | MidAmerican Energy Co | 1079 | Coralville GT | IA | Johnson | 4 | Natural Gas Fired Combustion Turbine | GT |  | S | 18 | 0.85 | 15.5 | 20 | 2.5 | N |  |  | N | Electric Utility | 1 | X | NG
Conventional Steam Coal.SUB | hard coal | TRUE | 12341 | MidAmerican Energy Co | 1082 | Walter Scott Jr Energy Center | IA | Pottawattamie | 3 | Conventional Steam Coal | ST |  | J | 725.8 | 0.9 | 702 | 702 | 250 | N |  |  | Y | Electric Utility | 1 | T | SUB | RC
Conventional Steam Coal.SUB | hard coal | TRUE | 12341 | MidAmerican Energy Co | 1082 | Walter Scott Jr Energy Center | IA | Pottawattamie | 4 | Conventional Steam Coal | ST |  | J | 922.5 | 0.9 | 805.8 | 805.8 | 230 | N |  |  | N | Electric Utility | 1 | X | SUB | RC
Natural Gas Fired Combustion Turbine.NG | natural gas peaker | TRUE | 12341 | MidAmerican Energy Co | 1084 | River Hills | IA | Polk | 1 | Natural Gas Fired Combustion Turbine | GT |  | S | 16 | 0.85 | 14.6 | 16 | 2.5 | N |  |  | N | Electric Utility | 1 | X | NG
Natural Gas Fired Combustion Turbine.NG | natural gas peaker | TRUE | 12341 | MidAmerican Energy Co | 1084 | River Hills | IA | Polk | 2 | Natural Gas Fired Combustion Turbine | GT |  | S | 16 | 0.85 | 14.6 | 16 | 2.5 | N |  |  | N | Electric Utility | 1 | X | NG
Natural Gas Fired Combustion Turbine.NG | natural gas peaker | TRUE | 12341 | MidAmerican Energy Co | 1084 | River Hills | IA | Polk | 3 | Natural Gas Fired Combustion Turbine | GT |  | S | 16 | 0.85 | 14.6 | 16 | 2.5 | N |  |  | N | Electric Utility | 1 | X | NG
Natural Gas Fired Combustion Turbine.NG | natural gas peaker | TRUE | 12341 | MidAmerican Energy Co | 1084 | River Hills | IA | Polk | 4 | Natural Gas Fired Combustion Turbine | GT |  | S | 16 | 0.85 | 14.6 | 16 | 2.5 | N |  |  | N | Electric Utility | 1 | X | NG
Natural Gas Fired Combustion Turbine.NG | natural gas peaker | TRUE | 12341 | MidAmerican Energy Co | 1084 | River Hills | IA | Polk | 5 | Natural Gas Fired Combustion Turbine | GT |  | S | 16 | 0.85 | 15 | 16 | 2.5 | N |  |  | N | Electric Utility | 1 | X | NG
Natural Gas Fired Combustion Turbine.NG | natural gas peaker | TRUE | 12341 | MidAmerican Energy Co | 1084 | River Hills | IA | Polk | 6 | Natural Gas Fired Combustion Turbine | GT |  | S | 16 | 0.85 | 15 | 16 | 2.5 | N |  |  | N | Electric Utility | 1 | X | NG
Natural Gas Fired Combustion Turbine.NG | natural gas peaker | TRUE | 12341 | MidAmerican Energy Co | 1084 | River Hills | IA | Polk | 7 | Natural Gas Fired Combustion Turbine | GT |  | S | 16 | 0.85 | 15 | 16 | 2.5 | N |  |  | N | Electric Utility | 1 | X | NG
Natural Gas Fired Combustion Turbine.NG | natural gas peaker | TRUE | 12341 | MidAmerican Energy Co | 1084 | River Hills | IA | Polk | 8 | Natural Gas Fired Combustion Turbine | GT |  | S | 16 | 0.85 | 15 | 16 | 2.5 | N |  |  | N | Electric Utility | 1 | X | NG
Conventional Steam Coal.SUB | hard coal | TRUE | 12341 | MidAmerican Energy Co | 1091 | George Neal North | IA | Woodbury | 3 | Conventional Steam Coal | ST |  | J | 584.1 | 0.9 | 503.9 | 503.9 | 150 | N |  |  | N | Electric Utility | 1 | X | SUB | RC
Natural Gas Fired Combustion Turbine.NG | natural gas peaker | TRUE | 12341 | MidAmerican Energy Co | 1097 | Merl Parr | IA | Floyd | 1 | Natural Gas Fired Combustion Turbine | GT |  | S | 18 | 0.9 | 16.4 | 18 | 6 | N |  |  | N | Electric Utility | 1 | X | NG
Natural Gas Fired Combustion Turbine.NG | natural gas peaker | TRUE | 12341 | MidAmerican Energy Co | 1097 | Merl Parr | IA | Floyd | 2 | Natural Gas Fired Combustion Turbine | GT |  | S | 18 | 0.9 | 16.4 | 18 | 6 | N |  |  | N | Electric Utility | 1 | X | NG
Natural Gas Steam Turbine.NG | natural gas steam turbine | TRUE | 9417 | Interstate Power and Light Co | 1104 | Burlington (IA) | IA | Des Moines | 1 | Natural Gas Steam Turbine | ST |  | S | 212 | 0.9 | 158.4 | 163.9 | 60 | N |  |  | N | Electric Utility | 1 | X | NG
Natural Gas Fired Combustion Turbine.NG | natural gas peaker | TRUE | 9417 | Interstate Power and Light Co | 1104 | Burlington (IA) | IA | Des Moines | GT1 | Natural Gas Fired Combustion Turbine | GT |  | S | 19.7 | 0.9 | 5.9 | 9.1 | 5 | N | 6 | 2026 | N | Electric Utility | 1 | X | NG
Natural Gas Fired Combustion Turbine.NG | natural gas peaker | TRUE | 9417 | Interstate Power and Light Co | 1104 | Burlington (IA) | IA | Des Moines | GT2 | Natural Gas Fired Combustion Turbine | GT |  | S | 19.7 | 0.9 | 12.6 | 15.7 | 5 | N | 6 | 2026 | N | Electric Utility | 1 | X | NG
Natural Gas Fired Combustion Turbine.NG | natural gas peaker | TRUE | 9417 | Interstate Power and Light Co | 1104 | Burlington (IA) | IA | Des Moines | GT3 | Natural Gas Fired Combustion Turbine | GT |  | S | 19.7 | 0.9 | 13.3 | 16.4 | 5 | N | 6 | 2026 | N | Electric Utility | 1 | X | NG
Natural Gas Fired Combustion Turbine.NG | natural gas peaker | TRUE | 9417 | Interstate Power and Light Co | 1104 | Burlington (IA) | IA | Des Moines | GT4 | Natural Gas Fired Combustion Turbine | GT |  | S | 19.7 | 0.9 | 5.8 | 5.8 | 5 | N | 6 | 2026 | N | Electric Utility | 1 | X | NG
Conventional Hydroelectric.WAT | hydro | TRUE | 19436 | Union Electric Co - (MO) | 1109 | Keokuk | IA | Lee | 1 | Conventional Hydroelectric | HY |  | S | 7.6 | 0.8 | 10 | 10 | 0 | N |  |  | N | Electric Utility | 1 | X | WAT
Conventional Hydroelectric.WAT | hydro | TRUE | 19436 | Union Electric Co - (MO) | 1109 | Keokuk | IA | Lee | 10 | Conventional Hydroelectric | HY |  | S | 8.8 | 0.8 | 10 | 10 | 0 | N |  |  | N | Electric Utility | 1 | X | WAT
Conventional Hydroelectric.WAT | hydro | TRUE | 19436 | Union Electric Co - (MO) | 1109 | Keokuk | IA | Lee | 11 | Conventional Hydroelectric | HY |  | S | 8.8 | 0.8 | 10 | 10 | 0 | N |  |  | N | Electric Utility | 1 | X | WAT
Conventional Hydroelectric.WAT | hydro | TRUE | 19436 | Union Electric Co - (MO) | 1109 | Keokuk | IA | Lee | 12 | Conventional Hydroelectric | HY |  | S | 8.8 | 0.8 | 10 | 10 | 0 | N |  |  | N | Electric Utility | 1 | X | WAT
Conventional Hydroelectric.WAT | hydro | TRUE | 19436 | Union Electric Co - (MO) | 1109 | Keokuk | IA | Lee | 13 | Conventional Hydroelectric | HY |  | S | 8.8 | 0.8 | 10 | 10 | 0 | N |  |  | N | Electric Utility | 1 | X | WAT
Conventional Hydroelectric.WAT | hydro | TRUE | 19436 | Union Electric Co - (MO) | 1109 | Keokuk | IA | Lee | 14 | Conventional Hydroelectric | HY |  | S | 8.8 | 0.8 | 10 | 10 | 0 | N |  |  | N | Electric Utility | 1 | X | WAT
Conventional Hydroelectric.WAT | hydro | TRUE | 19436 | Union Electric Co - (MO) | 1109 | Keokuk | IA | Lee | 15 | Conventional Hydroelectric | HY |  | S | 8.8 | 0.8 | 10 | 8 | 0 | N |  |  | N | Electric Utility | 1 | X | WAT
Conventional Hydroelectric.WAT | hydro | TRUE | 19436 | Union Electric Co - (MO) | 1109 | Keokuk | IA | Lee | 2 | Conventional Hydroelectric | HY |  | S | 7.6 | 0.8 | 10 | 10 | 0 | N |  |  | N | Electric Utility | 1 | X | WAT
Conventional Hydroelectric.WAT | hydro | TRUE | 19436 | Union Electric Co - (MO) | 1109 | Keokuk | IA | Lee | 3 | Conventional Hydroelectric | HY |  | S | 7.6 | 0.8 | 10 | 10 | 0 | N |  |  | N | Electric Utility | 1 | X | WAT
Conventional Hydroelectric.WAT | hydro | TRUE | 19436 | Union Electric Co - (MO) | 1109 | Keokuk | IA | Lee | 4 | Conventional Hydroelectric | HY |  | S | 7.6 | 0.8 | 10 | 10 | 0 | N |  |  | N | Electric Utility | 1 | X | WAT
Conventional Hydroelectric.WAT | hydro | TRUE | 19436 | Union Electric Co - (MO) | 1109 | Keokuk | IA | Lee | 5 | Conventional Hydroelectric | HY |  | S | 7.6 | 0.8 | 10 | 8 | 0 | N |  |  | N | Electric Utility | 1 | X | WAT
Conventional Hydroelectric.WAT | hydro | TRUE | 19436 | Union Electric Co - (MO) | 1109 | Keokuk | IA | Lee | 6 | Conventional Hydroelectric | HY |  | S | 7.6 | 0.8 | 10 | 10 | 0 | N |  |  | N | Electric Utility | 1 | X | WAT
Conventional Hydroelectric.WAT | hydro | TRUE | 19436 | Union Electric Co - (MO) | 1109 | Keokuk | IA | Lee | 7 | Conventional Hydroelectric | HY |  | S | 8.8 | 0.8 | 10 | 10 | 0 | N |  |  | N | Electric Utility | 1 | X | WAT
Conventional Hydroelectric.WAT | hydro | TRUE | 19436 | Union Electric Co - (MO) | 1109 | Keokuk | IA | Lee | 8 | Conventional Hydroelectric | HY |  | S | 8.8 | 0.8 | 10 | 10 | 0 | N |  |  | N | Electric Utility | 1 | X | WAT
Conventional Hydroelectric.WAT | hydro | TRUE | 19436 | Union Electric Co - (MO) | 1109 | Keokuk | IA | Lee | 9 | Conventional Hydroelectric | HY |  | S | 8.8 | 0.8 | 10 | 10 | 0 | N |  |  | N | Electric Utility | 1 | X | WAT
Petroleum Liquids.DFO | petroleum | TRUE | 309 | City of Algona - (IA) | 1120 | Algona | IA | Kossuth | 6 | Petroleum Liquids | IC |  | S | 3.2 | 0.8 | 3.2 | 3.2 | 0.4 | N |  |  | N | Electric Utility | 1 | X | DFO | NG
Petroleum Liquids.DFO | petroleum | TRUE | 309 | City of Algona - (IA) | 1120 | Algona | IA | Kossuth | 7 | Petroleum Liquids | IC |  | S | 4.1 | 0.8 | 4.1 | 4.1 | 0.5 | N |  |  | N | Electric Utility | 1 | X | DFO | NG
Petroleum Liquids.DFO | petroleum | TRUE | 309 | City of Algona - (IA) | 1120 | Algona | IA | Kossuth | 8 | Petroleum Liquids | IC |  | S | 4.4 | 0.9 | 4.4 | 4.4 | 0.5 | N |  |  | N | Electric Utility | 1 | X | DFO
Petroleum Liquids.DFO | petroleum | TRUE | 309 | City of Algona - (IA) | 1120 | Algona | IA | Kossuth | 9 | Petroleum Liquids | IC |  | S | 4.4 | 0.9 | 4.4 | 4.4 | 0.5 | N |  |  | N | Electric Utility | 1 | X | DFO
Petroleum Liquids.DFO | petroleum | TRUE | 405 | City of Alta - (IA) | 1121 | Alta Municipal Utilities | IA | Buena Vista | 2A | Petroleum Liquids | IC |  | S | 2 | 1 | 2 | 2.1 | 0 | N |  |  | N | Electric Utility | 1 | X | DFO
Petroleum Liquids.DFO | petroleum | TRUE | 405 | City of Alta - (IA) | 1121 | Alta Municipal Utilities | IA | Buena Vista | 3A | Petroleum Liquids | IC |  | S | 2 | 1 | 2 | 2.1 | 0 | N |  |  | N | Electric Utility | 1 | X | DFO
Natural Gas Steam Turbine.NG | natural gas steam turbine | TRUE | 554 | City of Ames - (IA) | 1122 | Ames Electric Services Power Plant | IA | Story | 7 | Natural Gas Steam Turbine | ST |  | S | 37.5 | 0.85 | 38.6 | 38.6 | 15 | N |  |  | N | Electric Utility | 1 | X | NG | OBS
Natural Gas Steam Turbine.NG | natural gas steam turbine | TRUE | 554 | City of Ames - (IA) | 1122 | Ames Electric Services Power Plant | IA | Story | 8 | Natural Gas Steam Turbine | ST |  | S | 71.3 | 0.9 | 66.9 | 66.9 | 30 | N |  |  | N | Electric Utility | 1 | X | NG | OBS
Petroleum Liquids.DFO | petroleum | TRUE | 682 | City of Anita - (IA) | 1123 | Anita | IA | Cass | 2 | Petroleum Liquids | IC |  | S | 0.2 | 0.8 | 0.1 | 0.2 | 0 | N |  |  | N | Electric Utility | 1 | X | DFO
Petroleum Liquids.DFO | petroleum | TRUE | 682 | City of Anita - (IA) | 1123 | Anita | IA | Cass | 3 | Petroleum Liquids | IC |  | S | 0.3 | 0.8 | 0.2 | 0.3 | 0 | N |  |  | N | Electric Utility | 1 | X | DFO
Petroleum Liquids.DFO | petroleum | TRUE | 682 | City of Anita - (IA) | 1123 | Anita | IA | Cass | 4 | Petroleum Liquids | IC |  | S | 0.2 | 0.8 | 0.2 | 0.2 | 0 | N |  |  | N | Electric Utility | 1 | X | DFO
Petroleum Liquids.DFO | petroleum | TRUE | 682 | City of Anita - (IA) | 1123 | Anita | IA | Cass | 5 | Petroleum Liquids | IC |  | S | 0.2 | 0.8 | 0.2 | 0.2 | 0 | N |  |  | N | Electric Utility | 1 | X | DFO
Petroleum Liquids.DFO | petroleum | TRUE | 682 | City of Anita - (IA) | 1123 | Anita | IA | Cass | 6 | Petroleum Liquids | IC |  | S | 2 | 0.8 | 2 | 2 | 0 | N |  |  | N | Electric Utility | 1 | X | DFO
Natural Gas Fired Combustion Turbine.NG | natural gas peaker | TRUE | 965 | Atlantic Municipal Utilities | 1124 | Atlantic | IA | Cass | 6 | Natural Gas Fired Combustion Turbine | GT |  | S | 10 | 0.8 | 9.8 | 10 | 2.5 | N |  |  | N | Electric Utility | 1 | X | NG | DFO
Petroleum Liquids.DFO | petroleum | TRUE | 1172 | Bancroft Municipal Utilities | 1125 | Bancroft | IA | Kossuth | 5 | Petroleum Liquids | IC |  | S | 0.6 | 0.9 | 0.5 | 0.5 | 0.1 | N |  |  | N | Electric Utility | 1 | X | DFO
Petroleum Liquids.DFO | petroleum | TRUE | 1172 | Bancroft Municipal Utilities | 1125 | Bancroft | IA | Kossuth | 6 | Petroleum Liquids | IC |  | S | 1.8 | 0.9 | 1.8 | 1.8 | 0.1 | N |  |  | N | Electric Utility | 1 | X | DFO
Petroleum Liquids.DFO | petroleum | TRUE | 1172 | Bancroft Municipal Utilities | 1125 | Bancroft | IA | Kossuth | 7 | Petroleum Liquids | IC |  | S | 1.8 | 0.9 | 1.8 | 1.8 | 0.1 | N |  |  | N | Electric Utility | 1 | X | DFO
Petroleum Liquids.DFO | petroleum | TRUE | 1515 | City of Bellevue - (IA) | 1126 | Bellevue | IA | Jackson | 1A | Petroleum Liquids | IC |  | S | 1.8 | 0.8 | 1.7 | 1.8 | 0.2 | N |  |  | N | Electric Utility | 1 | X | DFO
Petroleum Liquids.DFO | petroleum | TRUE | 1515 | City of Bellevue - (IA) | 1126 | Bellevue | IA | Jackson | 2 | Petroleum Liquids | IC |  | S | 1.6 | 0.8 | 1.6 | 1.6 | 0.2 | N |  |  | N | Electric Utility | 1 | X | DFO
Petroleum Liquids.DFO | petroleum | TRUE | 1515 | City of Bellevue - (IA) | 1126 | Bellevue | IA | Jackson | 3 | Petroleum Liquids | IC |  | S | 1.8 | 0.8 | 1.7 | 1.8 | 0.2 | N |  |  | N | Electric Utility | 1 | X | DFO
Petroleum Liquids.DFO | petroleum | TRUE | 1515 | City of Bellevue - (IA) | 1126 | Bellevue | IA | Jackson | 4 | Petroleum Liquids | IC |  | S | 0.7 | 0.8 | 0.6 | 0.6 | 0.2 | N |  |  | N | Electric Utility | 1 | X | DFO
Petroleum Liquids.DFO | petroleum | TRUE | 1515 | City of Bellevue - (IA) | 1126 | Bellevue | IA | Jackson | 5 | Petroleum Liquids | IC |  | S | 0.9 | 0.8 | 0.7 | 0.7 | 0.2 | N |  |  | N | Electric Utility | 1 | X | DFO
Petroleum Liquids.DFO | petroleum | TRUE | 1515 | City of Bellevue - (IA) | 1126 | Bellevue | IA | Jackson | 6 | Petroleum Liquids | IC |  | S | 3 | 0.8 | 2.4 | 2.4 | 0.5 | N |  |  | N | Electric Utility | 1 | X | DFO | NG
Natural Gas Internal Combustion Engine.NG | natural gas peaker | TRUE | 1869 | City of Bloomfield - (IA) | 1127 | Bloomfield | IA | Davis | 1 | Natural Gas Internal Combustion Engine | IC |  | S | 2.8 | 0.8 | 2.3 | 2.3 | 1.6 | N |  |  | N | Electric Utility | 1 | X | NG | DFO
Petroleum Liquids.DFO | petroleum | TRUE | 1869 | City of Bloomfield - (IA) | 1127 | Bloomfield | IA | Davis | 2 | Petroleum Liquids | IC |  | S | 0.3 | 0.8 | 0.2 | 0.2 | 0.1 | N |  |  | N | Electric Utility | 1 | X | DFO
Natural Gas Internal Combustion Engine.NG | natural gas peaker | TRUE | 1869 | City of Bloomfield - (IA) | 1127 | Bloomfield | IA | Davis | 3 | Natural Gas Internal Combustion Engine | IC |  | S | 2.7 | 0.8 | 2.2 | 2.2 | 1.2 | N |  |  | N | Electric Utility | 1 | X | NG | DFO
Petroleum Liquids.DFO | petroleum | TRUE | 1869 | City of Bloomfield - (IA) | 1127 | Bloomfield | IA | Davis | 4 | Petroleum Liquids | IC |  | S | 0.3 | 0.8 | 0.2 | 0.2 | 0.1 | N |  |  | N | Electric Utility | 1 | X | DFO
Natural Gas Internal Combustion Engine.NG | natural gas peaker | TRUE | 1869 | City of Bloomfield - (IA) | 1127 | Bloomfield | IA | Davis | 5 | Natural Gas Internal Combustion Engine | IC |  | S | 0.9 | 0.8 | 0.8 | 0.8 | 0.5 | N |  |  | N | Electric Utility | 1 | X | NG | DFO
Natural Gas Internal Combustion Engine.NG | natural gas peaker | TRUE | 1869 | City of Bloomfield - (IA) | 1127 | Bloomfield | IA | Davis | 6 | Natural Gas Internal Combustion Engine | IC |  | S | 1.5 | 0.8 | 1.2 | 1.2 | 0.6 | N |  |  | N | Electric Utility | 1 | X | NG | DFO
Petroleum Liquids.DFO | petroleum | TRUE | 2287 | City of Brooklyn - (IA) | 1128 | Brooklyn | IA | Poweshiek | 8 | Petroleum Liquids | IC |  | S | 2.3 | 1 | 2 | 2 | 0.2 | N |  |  | N | Electric Utility | 1 | X | DFO
Petroleum Liquids.DFO | petroleum | TRUE | 3137 | Cascade Municipal Utilities | 1129 | Cascade | IA | Dubuque | 1 | Petroleum Liquids | IC |  | S | 0.7 | 0.8 | 0.7 | 0.7 | 0.1 | N |  |  | N | Electric Utility | 1 | X | DFO
Petroleum Liquids.DFO | petroleum | TRUE | 3137 | Cascade Municipal Utilities | 1129 | Cascade | IA | Dubuque | 2 | Petroleum Liquids | IC |  | S | 2 | 0.8 | 1.9 | 2 | 0.3 | N |  |  | N | Electric Utility | 1 | X | DFO | NG
Petroleum Liquids.DFO | petroleum | TRUE | 3137 | Cascade Municipal Utilities | 1129 | Cascade | IA | Dubuque | 3A | Petroleum Liquids | IC |  | S | 1.8 | 0.8 | 1.8 | 1.8 | 0.5 | N |  |  | N | Electric Utility | 1 | X | DFO
Petroleum Liquids.DFO | petroleum | TRUE | 3137 | Cascade Municipal Utilities | 1129 | Cascade | IA | Dubuque | 4 | Petroleum Liquids | IC |  | S | 0.7 | 0.8 | 0.5 | 0.5 | 0.1 | N |  |  | N | Electric Utility | 1 | X | DFO
Petroleum Liquids.DFO | petroleum | TRUE | 3137 | Cascade Municipal Utilities | 1129 | Cascade | IA | Dubuque | 6 | Petroleum Liquids | IC |  | S | 2 | 0.8 | 1.9 | 1.9 | 0.5 | N |  |  | N | Electric Utility | 1 | X | DFO
Natural Gas Fired Combustion Turbine.NG | natural gas peaker | TRUE | 3203 | Cedar Falls Utilities | 1130 | Gas Turbine (IA) | IA | Black Hawk | 1 | Natural Gas Fired Combustion Turbine | GT |  | S | 19.6 | 0.85 | 17.6 | 17.6 | 5 | N |  |  | N | Electric Utility | 1 | X | NG | DFO
Natural Gas Fired Combustion Turbine.NG | natural gas peaker | TRUE | 3203 | Cedar Falls Utilities | 1130 | Gas Turbine (IA) | IA | Black Hawk | 2 | Natural Gas Fired Combustion Turbine | GT |  | S | 23.8 | 0.85 | 22.7 | 22.7 | 10 | N |  |  | N | Electric Utility | 1 | X | NG | DFO
Natural Gas Steam Turbine.NG | natural gas steam turbine | TRUE | 3203 | Cedar Falls Utilities | 1131 | Streeter Station | IA | Black Hawk | 6 | Natural Gas Steam Turbine | ST |  | S | 16.5 | 0.85 | 19.4 | 19.4 | 5 | N |  |  | N | Electric Utility | 1 | X | NG | BIT | WDS | OBS | AB
Natural Gas Steam Turbine.NG | natural gas steam turbine | TRUE | 3203 | Cedar Falls Utilities | 1131 | Streeter Station | IA | Black Hawk | 7 | Natural Gas Steam Turbine | ST |  | S | 35 | 0.9 | 36.2 | 36.2 | 6 | N |  |  | N | Electric Utility | 1 | X | NG | BIT
Petroleum Liquids.DFO | petroleum | TRUE | 65337 | Coggon Municipal Light Plant | 1132 | Coggon | IA | Linn | IC5 | Petroleum Liquids | IC |  | S | 2 | 0.8 | 1.8 | 1.8 | 0.6 | N |  |  | N | Electric Utility | 1 | X | DFO
Petroleum Liquids.DFO | petroleum | TRUE | 4375 | City of Corning - (IA) | 1134 | Corning | IA | Adams | 5 | Petroleum Liquids | IC |  | S | 2.8 | 0.9 | 2.8 | 2.8 | 0.1 | N |  |  | N | Electric Utility | 1 | X | DFO
Petroleum Liquids.DFO | petroleum | TRUE | 4375 | City of Corning - (IA) | 1134 | Corning | IA | Adams | 6 | Petroleum Liquids | IC |  | S | 2 | 0.9 | 2 | 2 | 0.1 | N |  |  | N | Electric Utility | 1 | X | DFO
Petroleum Liquids.DFO | petroleum | TRUE | 4375 | City of Corning - (IA) | 1134 | Corning | IA | Adams | 7 | Petroleum Liquids | IC |  | S | 2 | 0.9 | 2 | 2 | 0.1 | N |  |  | N | Electric Utility | 1 | X | DFO
Petroleum Liquids.DFO | petroleum | TRUE | 4919 | City of Dayton - (IA) | 1135 | Dayton (IA) | IA | Webster | 5 | Petroleum Liquids | IC |  | S | 1.8 | 0.8 | 1.8 | 1.8 | 0.5 | N |  |  | N | Electric Utility | 1 | X | DFO
Petroleum Liquids.DFO | petroleum | TRUE | 5998 | City of Estherville - (IA) | 1137 | Estherville | IA | Emmet | 2 | Petroleum Liquids | IC |  | S | 1.6 | 0.8 | 1.1 | 1.1 | 1 | N |  |  | N | Electric Utility | 1 | X | DFO | DFO
Natural Gas Internal Combustion Engine.NG | natural gas peaker | TRUE | 5998 | City of Estherville - (IA) | 1137 | Estherville | IA | Emmet | 3 | Natural Gas Internal Combustion Engine | IC |  | S | 3 | 0.8 | 2.7 | 2.8 | 2 | N |  |  | N | Electric Utility | 1 | X | NG | DFO
Natural Gas Internal Combustion Engine.NG | natural gas peaker | TRUE | 5998 | City of Estherville - (IA) | 1137 | Estherville | IA | Emmet | 4 | Natural Gas Internal Combustion Engine | IC |  | S | 4 | 0.8 | 3.5 | 3.5 | 2 | N |  |  | N | Electric Utility | 1 | X | NG | DFO
Natural Gas Internal Combustion Engine.NG | natural gas peaker | TRUE | 5998 | City of Estherville - (IA) | 1137 | Estherville | IA | Emmet | 5 | Natural Gas Internal Combustion Engine | IC |  | S | 4 | 0.8 | 3.6 | 3.6 | 2 | N |  |  | N | Electric Utility | 1 | X | NG | DFO
Natural Gas Internal Combustion Engine.NG | natural gas peaker | TRUE | 5998 | City of Estherville - (IA) | 1137 | Estherville | IA | Emmet | 7 | Natural Gas Internal Combustion Engine | IC |  | S | 3 | 0.8 | 2.7 | 2.8 | 2 | N |  |  | N | Electric Utility | 1 | X | NG | DFO
Petroleum Liquids.DFO | petroleum | TRUE | 6579 | City of Forest City- (IA) | 1138 | Forest City Light Plant | IA | Winnebago | 1 | Petroleum Liquids | IC |  | S | 1.2 | 0.98 | 1.3 | 1.3 | 0.9 | N |  |  | N | Electric Utility | 1 | X | DFO
Petroleum Liquids.DFO | petroleum | TRUE | 6579 | City of Forest City- (IA) | 1138 | Forest City Light Plant | IA | Winnebago | 2 | Petroleum Liquids | IC |  | S | 2.7 | 0.98 | 2.2 | 2.2 | 1.7 | N |  |  | N | Electric Utility | 1 | X | DFO
Petroleum Liquids.DFO | petroleum | TRUE | 6579 | City of Forest City- (IA) | 1138 | Forest City Light Plant | IA | Winnebago | 3 | Petroleum Liquids | IC |  | S | 3.5 | 0.98 | 3.3 | 3.3 | 2.6 | N |  |  | N | Electric Utility | 1 | X | DFO
Petroleum Liquids.DFO | petroleum | TRUE | 6579 | City of Forest City- (IA) | 1138 | Forest City Light Plant | IA | Winnebago | 4 | Petroleum Liquids | IC |  | S | 6.3 | 0.98 | 6.1 | 6.1 | 4.7 | N |  |  | N | Electric Utility | 1 | X | DFO
Petroleum Liquids.DFO | petroleum | TRUE | 6579 | City of Forest City- (IA) | 1138 | Forest City Light Plant | IA | Winnebago | 5 | Petroleum Liquids | IC |  | S | 0.7 | 0.98 | 0.7 | 0.7 | 0.5 | N |  |  | N | Electric Utility | 1 | X | DFO
Petroleum Liquids.DFO | petroleum | TRUE | 6579 | City of Forest City- (IA) | 1138 | Forest City Light Plant | IA | Winnebago | 6 | Petroleum Liquids | IC |  | S | 7.6 | 0.98 | 7.6 | 7.6 | 0.6 | N |  |  | N | Electric Utility | 1 | X | DFO
Petroleum Liquids.DFO | petroleum | TRUE | 7424 | Gowrie Municipal Utilities | 1141 | Gowrie | IA | Webster | 3 | Petroleum Liquids | IC |  | S | 2.5 | 0.8 | 2.2 | 2.2 | 0.4 | N |  |  | N | Electric Utility | 1 | X | DFO
Petroleum Liquids.DFO | petroleum | TRUE | 7443 | City of Graettinger - (IA) | 1142 | Graettinger | IA | Palo Alto | 4 | Petroleum Liquids | IC |  | S | 0.5 | 0.8 | 0.5 | 0.5 | 0.5 | N |  |  | N | Electric Utility | 1 | X | DFO
Petroleum Liquids.DFO | petroleum | TRUE | 7443 | City of Graettinger - (IA) | 1142 | Graettinger | IA | Palo Alto | 5 | Petroleum Liquids | IC |  | S | 1.1 | 0.8 | 1.1 | 1.1 | 0.8 | N |  |  | N | Electric Utility | 1 | X | DFO
Petroleum Liquids.DFO | petroleum | TRUE | 7443 | City of Graettinger - (IA) | 1142 | Graettinger | IA | Palo Alto | 6 | Petroleum Liquids | IC |  | S | 2 | 0.8 | 2 | 2 | 0.8 | N |  |  | N | Electric Utility | 1 | X | DFO
Petroleum Liquids.DFO | petroleum | TRUE | 7486 | City of Grand Junction - (IA) | 1143 | Grand Junction | IA | Greene | 2 | Petroleum Liquids | IC |  | S | 1.7 | 1 | 1.7 | 1.7 | 1 | N |  |  | N | Electric Utility | 1 | X | DFO
Petroleum Liquids.DFO | petroleum | TRUE | 7743 | Grundy Center Mun Light & Power | 1145 | Grundy Center City Light Plant | IA | Grundy | IC1 | Petroleum Liquids | IC |  | S | 2.2 | 0.8 | 2.2 | 2.2 | 2.2 | N |  |  | N | Electric Utility | 1 | X | DFO | NG
Petroleum Liquids.DFO | petroleum | TRUE | 7743 | Grundy Center Mun Light & Power | 1145 | Grundy Center City Light Plant | IA | Grundy | IC2 | Petroleum Liquids | IC |  | S | 3.5 | 0.8 | 3.5 | 3.5 | 3.5 | N |  |  | N | Electric Utility | 1 | X | DFO | NG
Petroleum Liquids.DFO | petroleum | TRUE | 7743 | Grundy Center Mun Light & Power | 1145 | Grundy Center City Light Plant | IA | Grundy | IC3 | Petroleum Liquids | IC |  | S | 3 | 0.8 | 3 | 3 | 3 | N |  |  | N | Electric Utility | 1 | X | DFO | NG
Petroleum Liquids.DFO | petroleum | TRUE | 8122 | Harlan Municipal Utilities - (IA) | 1146 | Harlan | IA | Shelby | HMU1 | Petroleum Liquids | IC |  | S | 1.7 | 0.99 | 1.6 | 1.6 | 0.1 | N |  |  | N | Electric Utility | 1 | X | DFO
Petroleum Liquids.DFO | petroleum | TRUE | 8122 | Harlan Municipal Utilities - (IA) | 1146 | Harlan | IA | Shelby | HMU2 | Petroleum Liquids | IC |  | S | 1.7 | 0.99 | 1.6 | 1.6 | 0.1 | N |  |  | N | Electric Utility | 1 | X | DFO
Petroleum Liquids.DFO | petroleum | TRUE | 9275 | Indianola Municipal Utilities | 1150 | Indianola | IA | Warren | 7 | Petroleum Liquids | GT |  | S | 20.6 | 1 | 19.4 | 23 | 2.5 | N |  |  | N | Electric Utility | 1 | X | DFO
Petroleum Liquids.DFO | petroleum | TRUE | 9275 | Indianola Municipal Utilities | 1150 | Indianola | IA | Warren | 8 | Petroleum Liquids | GT |  | S | 20.3 | 1 | 22.8 | 24 | 2.5 | N |  |  | N | Electric Utility | 1 | X | DFO
Petroleum Liquids.DFO | petroleum | TRUE | 10608 | City of Lake Park - (IA) | 1153 | Lake Park | IA | Dickinson | 3 | Petroleum Liquids | IC |  | S | 2 | 0.8 | 2 | 2 | 1.5 | N |  |  | N | Electric Utility | 1 | X | DFO
Petroleum Liquids.DFO | petroleum | TRUE | 10608 | City of Lake Park - (IA) | 1153 | Lake Park | IA | Dickinson | G2 | Petroleum Liquids | IC |  | S | 2 | 0.8 | 2 | 2 | 1.5 | N |  |  | N | Electric Utility | 1 | X | DFO
Petroleum Liquids.DFO | petroleum | TRUE | 10606 | City of Lake Mills | 1154 | Lake Mills | IA | Winnebago | 4 | Petroleum Liquids | IC |  | S | 1.3 | 0.8 | 1.3 | 1.3 | 0.5 | N |  |  | N | Electric Utility | 1 | X | DFO | NG
Petroleum Liquids.DFO | petroleum | TRUE | 10606 | City of Lake Mills | 1154 | Lake Mills | IA | Winnebago | 6 | Petroleum Liquids | IC |  | S | 5.7 | 0.8 | 5.7 | 5.7 | 2 | N |  |  | N | Electric Utility | 1 | X | DFO
Petroleum Liquids.DFO | petroleum | TRUE | 10606 | City of Lake Mills | 1154 | Lake Mills | IA | Winnebago | 7 | Petroleum Liquids | IC |  | S | 7.6 | 0.8 | 7.6 | 7.6 | 3 | N |  |  | N | Electric Utility | 1 | X | DFO
Petroleum Liquids.DFO | petroleum | TRUE | 10606 | City of Lake Mills | 1154 | Lake Mills | IA | Winnebago | 8 | Petroleum Liquids | IC |  | S | 3.1 | 1 | 3.1 | 3.1 | 1 | Y |  |  | N | Electric Utility | 1 | X | DFO
Petroleum Liquids.DFO | petroleum | TRUE | 10650 | City of Lamoni - (IA) | 1155 | Lamoni Municipal Utilities | IA | Decatur | 1 | Petroleum Liquids | IC |  | S | 2.8 | 0.8 | 2.7 | 2.8 | 0 | N |  |  | N | Electric Utility | 1 | X | DFO | NG
Petroleum Liquids.DFO | petroleum | TRUE | 10650 | City of Lamoni - (IA) | 1155 | Lamoni Municipal Utilities | IA | Decatur | 2 | Petroleum Liquids | IC |  | S | 0.2 | 0.8 | 0.2 | 0.2 | 0 | N |  |  | N | Electric Utility | 1 | X | DFO
Petroleum Liquids.DFO | petroleum | TRUE | 10650 | City of Lamoni - (IA) | 1155 | Lamoni Municipal Utilities | IA | Decatur | 3 | Petroleum Liquids | IC |  | S | 0.3 | 0.8 | 0.3 | 0.3 | 0 | N |  |  | N | Electric Utility | 1 | X | DFO
Petroleum Liquids.DFO | petroleum | TRUE | 10650 | City of Lamoni - (IA) | 1155 | Lamoni Municipal Utilities | IA | Decatur | 4 | Petroleum Liquids | IC |  | S | 0.6 | 0.8 | 0.6 | 0.6 | 0 | N |  |  | N | Electric Utility | 1 | X | DFO
Petroleum Liquids.DFO | petroleum | TRUE | 10650 | City of Lamoni - (IA) | 1155 | Lamoni Municipal Utilities | IA | Decatur | 5 | Petroleum Liquids | IC |  | S | 1.1 | 0.8 | 1.1 | 1.1 | 0 | N |  |  | N | Electric Utility | 1 | X | DFO | NG
Petroleum Liquids.DFO | petroleum | TRUE | 10650 | City of Lamoni - (IA) | 1155 | Lamoni Municipal Utilities | IA | Decatur | 6 | Petroleum Liquids | IC |  | S | 0.5 | 0.8 | 0.5 | 0.5 | 0 | N |  |  | N | Electric Utility | 1 | X | DFO
Petroleum Liquids.DFO | petroleum | TRUE | 10650 | City of Lamoni - (IA) | 1155 | Lamoni Municipal Utilities | IA | Decatur | 7 | Petroleum Liquids | IC |  | S | 2.5 | 0.8 | 2.3 | 2.3 | 0 | N |  |  | N | Electric Utility | 1 | X | DFO
Petroleum Liquids.DFO | petroleum | TRUE | 10650 | City of Lamoni - (IA) | 1155 | Lamoni Municipal Utilities | IA | Decatur | 8 | Petroleum Liquids | IC |  | S | 2.5 | 0.8 | 2.3 | 2.3 | 0 | N |  |  | N | Electric Utility | 1 | X | DFO
Petroleum Liquids.DFO | petroleum | TRUE | 10542 | La Porte City Utilities | 1156 | La Porte | IA | Black Hawk | 3A | Petroleum Liquids | IC |  | S | 1.8 | 0.8 | 1.8 | 1.8 | 1.8 | N |  |  | N | Electric Utility | 1 | X | DFO
Petroleum Liquids.DFO | petroleum | TRUE | 10542 | La Porte City Utilities | 1156 | La Porte | IA | Black Hawk | 4A | Petroleum Liquids | IC |  | S | 1.8 | 0.8 | 1.8 | 1.8 | 1.8 | N |  |  | N | Electric Utility | 1 | X | DFO
Petroleum Liquids.DFO | petroleum | TRUE | 10542 | La Porte City Utilities | 1156 | La Porte | IA | Black Hawk | 6 | Petroleum Liquids | IC |  | S | 1.8 | 0.8 | 1.8 | 1.8 | 1.8 | N |  |  | N | Electric Utility | 1 | X | DFO
Petroleum Liquids.DFO | petroleum | TRUE | 10769 | City of Laurens - (IA) | 1157 | Laurens | IA | Pocahontas | 3 | Petroleum Liquids | IC |  | S | 0.8 | 0.8 | 0.7 | 0.7 | 0.7 | N |  |  | N | Electric Utility | 1 | X | DFO
Petroleum Liquids.DFO | petroleum | TRUE | 10769 | City of Laurens - (IA) | 1157 | Laurens | IA | Pocahontas | 4 | Petroleum Liquids | IC |  | S | 0.8 | 0.8 | 0.7 | 0.7 | 0.7 | N |  |  | N | Electric Utility | 1 | X | DFO
Petroleum Liquids.DFO | petroleum | TRUE | 10769 | City of Laurens - (IA) | 1157 | Laurens | IA | Pocahontas | 5 | Petroleum Liquids | IC |  | S | 2.5 | 0.8 | 2.3 | 2.3 | 2.3 | N |  |  | N | Electric Utility | 1 | X | DFO
Petroleum Liquids.DFO | petroleum | TRUE | 10769 | City of Laurens - (IA) | 1157 | Laurens | IA | Pocahontas | 6 | Petroleum Liquids | IC |  | S | 2.5 | 0.8 | 2.3 | 2.3 | 2.3 | N |  |  | N | Electric Utility | 1 | X | DFO
Petroleum Liquids.DFO | petroleum | TRUE | 10769 | City of Laurens - (IA) | 1157 | Laurens | IA | Pocahontas | 7 | Petroleum Liquids | IC |  | S | 2.5 | 0.8 | 2.3 | 2.3 | 2.3 | N |  |  | N | Electric Utility | 1 | X | DFO
Petroleum Liquids.DFO | petroleum | TRUE | 10908 | City of Lenox - (IA) | 1158 | Lenox | IA | Taylor | 1 | Petroleum Liquids | IC |  | S | 0.3 | 0.8 | 0.3 | 0.3 | 0.1 | N |  |  | N | Electric Utility | 1 | X | DFO
Petroleum Liquids.DFO | petroleum | TRUE | 10908 | City of Lenox - (IA) | 1158 | Lenox | IA | Taylor | 2 | Petroleum Liquids | IC |  | S | 1.1 | 0.8 | 1.1 | 1.1 | 0.4 | N |  |  | N | Electric Utility | 1 | X | DFO
Petroleum Liquids.DFO | petroleum | TRUE | 10908 | City of Lenox - (IA) | 1158 | Lenox | IA | Taylor | 3 | Petroleum Liquids | IC |  | S | 0.9 | 0.8 | 0.9 | 0.9 | 0.4 | N |  |  | N | Electric Utility | 1 | X | DFO
Petroleum Liquids.DFO | petroleum | TRUE | 10908 | City of Lenox - (IA) | 1158 | Lenox | IA | Taylor | 4 | Petroleum Liquids | IC |  | S | 1.8 | 0.8 | 1.7 | 1.8 | 1.3 | N |  |  | N | Electric Utility | 1 | X | DFO
Petroleum Liquids.DFO | petroleum | TRUE | 10908 | City of Lenox - (IA) | 1158 | Lenox | IA | Taylor | 5 | Petroleum Liquids | IC |  | S | 2 | 0.8 | 1.8 | 1.8 | 1.3 | N |  |  | N | Electric Utility | 1 | X | DFO
Petroleum Liquids.DFO | petroleum | TRUE | 11581 | City of Manning | 1160 | Manning | IA | Carroll | 1 | Petroleum Liquids | IC |  | S | 0.2 | 0.8 | 0.2 | 0.2 | 0.2 | N |  |  | N | Electric Utility | 1 | X | DFO
Petroleum Liquids.DFO | petroleum | TRUE | 11581 | City of Manning | 1160 | Manning | IA | Carroll | 2 | Petroleum Liquids | IC |  | S | 0.2 | 0.8 | 0.2 | 0.2 | 0.2 | N |  |  | N | Electric Utility | 1 | X | DFO
Petroleum Liquids.DFO | petroleum | TRUE | 11581 | City of Manning | 1160 | Manning | IA | Carroll | 4 | Petroleum Liquids | IC |  | S | 0.6 | 0.8 | 0.6 | 0.6 | 0.2 | N |  |  | N | Electric Utility | 1 | X | DFO
Petroleum Liquids.DFO | petroleum | TRUE | 11581 | City of Manning | 1160 | Manning | IA | Carroll | M1 | Petroleum Liquids | IC |  | S | 2.3 | 0.8 | 2.3 | 2.3 | 0.2 | N |  |  | N | Electric Utility | 1 | X | DFO
Petroleum Liquids.DFO | petroleum | TRUE | 11581 | City of Manning | 1160 | Manning | IA | Carroll | M2 | Petroleum Liquids | IC |  | S | 2.3 | 0.8 | 2.3 | 2.3 | 0.2 | N |  |  | N | Electric Utility | 1 | X | DFO
Petroleum Liquids.DFO | petroleum | TRUE | 11581 | City of Manning | 1160 | Manning | IA | Carroll | M3 | Petroleum Liquids | IC |  | S | 2.3 | 0.8 | 2.3 | 2.3 | 0.2 | N |  |  | N | Electric Utility | 1 | X | DFO
Natural Gas Internal Combustion Engine.NG | natural gas peaker | TRUE | 11611 | City of Maquoketa - (IA) | 1162 | Maquoketa 1 | IA | Jackson | 1A | Natural Gas Internal Combustion Engine | IC |  | S | 3.1 | 0.95 | 2.8 | 3 | 1.5 | N |  |  | N | Electric Utility | 1 | X | NG | DFO
Natural Gas Internal Combustion Engine.NG | natural gas peaker | TRUE | 11611 | City of Maquoketa - (IA) | 1162 | Maquoketa 1 | IA | Jackson | 2A | Natural Gas Internal Combustion Engine | IC |  | S | 3.1 | 0.95 | 2.8 | 3 | 1.5 | N |  |  | N | Electric Utility | 1 | X | NG | DFO
Natural Gas Internal Combustion Engine.NG | natural gas peaker | TRUE | 11611 | City of Maquoketa - (IA) | 1162 | Maquoketa 1 | IA | Jackson | 3 | Natural Gas Internal Combustion Engine | IC |  | S | 2.1 | 0.95 | 1.8 | 1.9 | 1 | N |  |  | N | Electric Utility | 1 | X | NG | DFO
Petroleum Liquids.DFO | petroleum | TRUE | 11611 | City of Maquoketa - (IA) | 1162 | Maquoketa 1 | IA | Jackson | 4A | Petroleum Liquids | IC |  | S | 1.8 | 0.95 | 1.7 | 1.7 | 0.9 | N |  |  | N | Electric Utility | 1 | X | DFO
Natural Gas Internal Combustion Engine.NG | natural gas peaker | TRUE | 11611 | City of Maquoketa - (IA) | 1162 | Maquoketa 1 | IA | Jackson | 5 | Natural Gas Internal Combustion Engine | IC |  | S | 1.7 | 0.95 | 1.4 | 1.5 | 0.7 | N |  |  | N | Electric Utility | 1 | X | NG | DFO
Natural Gas Internal Combustion Engine.NG | natural gas peaker | TRUE | 11611 | City of Maquoketa - (IA) | 1162 | Maquoketa 1 | IA | Jackson | 6 | Natural Gas Internal Combustion Engine | IC |  | S | 2.5 | 0.95 | 2.1 | 2.2 | 1 | N |  |  | N | Electric Utility | 1 | X | NG | DFO
Natural Gas Internal Combustion Engine.NG | natural gas peaker | TRUE | 11611 | City of Maquoketa - (IA) | 1162 | Maquoketa 1 | IA | Jackson | 7 | Natural Gas Internal Combustion Engine | IC |  | S | 6.5 | 0.95 | 6 | 6.1 | 3 | N |  |  | N | Electric Utility | 1 | X | NG | DFO
Petroleum Liquids.DFO | petroleum | TRUE | 11611 | City of Maquoketa - (IA) | 1162 | Maquoketa 1 | IA | Jackson | 8 | Petroleum Liquids | IC |  | S | 1.8 | 0.95 | 1.7 | 1.7 | 0.9 | N |  |  | N | Electric Utility | 1 | X | DFO
Petroleum Liquids.DFO | petroleum | TRUE | 11611 | City of Maquoketa - (IA) | 1162 | Maquoketa 1 | IA | Jackson | 9 | Petroleum Liquids | IC |  | S | 1.8 | 0.95 | 1.7 | 1.7 | 0.9 | N |  |  | N | Electric Utility | 1 | X | DFO
Petroleum Liquids.DFO | petroleum | TRUE | 12114 | City of McGregor- (IA) | 1163 | McGregor | IA | Clayton | 1 | Petroleum Liquids | IC |  | S | 1.2 | 0.8 | 1.2 | 1.2 | 0.6 | N |  |  | N | Electric Utility | 1 | X | DFO
Petroleum Liquids.DFO | petroleum | TRUE | 12114 | City of McGregor- (IA) | 1163 | McGregor | IA | Clayton | 2 | Petroleum Liquids | IC |  | S | 0.3 | 0.8 | 0.3 | 0.3 | 0.1 | N |  |  | N | Electric Utility | 1 | X | DFO
Petroleum Liquids.DFO | petroleum | TRUE | 12541 | City of Milford - (IA) | 1164 | Milford | IA | Dickinson | 1 | Petroleum Liquids | IC |  | S | 0.6 | 0.8 | 0.6 | 0.6 | 0.6 | N |  |  | N | Electric Utility | 1 | X | DFO
Petroleum Liquids.DFO | petroleum | TRUE | 12541 | City of Milford - (IA) | 1164 | Milford | IA | Dickinson | 4 | Petroleum Liquids | IC |  | S | 0.5 | 0.8 | 0.5 | 0.5 | 0.5 | N |  |  | N | Electric Utility | 1 | X | DFO
Petroleum Liquids.DFO | petroleum | TRUE | 12541 | City of Milford - (IA) | 1164 | Milford | IA | Dickinson | 5 | Petroleum Liquids | IC |  | S | 1.8 | 0.8 | 1.8 | 1.8 | 1.8 | N |  |  | N | Electric Utility | 1 | X | DFO
Petroleum Liquids.DFO | petroleum | TRUE | 12541 | City of Milford - (IA) | 1164 | Milford | IA | Dickinson | 6 | Petroleum Liquids | IC |  | S | 1.8 | 0.8 | 1.8 | 1.8 | 1.8 | N |  |  | N | Electric Utility | 1 | X | DFO
Petroleum Liquids.DFO | petroleum | TRUE | 12541 | City of Milford - (IA) | 1164 | Milford | IA | Dickinson | 7 | Petroleum Liquids | IC |  | S | 1.8 | 0.8 | 1.8 | 1.8 | 1.8 | N |  |  | N | Electric Utility | 1 | X | DFO
Petroleum Liquids.DFO | petroleum | TRUE | 12839 | City of Montezuma - (IA) | 1165 | Montezuma | IA | Poweshiek | 1 | Petroleum Liquids | IC |  | S | 0.2 | 1 | 0.2 | 0.2 | 0.1 | N |  |  | N | Electric Utility | 1 | X | DFO
Petroleum Liquids.DFO | petroleum | TRUE | 12839 | City of Montezuma - (IA) | 1165 | Montezuma | IA | Poweshiek | 10 | Petroleum Liquids | IC |  | S | 0.2 | 1 | 0.2 | 0.2 | 0.1 | N |  |  | N | Electric Utility | 1 | X | DFO
Petroleum Liquids.DFO | petroleum | TRUE | 12839 | City of Montezuma - (IA) | 1165 | Montezuma | IA | Poweshiek | 4 | Petroleum Liquids | IC |  | S | 0.5 | 1 | 0.5 | 0.5 | 0.4 | N |  |  | N | Electric Utility | 1 | X | DFO
Petroleum Liquids.DFO | petroleum | TRUE | 12839 | City of Montezuma - (IA) | 1165 | Montezuma | IA | Poweshiek | 5 | Petroleum Liquids | IC |  | S | 1.1 | 1 | 1 | 1.1 | 1 | N |  |  | N | Electric Utility | 1 | X | DFO
Natural Gas Internal Combustion Engine.NG | natural gas peaker | TRUE | 12839 | City of Montezuma - (IA) | 1165 | Montezuma | IA | Poweshiek | 6 | Natural Gas Internal Combustion Engine | IC |  | S | 1.7 | 1 | 1.6 | 1.7 | 1.2 | N |  |  | N | Electric Utility | 1 | X | NG | DFO
Natural Gas Internal Combustion Engine.NG | natural gas peaker | TRUE | 12839 | City of Montezuma - (IA) | 1165 | Montezuma | IA | Poweshiek | 7 | Natural Gas Internal Combustion Engine | IC |  | S | 2.5 | 1 | 2.5 | 2.5 | 1.5 | N |  |  | N | Electric Utility | 1 | X | NG | DFO
Petroleum Liquids.DFO | petroleum | TRUE | 12839 | City of Montezuma - (IA) | 1165 | Montezuma | IA | Poweshiek | 8 | Petroleum Liquids | IC |  | S | 1.8 | 1 | 1.8 | 1.8 | 1.4 | N |  |  | N | Electric Utility | 1 | X | DFO
Petroleum Liquids.DFO | petroleum | TRUE | 12839 | City of Montezuma - (IA) | 1165 | Montezuma | IA | Poweshiek | 9 | Petroleum Liquids | IC |  | S | 1.8 | 1 | 1.8 | 1.8 | 1.4 | N |  |  | N | Electric Utility | 1 | X | DFO
Petroleum Liquids.DFO | petroleum | TRUE | 13038 | City of Mt Pleasant - (IA) | 1166 | Mt Pleasant | IA | Henry | 1 | Petroleum Liquids | IC |  | S | 2 | 0.8 | 2 | 2 | 0.1 | N |  |  | N | Electric Utility | 1 | X | DFO
Petroleum Liquids.DFO | petroleum | TRUE | 13038 | City of Mt Pleasant - (IA) | 1166 | Mt Pleasant | IA | Henry | 10 | Petroleum Liquids | IC |  | S | 2 | 0.8 | 2 | 2 | 0.1 | N |  |  | N | Electric Utility | 1 | X | DFO
Petroleum Liquids.DFO | petroleum | TRUE | 13038 | City of Mt Pleasant - (IA) | 1166 | Mt Pleasant | IA | Henry | 11 | Petroleum Liquids | IC |  | S | 2 | 0.8 | 2 | 2 | 0.1 | N |  |  | N | Electric Utility | 1 | X | DFO
Petroleum Liquids.DFO | petroleum | TRUE | 13038 | City of Mt Pleasant - (IA) | 1166 | Mt Pleasant | IA | Henry | 12 | Petroleum Liquids | IC |  | S | 2 | 0.8 | 2 | 2 | 0.1 | N |  |  | N | Electric Utility | 1 | X | DFO
Petroleum Liquids.DFO | petroleum | TRUE | 13038 | City of Mt Pleasant - (IA) | 1166 | Mt Pleasant | IA | Henry | 2 | Petroleum Liquids | IC |  | S | 2 | 0.8 | 2 | 2 | 0.1 | N |  |  | N | Electric Utility | 1 | X | DFO
Petroleum Liquids.DFO | petroleum | TRUE | 13038 | City of Mt Pleasant - (IA) | 1166 | Mt Pleasant | IA | Henry | 3 | Petroleum Liquids | IC |  | S | 2 | 0.8 | 2 | 2 | 0.1 | N |  |  | N | Electric Utility | 1 | X | DFO
Petroleum Liquids.DFO | petroleum | TRUE | 13038 | City of Mt Pleasant - (IA) | 1166 | Mt Pleasant | IA | Henry | 4A | Petroleum Liquids | IC |  | S | 2 | 0.8 | 2 | 2 | 0.1 | N |  |  | N | Electric Utility | 1 | X | DFO
Petroleum Liquids.DFO | petroleum | TRUE | 13038 | City of Mt Pleasant - (IA) | 1166 | Mt Pleasant | IA | Henry | 5A | Petroleum Liquids | IC |  | S | 2 | 0.8 | 2 | 2 | 0.1 | N |  |  | N | Electric Utility | 1 | X | DFO
Petroleum Liquids.DFO | petroleum | TRUE | 13038 | City of Mt Pleasant - (IA) | 1166 | Mt Pleasant | IA | Henry | 6 | Petroleum Liquids | IC |  | S | 2 | 0.8 | 2 | 2 | 0.1 | N |  |  | N | Electric Utility | 1 | X | DFO
Petroleum Liquids.DFO | petroleum | TRUE | 13038 | City of Mt Pleasant - (IA) | 1166 | Mt Pleasant | IA | Henry | 7 | Petroleum Liquids | IC |  | S | 2 | 0.8 | 2 | 2 | 0.1 | N |  |  | N | Electric Utility | 1 | X | DFO
Petroleum Liquids.DFO | petroleum | TRUE | 13038 | City of Mt Pleasant - (IA) | 1166 | Mt Pleasant | IA | Henry | 8 | Petroleum Liquids | IC |  | S | 2 | 0.8 | 2 | 2 | 0.1 | N |  |  | N | Electric Utility | 1 | X | DFO
Petroleum Liquids.DFO | petroleum | TRUE | 13038 | City of Mt Pleasant - (IA) | 1166 | Mt Pleasant | IA | Henry | 9 | Petroleum Liquids | IC |  | S | 2 | 0.8 | 2 | 2 | 0.1 | N |  |  | N | Electric Utility | 1 | X | DFO
Conventional Steam Coal.SUB | hard coal | TRUE | 13143 | Board of Water Electric & Communications | 1167 | Muscatine Plant #1 | IA | Muscatine | 7 | Conventional Steam Coal | ST |  | S | 25 | 0.85 | 20.1 | 20.1 | 6 | N |  |  | N | Electric Utility | 1 | X | SUB | NG
Conventional Steam Coal.SUB | hard coal | TRUE | 13143 | Board of Water Electric & Communications | 1167 | Muscatine Plant #1 | IA | Muscatine | 8 | Conventional Steam Coal | ST |  | S | 75 | 0.85 | 25.1 | 25.1 | 20 | N |  |  | N | Electric Utility | 1 | X | SUB
Conventional Steam Coal.SUB | hard coal | TRUE | 13143 | Board of Water Electric & Communications | 1167 | Muscatine Plant #1 | IA | Muscatine | 8A | Conventional Steam Coal | ST |  | S | 18 | 0.85 | 14.5 | 14.5 | 10 | N |  |  | Y | Electric Utility | 1 | T | SUB
Conventional Steam Coal.SUB | hard coal | TRUE | 13143 | Board of Water Electric & Communications | 1167 | Muscatine Plant #1 | IA | Muscatine | 9 | Conventional Steam Coal | ST |  | S | 175.5 | 0.85 | 160.8 | 160.8 | 45 | N |  |  | N | Electric Utility | 1 | X | SUB | RC
Natural Gas Internal Combustion Engine.NG | natural gas peaker | TRUE | 13444 | City of New Hampton - (IA) | 1168 | New Hampton | IA | Chickasaw | 3 | Natural Gas Internal Combustion Engine | IC |  | S | 3.5 | 0.8 | 3.5 | 3.5 | 2 | N |  |  | N | Electric Utility | 1 | X | NG | DFO
Natural Gas Internal Combustion Engine.NG | natural gas peaker | TRUE | 13444 | City of New Hampton - (IA) | 1168 | New Hampton | IA | Chickasaw | 4 | Natural Gas Internal Combustion Engine | IC |  | S | 6.2 | 0.8 | 5 | 5 | 4 | N |  |  | N | Electric Utility | 1 | X | NG | DFO
Natural Gas Internal Combustion Engine.NG | natural gas peaker | TRUE | 13444 | City of New Hampton - (IA) | 1168 | New Hampton | IA | Chickasaw | 5 | Natural Gas Internal Combustion Engine | IC |  | S | 6.2 | 0.8 | 5 | 5 | 4 | N |  |  | N | Electric Utility | 1 | X | NG | DFO
Petroleum Liquids.DFO | petroleum | TRUE | 13444 | City of New Hampton - (IA) | 1168 | New Hampton | IA | Chickasaw | 7 | Petroleum Liquids | IC |  | S | 5.3 | 0.8 | 5.3 | 5.3 | 3 | N |  |  | N | Electric Utility | 1 | X | DFO
Petroleum Liquids.DFO | petroleum | TRUE | 13444 | City of New Hampton - (IA) | 1168 | New Hampton | IA | Chickasaw | 8 | Petroleum Liquids | IC |  | S | 5.3 | 0.8 | 5.3 | 5.3 | 3 | N |  |  | N | Electric Utility | 1 | X | DFO
Petroleum Liquids.DFO | petroleum | TRUE | 13990 | City of Ogden - (IA) | 1169 | Ogden | IA | Boone | 4 | Petroleum Liquids | IC |  | S | 0.4 | 0.8 | 0.5 | 0.5 | 0.2 | N |  |  | N | Electric Utility | 1 | X | DFO | NG
Petroleum Liquids.DFO | petroleum | TRUE | 13990 | City of Ogden - (IA) | 1169 | Ogden | IA | Boone | 5 | Petroleum Liquids | IC |  | S | 1 | 0.8 | 1 | 1 | 0.5 | N |  |  | N | Electric Utility | 1 | X | DFO | NG
Petroleum Liquids.DFO | petroleum | TRUE | 13990 | City of Ogden - (IA) | 1169 | Ogden | IA | Boone | 6 | Petroleum Liquids | IC |  | S | 2.5 | 0.8 | 2.5 | 2.5 | 1.2 | N |  |  | N | Electric Utility | 1 | X | DFO | NG
Natural Gas Internal Combustion Engine.NG | natural gas peaker | TRUE | 14201 | City of Osage - (IA) | 1172 | Osage (IA) | IA | Mitchell | 5 | Natural Gas Internal Combustion Engine | IC |  | S | 3.2 | 0.8 | 3.1 | 3.1 | 1 | N |  |  | N | Electric Utility | 1 | X | NG | DFO
Natural Gas Internal Combustion Engine.NG | natural gas peaker | TRUE | 14201 | City of Osage - (IA) | 1172 | Osage (IA) | IA | Mitchell | 6 | Natural Gas Internal Combustion Engine | IC |  | S | 6.2 | 0.8 | 6 | 6 | 1 | N |  |  | N | Electric Utility | 1 | X | NG | DFO
Petroleum Liquids.DFO | petroleum | TRUE | 14201 | City of Osage - (IA) | 1172 | Osage (IA) | IA | Mitchell | 7 | Petroleum Liquids | IC |  | S | 3.6 | 0.8 | 3.6 | 3.6 | 1 | N |  |  | N | Electric Utility | 1 | X | DFO
Petroleum Liquids.DFO | petroleum | TRUE | 14201 | City of Osage - (IA) | 1172 | Osage (IA) | IA | Mitchell | 8 | Petroleum Liquids | IC |  | S | 3.6 | 0.8 | 3.6 | 3.6 | 1 | N |  |  | N | Electric Utility | 1 | X | DFO
Solar Photovoltaic.SUN | solar PV | TRUE | 14201 | City of Osage - (IA) | 1172 | Osage (IA) | IA | Mitchell | SO | Solar Photovoltaic | PV |  | S | 0.8 |  | 0.8 | 0.1 |  | N |  |  | N | Electric Utility | 1 | X | SUN
Onshore Wind Turbine.WND | onshore wind | TRUE | 14201 | City of Osage - (IA) | 1172 | Osage (IA) | IA | Mitchell | W1 | Onshore Wind Turbine | WT |  | S | 1.6 |  | 0.5 | 0.5 | 0.5 | N |  |  | N | Electric Utility | 1 | X | WND
Conventional Hydroelectric.WAT | hydro | TRUE | 14236 | Ottumwa City of | 1173 | Ottumwa City of | IA | Wapello | 1 | Conventional Hydroelectric | HY |  | S | 1 | 0.8 | 1 | 1 | 0.5 | N |  |  | N | Electric Utility | 1 | X | WAT
Conventional Hydroelectric.WAT | hydro | TRUE | 14236 | Ottumwa City of | 1173 | Ottumwa City of | IA | Wapello | 2 | Conventional Hydroelectric | HY |  | S | 1.2 | 0.8 | 1.2 | 1.2 | 0.3 | N |  |  | N | Electric Utility | 1 | X | WAT
Conventional Hydroelectric.WAT | hydro | TRUE | 14236 | Ottumwa City of | 1173 | Ottumwa City of | IA | Wapello | 3 | Conventional Hydroelectric | HY |  | S | 1 | 0.8 | 1 | 1 | 0.3 | N |  |  | N | Electric Utility | 1 | X | WAT
Natural Gas Internal Combustion Engine.NG | natural gas peaker | TRUE | 15349 | City of Preston | 1176 | Preston (IA) | IA | Jackson | 4 | Natural Gas Internal Combustion Engine | IC |  | S | 1.8 | 0.9 | 1.8 | 1.8 | 1.8 | N |  |  | N | Electric Utility | 1 | X | NG | DFO
Petroleum Liquids.DFO | petroleum | TRUE | 15349 | City of Preston | 1176 | Preston (IA) | IA | Jackson | 5 | Petroleum Liquids | IC |  | S | 1.8 | 0.8 | 2 | 2 | 0.1 | N |  |  | N | Electric Utility | 1 | X | DFO
Petroleum Liquids.DFO | petroleum | TRUE | 16211 | City of Rockford- (IA) | 1180 | Rockford | IA | Floyd | 1 | Petroleum Liquids | IC |  | S | 0.4 | 0.8 | 0.4 | 0.4 | 0.1 | N |  |  | N | Electric Utility | 1 | X | DFO
Petroleum Liquids.DFO | petroleum | TRUE | 16211 | City of Rockford- (IA) | 1180 | Rockford | IA | Floyd | 5 | Petroleum Liquids | IC |  | S | 0.9 | 0.8 | 0.9 | 0.9 | 0.1 | N |  |  | N | Electric Utility | 1 | X | DFO
Petroleum Liquids.DFO | petroleum | TRUE | 16211 | City of Rockford- (IA) | 1180 | Rockford | IA | Floyd | 6 | Petroleum Liquids | IC |  | S | 1.6 | 0.8 | 1.6 | 1.6 | 0.2 | N |  |  | N | Electric Utility | 1 | X | DFO
Petroleum Liquids.DFO | petroleum | TRUE | 16206 | Rock Rapids Municipal Utility | 1181 | Rock Rapids | IA | Lyon | 1 | Petroleum Liquids | IC |  | S | 2.5 | 0.8 | 2.5 | 2.5 | 1.8 | N |  |  | N | Electric Utility | 1 | X | DFO
Petroleum Liquids.DFO | petroleum | TRUE | 17141 | City of Sibley - (IA) | 1184 | Sibley One | IA | Osceola | 2 | Petroleum Liquids | IC |  | S | 2 | 1 | 1.9 | 2.1 | 1 | N |  |  | N | Electric Utility | 1 | X | DFO | NG
Petroleum Liquids.DFO | petroleum | TRUE | 17141 | City of Sibley - (IA) | 1184 | Sibley One | IA | Osceola | 3 | Petroleum Liquids | IC |  | S | 1.2 | 1 | 1.1 | 1.2 | 1 | N |  |  | N | Electric Utility | 1 | X | DFO | NG
Petroleum Liquids.DFO | petroleum | TRUE | 17141 | City of Sibley - (IA) | 1184 | Sibley One | IA | Osceola | 5 | Petroleum Liquids | IC |  | S | 2 | 1 | 1.8 | 1.8 | 1 | N |  |  | N | Electric Utility | 1 | X | DFO | NG
Petroleum Liquids.KER | petroleum | TRUE | 17783 | City of Spencer - (IA) | 1186 | Spencer Gas Turbine | IA | Clay | GT1 | Petroleum Liquids | GT |  | S | 23.8 | 0.8 | 17 | 20 | 10 | N |  |  | N | Electric Utility | 1 | X | KER
Petroleum Liquids.DFO | petroleum | TRUE | 18014 | City of State Center - (IA) | 1187 | State Center | IA | Marshall | 1 | Petroleum Liquids | IC |  | S | 0.6 | 0.8 | 0.6 | 0.6 | 0.1 | N |  |  | N | Electric Utility | 1 | X | DFO
Petroleum Liquids.DFO | petroleum | TRUE | 18014 | City of State Center - (IA) | 1187 | State Center | IA | Marshall | 2 | Petroleum Liquids | IC |  | S | 0.6 | 0.8 | 0.6 | 0.6 | 0.1 | N |  |  | N | Electric Utility | 1 | X | DFO
Petroleum Liquids.DFO | petroleum | TRUE | 18014 | City of State Center - (IA) | 1187 | State Center | IA | Marshall | 3 | Petroleum Liquids | IC |  | S | 1.3 | 0.8 | 1.3 | 1.3 | 0.2 | N |  |  | N | Electric Utility | 1 | X | DFO
Petroleum Liquids.DFO | petroleum | TRUE | 18014 | City of State Center - (IA) | 1187 | State Center | IA | Marshall | 4 | Petroleum Liquids | IC |  | S | 1.3 | 0.8 | 1.3 | 1.3 | 0.2 | N |  |  | N | Electric Utility | 1 | X | DFO
Natural Gas Internal Combustion Engine.NG | natural gas peaker | TRUE | 18014 | City of State Center - (IA) | 1187 | State Center | IA | Marshall | 6 | Natural Gas Internal Combustion Engine | IC |  | S | 2.5 | 0.8 | 2.5 | 2.5 | 0.5 | N |  |  | N | Electric Utility | 1 | X | NG | DFO
Petroleum Liquids.DFO | petroleum | TRUE | 18177 | City of Story City - (IA) | 1188 | Story City | IA | Story | 1 | Petroleum Liquids | IC |  | S | 1.3 | 0.8 | 1.3 | 1.3 | 1 | N |  |  | N | Electric Utility | 1 | X | DFO | NG
Petroleum Liquids.DFO | petroleum | TRUE | 18177 | City of Story City - (IA) | 1188 | Story City | IA | Story | 2 | Petroleum Liquids | IC |  | S | 2 | 0.8 | 2 | 2 | 1 | N |  |  | N | Electric Utility | 1 | X | DFO | NG
Petroleum Liquids.DFO | petroleum | TRUE | 18177 | City of Story City - (IA) | 1188 | Story City | IA | Story | 4A | Petroleum Liquids | IC |  | S | 3.5 | 0.8 | 3.1 | 3.2 | 2 | N |  |  | N | Electric Utility | 1 | X | DFO | NG
Petroleum Liquids.DFO | petroleum | TRUE | 18177 | City of Story City - (IA) | 1188 | Story City | IA | Story | 5A | Petroleum Liquids | IC |  | S | 3.1 | 0.8 | 3.1 | 3.1 | 2 | N |  |  | N | Electric Utility | 1 | X | DFO | NG
Petroleum Liquids.DFO | petroleum | TRUE | 18177 | City of Story City - (IA) | 1188 | Story City | IA | Story | 6 | Petroleum Liquids | IC |  | S | 2 | 0.8 | 2 | 2 | 1 | N |  |  | N | Electric Utility | 1 | X | DFO | NG
Petroleum Liquids.DFO | petroleum | TRUE | 18177 | City of Story City - (IA) | 1188 | Story City | IA | Story | 7 | Petroleum Liquids | IC |  | S | 2 | 0.8 | 2 | 2 | 1 | N |  |  | N | Electric Utility | 1 | X | DFO | NG
Petroleum Liquids.DFO | petroleum | TRUE | 18231 | City of Stuart - (IA) | 1190 | Stuart (IA) | IA | Guthrie | 1 | Petroleum Liquids | IC |  | S | 0.6 | 0.9 | 0.6 | 0.6 | 0.3 | N |  |  | N | Electric Utility | 1 | X | DFO | NG
Petroleum Liquids.DFO | petroleum | TRUE | 18231 | City of Stuart - (IA) | 1190 | Stuart (IA) | IA | Guthrie | 2 | Petroleum Liquids | IC |  | S | 1.1 | 0.9 | 1.1 | 1.1 | 0.5 | N |  |  | N | Electric Utility | 1 | X | DFO | NG
Petroleum Liquids.DFO | petroleum | TRUE | 18231 | City of Stuart - (IA) | 1190 | Stuart (IA) | IA | Guthrie | 4 | Petroleum Liquids | IC |  | S | 1.1 | 0.9 | 1 | 1 | 0.5 | N |  |  | N | Electric Utility | 1 | X | DFO | NG
Petroleum Liquids.DFO | petroleum | TRUE | 18301 | City of Sumner - (IA) | 1191 | Sumner | IA | Bremer | G1 | Petroleum Liquids | IC |  | S | 1.8 | 0.9 | 1.8 | 1.8 | 0.5 | N |  |  | N | Electric Utility | 1 | X | DFO
Petroleum Liquids.DFO | petroleum | TRUE | 18301 | City of Sumner - (IA) | 1191 | Sumner | IA | Bremer | G2 | Petroleum Liquids | IC |  | S | 1.8 | 0.9 | 1.8 | 1.8 | 0.5 | N |  |  | N | Electric Utility | 1 | X | DFO
Petroleum Liquids.DFO | petroleum | TRUE | 18301 | City of Sumner - (IA) | 1191 | Sumner | IA | Bremer | G3 | Petroleum Liquids | IC |  | S | 1.8 | 0.9 | 1.8 | 1.8 | 0.5 | N |  |  | N | Electric Utility | 1 | X | DFO
Petroleum Liquids.DFO | petroleum | TRUE | 19062 | City of Traer - (IA) | 1192 | Traer Main | IA | Tama | 3 | Petroleum Liquids | IC |  | S | 1.1 | 0.8 | 1 | 1 | 0.9 | N |  |  | N | Electric Utility | 1 | X | DFO | NG
Petroleum Liquids.DFO | petroleum | TRUE | 19062 | City of Traer - (IA) | 1192 | Traer Main | IA | Tama | 4 | Petroleum Liquids | IC |  | S | 1.1 | 0.8 | 1 | 1 | 0.9 | N |  |  | N | Electric Utility | 1 | X | DFO | NG
Petroleum Liquids.DFO | petroleum | TRUE | 19062 | City of Traer - (IA) | 1192 | Traer Main | IA | Tama | 6 | Petroleum Liquids | IC |  | S | 1.3 | 0.8 | 1.2 | 1.2 | 1.2 | N |  |  | N | Electric Utility | 1 | X | DFO | NG
Petroleum Liquids.DFO | petroleum | TRUE | 19843 | City of Villisca - (IA) | 1193 | Villisca Municipal Power Plant | IA | Montgomery | 5 | Petroleum Liquids | IC |  | S | 2 | 0.8 | 2 | 2 | 0.2 | N |  |  | N | Electric Utility | 1 | X | DFO
Petroleum Liquids.DFO | petroleum | TRUE | 19843 | City of Villisca - (IA) | 1193 | Villisca Municipal Power Plant | IA | Montgomery | 6 | Petroleum Liquids | IC |  | S | 2 | 0.8 | 2 | 2 | 0.2 | N |  |  | N | Electric Utility | 1 | X | DFO
Natural Gas Internal Combustion Engine.NG | natural gas peaker | TRUE | 19865 | City of Vinton - (IA) | 1194 | Vinton | IA | Benton | 1 | Natural Gas Internal Combustion Engine | IC |  | S | 1.3 | 0.8 | 1.3 | 1.3 | 0.6 | N |  |  | N | Electric Utility | 1 | X | NG | DFO
Petroleum Liquids.DFO | petroleum | TRUE | 19865 | City of Vinton - (IA) | 1194 | Vinton | IA | Benton | 10 | Petroleum Liquids | IC |  | S | 0.8 | 0.8 | 0.6 | 0.6 | 0.1 | N |  |  | N | Electric Utility | 1 | X | DFO
Petroleum Liquids.DFO | petroleum | TRUE | 19865 | City of Vinton - (IA) | 1194 | Vinton | IA | Benton | 5 | Petroleum Liquids | IC |  | S | 0.6 | 0.8 | 0.5 | 0.5 | 0.1 | N |  |  | N | Electric Utility | 1 | X | DFO
Natural Gas Internal Combustion Engine.NG | natural gas peaker | TRUE | 19865 | City of Vinton - (IA) | 1194 | Vinton | IA | Benton | 6 | Natural Gas Internal Combustion Engine | IC |  | S | 2.5 | 0.8 | 2.5 | 2.5 | 1.5 | N |  |  | N | Electric Utility | 1 | X | NG | DFO
Natural Gas Internal Combustion Engine.NG | natural gas peaker | TRUE | 19865 | City of Vinton - (IA) | 1194 | Vinton | IA | Benton | 7 | Natural Gas Internal Combustion Engine | IC |  | S | 3.7 | 0.8 | 3.7 | 3.7 | 2 | N |  |  | N | Electric Utility | 1 | X | NG | DFO
Natural Gas Internal Combustion Engine.NG | natural gas peaker | TRUE | 19865 | City of Vinton - (IA) | 1194 | Vinton | IA | Benton | 8 | Natural Gas Internal Combustion Engine | IC |  | S | 5.6 | 0.8 | 5.6 | 5.6 | 3 | N |  |  | N | Electric Utility | 1 | X | NG | DFO
Natural Gas Internal Combustion Engine.NG | natural gas peaker | TRUE | 19865 | City of Vinton - (IA) | 1194 | Vinton | IA | Benton | 9 | Natural Gas Internal Combustion Engine | IC |  | S | 3 | 0.8 | 3 | 3 | 1.6 | N |  |  | N | Electric Utility | 1 | X | NG | DFO
Petroleum Liquids.DFO | petroleum | TRUE | 20259 | City of Webster City - (IA) | 1198 | Webster City | IA | Hamilton | 6 | Petroleum Liquids | GT |  | S | 21.3 | 0.85 | 20.7 | 25 | 5 | N |  |  | N | Electric Utility | 1 | X | DFO
Petroleum Liquids.DFO | petroleum | TRUE | 20364 | City of West Bend | 1199 | West Bend | IA | Palo Alto | 1 | Petroleum Liquids | IC |  | S | 1.1 | 0.9 | 1 | 1 | 0.5 | N |  |  | N | Electric Utility | 1 | X | DFO
Petroleum Liquids.DFO | petroleum | TRUE | 20364 | City of West Bend | 1199 | West Bend | IA | Palo Alto | 3 | Petroleum Liquids | IC |  | S | 0.9 | 0.9 | 0.9 | 0.9 | 0.5 | N |  |  | N | Electric Utility | 1 | X | DFO
Petroleum Liquids.DFO | petroleum | TRUE | 20364 | City of West Bend | 1199 | West Bend | IA | Palo Alto | 4 | Petroleum Liquids | IC |  | S | 2.2 | 0.9 | 2 | 2 | 0.5 | N |  |  | N | Electric Utility | 1 | X | DFO
Petroleum Liquids.DFO | petroleum | TRUE | 20364 | City of West Bend | 1199 | West Bend | IA | Palo Alto | 5 | Petroleum Liquids | IC |  | S | 2.5 | 0.9 | 2.5 | 2.5 | 0.5 | N |  |  | N | Electric Utility | 1 | X | DFO
Petroleum Liquids.DFO | petroleum | TRUE | 20380 | City of West Liberty - (IA) | 1200 | West Liberty | IA | Muscatine | 2 | Petroleum Liquids | IC |  | S | 2.5 | 0.8 | 2.1 | 2.1 | 0.5 | N |  |  | N | Electric Utility | 1 | X | DFO
Petroleum Liquids.DFO | petroleum | TRUE | 20380 | City of West Liberty - (IA) | 1200 | West Liberty | IA | Muscatine | 3 | Petroleum Liquids | IC |  | S | 3 | 0.8 | 2.7 | 2.7 | 0.5 | N |  |  | N | Electric Utility | 1 | X | DFO | NG
Petroleum Liquids.DFO | petroleum | TRUE | 20380 | City of West Liberty - (IA) | 1200 | West Liberty | IA | Muscatine | 5 | Petroleum Liquids | GT |  | S | 5.5 | 0.8 | 5 | 5.5 | 0.3 | N |  |  | N | Electric Utility | 1 | X | DFO
Petroleum Liquids.DFO | petroleum | TRUE | 20380 | City of West Liberty - (IA) | 1200 | West Liberty | IA | Muscatine | 6 | Petroleum Liquids | GT |  | S | 5.5 | 0.8 | 5 | 5.5 | 0.3 | N |  |  | N | Electric Utility | 1 | X | DFO
Petroleum Liquids.DFO | petroleum | TRUE | 20789 | City of Wilton | 1202 | Wilton | IA | Muscatine | 5 | Petroleum Liquids | IC |  | S | 1.6 | 1 | 1.6 | 1.6 | 1.6 | N |  |  | N | Electric Utility | 1 | X | DFO
Petroleum Liquids.DFO | petroleum | TRUE | 20789 | City of Wilton | 1202 | Wilton | IA | Muscatine | 6 | Petroleum Liquids | IC |  | S | 1.6 | 1 | 1.6 | 1.6 | 1.6 | N |  |  | N | Electric Utility | 1 | X | DFO
Petroleum Liquids.DFO | petroleum | TRUE | 20789 | City of Wilton | 1202 | Wilton | IA | Muscatine | 7 | Petroleum Liquids | IC |  | S | 1.6 | 1 | 1.6 | 1.6 | 1.6 | N |  |  | N | Electric Utility | 1 | X | DFO
Petroleum Liquids.DFO | petroleum | TRUE | 20789 | City of Wilton | 1202 | Wilton | IA | Muscatine | 8 | Petroleum Liquids | IC |  | S | 2.2 | 1 | 2.2 | 2.2 | 2.2 | N |  |  | N | Electric Utility | 1 | X | DFO
Petroleum Liquids.DFO | petroleum | TRUE | 20789 | City of Wilton | 1202 | Wilton | IA | Muscatine | 9 | Petroleum Liquids | IC |  | S | 2.2 | 1 | 2.2 | 2.2 | 2.2 | N |  |  | N | Electric Utility | 1 | X | DFO
Petroleum Liquids.DFO | petroleum | TRUE | 20835 | City of Winterset - (IA) | 1203 | Winterset | IA | Madison | 2 | Petroleum Liquids | IC |  | S | 1.5 | 0.8 | 1.5 | 1.5 | 0.5 | N |  |  | N | Electric Utility | 1 | X | DFO | NG
Petroleum Liquids.DFO | petroleum | TRUE | 20835 | City of Winterset - (IA) | 1203 | Winterset | IA | Madison | 3 | Petroleum Liquids | IC |  | S | 1.7 | 0.8 | 1.7 | 1.7 | 0.5 | N |  |  | N | Electric Utility | 1 | X | DFO | NG
Petroleum Liquids.DFO | petroleum | TRUE | 20835 | City of Winterset - (IA) | 1203 | Winterset | IA | Madison | 4 | Petroleum Liquids | IC |  | S | 4.4 | 0.8 | 4.4 | 4.4 | 1.5 | N |  |  | N | Electric Utility | 1 | X | DFO | NG
Petroleum Liquids.DFO | petroleum | TRUE | 20835 | City of Winterset - (IA) | 1203 | Winterset | IA | Madison | 5 | Petroleum Liquids | IC |  | S | 2 | 0.8 | 2 | 2 | 0.5 | N |  |  | N | Electric Utility | 1 | X | DFO
Petroleum Liquids.DFO | petroleum | TRUE | 20835 | City of Winterset - (IA) | 1203 | Winterset | IA | Madison | 6 | Petroleum Liquids | IC |  | S | 2 | 0.8 | 2 | 2 | 0.5 | N |  |  | N | Electric Utility | 1 | X | DFO
Petroleum Liquids.DFO | petroleum | TRUE | 20835 | City of Winterset - (IA) | 1203 | Winterset | IA | Madison | 7 | Petroleum Liquids | IC |  | S | 2 | 0.8 | 2 | 2 | 0.5 | N |  |  | N | Electric Utility | 1 | X | DFO
Petroleum Liquids.DFO | petroleum | TRUE | 20835 | City of Winterset - (IA) | 1203 | Winterset | IA | Madison | 8 | Petroleum Liquids | IC |  | S | 2 | 0.8 | 2 | 2 | 0.5 | N |  |  | N | Electric Utility | 1 | X | DFO
Petroleum Liquids.DFO | petroleum | TRUE | 20835 | City of Winterset - (IA) | 1203 | Winterset | IA | Madison | 9 | Petroleum Liquids | IC |  | S | 2 | 0.8 | 2 | 2 | 0.5 | N |  |  | N | Electric Utility | 1 | X | DFO
Natural Gas Fired Combustion Turbine.NG | natural gas peaker | TRUE | 3258 | Central Iowa Power Cooperative | 1206 | Summit Lake | IA | Union | GT1 | Natural Gas Fired Combustion Turbine | GT |  | S | 27 | 0.85 | 29.2 | 34.9 | 10 | N |  |  | N | Electric Utility | 1 | X | NG | DFO
Natural Gas Fired Combustion Turbine.NG | natural gas peaker | TRUE | 3258 | Central Iowa Power Cooperative | 1206 | Summit Lake | IA | Union | GT2 | Natural Gas Fired Combustion Turbine | GT |  | S | 35.3 | 0.9 | 27.4 | 32.8 | 10 | N |  |  | N | Electric Utility | 1 | X | NG | DFO
Natural Gas Internal Combustion Engine.NG | natural gas peaker | TRUE | 3258 | Central Iowa Power Cooperative | 1206 | Summit Lake | IA | Union | R1 | Natural Gas Internal Combustion Engine | IC |  | S | 18.8 | 0.8 | 18.4 | 18.4 | 5 | N |  |  | N | Electric Utility | 1 | X | NG
Natural Gas Internal Combustion Engine.NG | natural gas peaker | TRUE | 3258 | Central Iowa Power Cooperative | 1206 | Summit Lake | IA | Union | R2 | Natural Gas Internal Combustion Engine | IC |  | S | 18.8 | 0.8 | 18.4 | 18.4 | 5 | N |  |  | N | Electric Utility | 1 | X | NG
Natural Gas Internal Combustion Engine.NG | natural gas peaker | TRUE | 3258 | Central Iowa Power Cooperative | 1206 | Summit Lake | IA | Union | R3 | Natural Gas Internal Combustion Engine | IC |  | S | 18.8 | 0.8 | 18.4 | 18.4 | 5 | N |  |  | N | Electric Utility | 1 | X | NG
Natural Gas Steam Turbine.NG | natural gas steam turbine | TRUE | 4363 | Corn Belt Power Coop | 1217 | Earl F Wisdom | IA | Clay | 1 | Natural Gas Steam Turbine | ST |  | S | 37.5 | 0.85 | 37.5 | 38 | 12 | N |  |  | N | Electric Utility | 1 | X | NG | DFO
Natural Gas Fired Combustion Turbine.NG | natural gas peaker | TRUE | 4363 | Corn Belt Power Coop | 1217 | Earl F Wisdom | IA | Clay | 2 | Natural Gas Fired Combustion Turbine | GT |  | J | 81.6 | 0.85 | 76 | 80 | 45 | N |  |  | N | Electric Utility | 1 | X | NG | DFO
Petroleum Liquids.DFO | petroleum | TRUE | 12524 | Midwest Energy Inc | 1224 | Bird City | KS | Cheyenne | 1 | Petroleum Liquids | IC |  | S | 2 | 0.9 | 2 | 2 | 0.5 | N |  |  | N | Electric Utility | 1 | X | DFO
Petroleum Liquids.DFO | petroleum | TRUE | 12524 | Midwest Energy Inc | 1224 | Bird City | KS | Cheyenne | 2 | Petroleum Liquids | IC |  | S | 2 | 0.9 | 2 | 2 | 0.5 | N |  |  | N | Electric Utility | 1 | X | DFO
Natural Gas Fired Combustion Turbine.NG | natural gas peaker | TRUE | 12524 | Midwest Energy Inc | 1225 | Colby | KS | Thomas | GT1 | Natural Gas Fired Combustion Turbine | GT |  | S | 16 | 0.85 | 13 | 13 | 5 | N |  |  | N | Electric Utility | 1 | X | NG
Natural Gas Steam Turbine.NG | natural gas steam turbine | TRUE | 18315 | Sunflower Electric Power Corp | 1230 | Cimarron River | KS | Seward | 1 | Natural Gas Steam Turbine | ST |  | S | 50 | 0.85 | 53.6 | 53.6 | 23 | N |  |  | N | Electric Utility | 1 | X | NG
Natural Gas Fired Combustion Turbine.NG | natural gas peaker | TRUE | 18315 | Sunflower Electric Power Corp | 1230 | Cimarron River | KS | Seward | 2 | Natural Gas Fired Combustion Turbine | GT |  | S | 15 | 0.85 | 13.7 | 13.7 | 6 | N |  |  | N | Electric Utility | 1 | X | NG
Natural Gas Steam Turbine.NG | natural gas steam turbine | TRUE | 18315 | Sunflower Electric Power Corp | 1233 | Fort Dodge | KS | Ford | 4 | Natural Gas Steam Turbine | ST |  | S | 149 | 0.85 | 148.8 | 148.8 | 30 | N |  |  | N | Electric Utility | 1 | X | NG
Natural Gas Steam Turbine.NG | natural gas steam turbine | TRUE | 18315 | Sunflower Electric Power Corp | 1235 | Great Bend - Sunflower | KS | Barton | 3 | Natural Gas Steam Turbine | ST |  | S | 81.6 | 0.85 | 99.7 | 99.7 | 23 | N |  |  | N | Electric Utility | 1 | X | NG
Natural Gas Fired Combustion Turbine.NG | natural gas peaker | TRUE | 5860 | Empire District Electric Co | 1239 | Riverton | KS | Cherokee | 10 | Natural Gas Fired Combustion Turbine | GT |  | S | 16.3 | 1 | 13 | 16 | 4 | N |  |  | N | Electric Utility | 1 | X | NG | DFO
Natural Gas Fired Combustion Turbine.NG | natural gas peaker | TRUE | 5860 | Empire District Electric Co | 1239 | Riverton | KS | Cherokee | 11 | Natural Gas Fired Combustion Turbine | GT |  | S | 16.3 | 1 | 14 | 16 | 4 | N |  |  | N | Electric Utility | 1 | X | NG | DFO
Natural Gas Fired Combined Cycle.NG | natural gas combined cycle | TRUE | 5860 | Empire District Electric Co | 1239 | Riverton | KS | Cherokee | 12 | Natural Gas Fired Combined Cycle | CT | CC1 | S | 148.8 | 1 | 149 | 180 | 98 | N |  |  | N | Electric Utility | 1 | X | NG
Natural Gas Fired Combined Cycle.NG | natural gas combined cycle | TRUE | 5860 | Empire District Electric Co | 1239 | Riverton | KS | Cherokee | 12-2 | Natural Gas Fired Combined Cycle | CA | CC1 | S | 118.8 | 0.85 | 117 | 117 |  | N |  |  | N | Electric Utility | 1 | X | NG
Petroleum Liquids.DFO | petroleum | TRUE | 10005 | Evergy Kansas South, Inc | 1240 | Gordon Evans Energy Center | KS | Sedgwick | 5 | Petroleum Liquids | IC |  | S | 2.9 | 0.8 | 3 | 3 | 1 | N |  |  | N | Electric Utility | 1 | X | DFO
Natural Gas Fired Combustion Turbine.NG | natural gas peaker | TRUE | 10005 | Evergy Kansas South, Inc | 1240 | Gordon Evans Energy Center | KS | Sedgwick | GT1 | Natural Gas Fired Combustion Turbine | GT |  | S | 98.3 | 0.85 | 71.6 | 71.6 | 65 | N |  |  | N | Electric Utility | 1 | X | NG | DFO
Natural Gas Fired Combustion Turbine.NG | natural gas peaker | TRUE | 10005 | Evergy Kansas South, Inc | 1240 | Gordon Evans Energy Center | KS | Sedgwick | GT2 | Natural Gas Fired Combustion Turbine | GT |  | S | 98.3 | 0.85 | 71.7 | 71.7 | 65 | N |  |  | N | Electric Utility | 1 | X | NG | DFO
Natural Gas Fired Combustion Turbine.NG | natural gas peaker | TRUE | 10005 | Evergy Kansas South, Inc | 1240 | Gordon Evans Energy Center | KS | Sedgwick | GT3 | Natural Gas Fired Combustion Turbine | GT |  | S | 178.5 | 0.85 | 150.4 | 150.4 | 112 | N |  |  | N | Electric Utility | 1 | X | NG | DFO
Conventional Steam Coal.SUB | hard coal | TRUE | 10000 | Evergy Metro | 1241 | La Cygne | KS | Linn | 1 | Conventional Steam Coal | ST |  | J | 873 | 0.9 | 758 | 758 | 404 | N |  |  | N | Electric Utility | 1 | X | SUB | BIT
Conventional Steam Coal.SUB | hard coal | TRUE | 10000 | Evergy Metro | 1241 | La Cygne | KS | Linn | 2 | Conventional Steam Coal | ST |  | J | 725.9 | 0.9 | 668 | 668 | 274 | N |  |  | N | Electric Utility | 1 | X | SUB
Natural Gas Fired Combustion Turbine.NG | natural gas peaker | TRUE | 22500 | Evergy Kansas Central, Inc | 1248 | Hutchinson Energy Center | KS | Reno | GT1 | Natural Gas Fired Combustion Turbine | GT |  | S | 71 | 0.9 | 55.9 | 55.9 | 10 | N |  |  | N | Electric Utility | 1 | X | NG | DFO
Natural Gas Fired Combustion Turbine.NG | natural gas peaker | TRUE | 22500 | Evergy Kansas Central, Inc | 1248 | Hutchinson Energy Center | KS | Reno | GT2 | Natural Gas Fired Combustion Turbine | GT |  | S | 71 | 0.9 | 53.9 | 53.9 | 10 | N |  |  | N | Electric Utility | 1 | X | NG | DFO
Natural Gas Fired Combustion Turbine.NG | natural gas peaker | TRUE | 22500 | Evergy Kansas Central, Inc | 1248 | Hutchinson Energy Center | KS | Reno | GT3 | Natural Gas Fired Combustion Turbine | GT |  | S | 71 | 0.9 | 56.7 | 56.7 | 10 | N |  |  | N | Electric Utility | 1 | X | NG | DFO
Petroleum Liquids.DFO | petroleum | TRUE | 22500 | Evergy Kansas Central, Inc | 1248 | Hutchinson Energy Center | KS | Reno | GT4 | Petroleum Liquids | GT |  | S | 70 | 0.9 | 69.8 | 69.8 | 20 | N |  |  | N | Electric Utility | 1 | X | DFO
Petroleum Liquids.DFO | petroleum | TRUE | 22500 | Evergy Kansas Central, Inc | 1248 | Hutchinson Energy Center | KS | Reno | H1DG | Petroleum Liquids | IC |  | S | 2.7 | 0.8 | 3 | 3 | 3 | N |  |  | N | Electric Utility | 1 | X | DFO
Conventional Steam Coal.SUB | hard coal | TRUE | 22500 | Evergy Kansas Central, Inc | 1250 | Lawrence Energy Center | KS | Douglas | 4 | Conventional Steam Coal | ST |  | S | 114 | 0.85 | 111.3 | 111.3 | 38 | N |  |  | N | Electric Utility | 1 | X | SUB | NG
Conventional Steam Coal.SUB | hard coal | TRUE | 22500 | Evergy Kansas Central, Inc | 1250 | Lawrence Energy Center | KS | Douglas | 5 | Conventional Steam Coal | ST |  | S | 403 | 0.9 | 374 | 374 | 120 | N |  |  | N | Electric Utility | 1 | X | SUB | NG
Natural Gas Internal Combustion Engine.NG | natural gas peaker | TRUE | 701 | City of Anthony - (KS) | 1258 | Anthony | KS | Harper | IC1 | Natural Gas Internal Combustion Engine | IC |  | S | 4.1 | 0.8 | 4.1 | 4.1 | 1 | N |  |  | N | Electric Utility | 1 | X | NG | DFO
Natural Gas Internal Combustion Engine.NG | natural gas peaker | TRUE | 701 | City of Anthony - (KS) | 1258 | Anthony | KS | Harper | IC2 | Natural Gas Internal Combustion Engine | IC |  | S | 3 | 0.8 | 3 | 3 | 1 | N |  |  | N | Electric Utility | 1 | X | NG | DFO
Natural Gas Internal Combustion Engine.NG | natural gas peaker | TRUE | 701 | City of Anthony - (KS) | 1258 | Anthony | KS | Harper | IC3 | Natural Gas Internal Combustion Engine | IC |  | S | 4 | 0.8 | 4 | 4 | 1 | N |  |  | N | Electric Utility | 1 | X | NG | DFO
Natural Gas Internal Combustion Engine.NG | natural gas peaker | TRUE | 911 | City of Ashland - (KS) | 1259 | Ashland | KS | Clark | 1 | Natural Gas Internal Combustion Engine | IC |  | S | 0.6 | 0.9 | 0.6 | 0.6 | 0.2 | N |  |  | N | Electric Utility | 1 | X | NG | DFO
Natural Gas Internal Combustion Engine.NG | natural gas peaker | TRUE | 911 | City of Ashland - (KS) | 1259 | Ashland | KS | Clark | 2 | Natural Gas Internal Combustion Engine | IC |  | S | 0.9 | 0.9 | 0.7 | 0.7 | 0.3 | N |  |  | N | Electric Utility | 1 | X | NG | DFO
Petroleum Liquids.DFO | petroleum | TRUE | 911 | City of Ashland - (KS) | 1259 | Ashland | KS | Clark | 3 | Petroleum Liquids | IC |  | S | 1.2 | 0.9 | 1.1 | 1.1 | 0.6 | N |  |  | N | Electric Utility | 1 | X | DFO
Petroleum Liquids.DFO | petroleum | TRUE | 911 | City of Ashland - (KS) | 1259 | Ashland | KS | Clark | 4B | Petroleum Liquids | IC |  | S | 2 | 0.9 | 1.8 | 1.8 | 1 | N |  |  | N | Electric Utility | 1 | X | DFO
Petroleum Liquids.DFO | petroleum | TRUE | 911 | City of Ashland - (KS) | 1259 | Ashland | KS | Clark | 5 | Petroleum Liquids | IC |  | S | 0.9 | 0.9 | 0.7 | 0.7 | 0.3 | N |  |  | N | Electric Utility | 1 | X | DFO
Natural Gas Internal Combustion Engine.NG | natural gas peaker | TRUE | 998 | City of Augusta - (KS) | 1261 | Augusta Electric Plant No 1 | KS | Butler | 1 | Natural Gas Internal Combustion Engine | IC |  | S | 1.1 | 0.8 | 1.1 | 1.1 | 0.5 | N |  |  | N | Electric Utility | 1 | X | NG | DFO
Petroleum Liquids.DFO | petroleum | TRUE | 998 | City of Augusta - (KS) | 1261 | Augusta Electric Plant No 1 | KS | Butler | 2 | Petroleum Liquids | IC |  | S | 0.3 | 0.8 | 0.3 | 0.3 | 0.2 | N |  |  | N | Electric Utility | 1 | X | DFO
Natural Gas Internal Combustion Engine.NG | natural gas peaker | TRUE | 998 | City of Augusta - (KS) | 1261 | Augusta Electric Plant No 1 | KS | Butler | 3 | Natural Gas Internal Combustion Engine | IC |  | S | 1 | 0.8 | 1 | 1 | 0.5 | N |  |  | N | Electric Utility | 1 | X | NG | DFO
Petroleum Liquids.DFO | petroleum | TRUE | 998 | City of Augusta - (KS) | 1261 | Augusta Electric Plant No 1 | KS | Butler | 4 | Petroleum Liquids | IC |  | S | 0.7 | 0.8 | 0.7 | 0.7 | 0.4 | N |  |  | N | Electric Utility | 1 | X | DFO
Natural Gas Internal Combustion Engine.NG | natural gas peaker | TRUE | 998 | City of Augusta - (KS) | 1261 | Augusta Electric Plant No 1 | KS | Butler | 5 | Natural Gas Internal Combustion Engine | IC |  | S | 2.2 | 0.8 | 2.2 | 2.2 | 1.5 | N |  |  | N | Electric Utility | 1 | X | NG | DFO
Natural Gas Internal Combustion Engine.NG | natural gas peaker | TRUE | 998 | City of Augusta - (KS) | 1261 | Augusta Electric Plant No 1 | KS | Butler | 6 | Natural Gas Internal Combustion Engine | IC |  | S | 2.2 | 0.8 | 2.2 | 2.2 | 1.5 | N |  |  | N | Electric Utility | 1 | X | NG | DFO
Natural Gas Internal Combustion Engine.NG | natural gas peaker | TRUE | 998 | City of Augusta - (KS) | 1261 | Augusta Electric Plant No 1 | KS | Butler | 7 | Natural Gas Internal Combustion Engine | IC |  | S | 2 | 0.8 | 2 | 2 | 0.7 | N |  |  | N | Electric Utility | 1 | X | NG | DFO
Petroleum Liquids.DFO | petroleum | TRUE | 998 | City of Augusta - (KS) | 1261 | Augusta Electric Plant No 1 | KS | Butler | 8 | Petroleum Liquids | IC |  | S | 2 | 0.8 | 2 | 2 | 0.3 | N |  |  | N | Electric Utility | 1 | X | DFO
Petroleum Liquids.DFO | petroleum | TRUE | 1148 | City of Baldwin City- (KS) | 1262 | Baldwin City Plant No 1 | KS | Douglas | 4 | Petroleum Liquids | IC |  | S | 2 | 0.8 | 1.5 | 1.5 | 1 | N |  |  | N | Electric Utility | 1 | X | DFO | NG
Petroleum Liquids.DFO | petroleum | TRUE | 1148 | City of Baldwin City- (KS) | 1262 | Baldwin City Plant No 1 | KS | Douglas | 5 | Petroleum Liquids | IC |  | S | 1.1 | 0.8 | 0.7 | 0.7 | 0.5 | N |  |  | N | Electric Utility | 1 | X | DFO | NG
Petroleum Liquids.DFO | petroleum | TRUE | 1148 | City of Baldwin City- (KS) | 1262 | Baldwin City Plant No 1 | KS | Douglas | 6 | Petroleum Liquids | IC |  | S | 1.1 | 0.8 | 0.7 | 0.7 | 0.5 | N |  |  | N | Electric Utility | 1 | X | DFO | NG
Natural Gas Internal Combustion Engine.NG | natural gas peaker | TRUE | 1512 | City of Belleville - (KS) | 1263 | Belleville | KS | Republic | 4 | Natural Gas Internal Combustion Engine | IC |  | S | 1 | 0.8 | 1 | 1 | 0.5 | N |  |  | N | Electric Utility | 1 | X | NG | DFO
Natural Gas Internal Combustion Engine.NG | natural gas peaker | TRUE | 1512 | City of Belleville - (KS) | 1263 | Belleville | KS | Republic | 5 | Natural Gas Internal Combustion Engine | IC |  | S | 1.7 | 0.8 | 1.7 | 1.7 | 1 | N |  |  | N | Electric Utility | 1 | X | NG | DFO
Natural Gas Internal Combustion Engine.NG | natural gas peaker | TRUE | 1512 | City of Belleville - (KS) | 1263 | Belleville | KS | Republic | 6 | Natural Gas Internal Combustion Engine | IC |  | S | 3.7 | 0.8 | 3.7 | 3.7 | 2 | N |  |  | N | Electric Utility | 1 | X | NG | DFO
Natural Gas Internal Combustion Engine.NG | natural gas peaker | TRUE | 1512 | City of Belleville - (KS) | 1263 | Belleville | KS | Republic | 7 | Natural Gas Internal Combustion Engine | IC |  | S | 5.1 | 0.8 | 5.1 | 5.1 | 3 | N |  |  | N | Electric Utility | 1 | X | NG | DFO
Petroleum Liquids.DFO | petroleum | TRUE | 1512 | City of Belleville - (KS) | 1263 | Belleville | KS | Republic | 8 | Petroleum Liquids | IC |  | S | 2.8 | 0.8 | 2.8 | 2.8 | 1.6 | N |  |  | N | Electric Utility | 1 | X | DFO
Natural Gas Internal Combustion Engine.NG | natural gas peaker | TRUE | 1525 | City of Beloit - (KS) | 1264 | Beloit | KS | Mitchell | 1 | Natural Gas Internal Combustion Engine | IC |  | S | 1.5 | 0.8 | 1.1 | 1.1 | 0.5 | N |  |  | N | Electric Utility | 1 | X | NG | DFO
Natural Gas Internal Combustion Engine.NG | natural gas peaker | TRUE | 1525 | City of Beloit - (KS) | 1264 | Beloit | KS | Mitchell | 2 | Natural Gas Internal Combustion Engine | IC |  | S | 1.5 | 0.8 | 1.1 | 1.1 | 0.5 | N |  |  | N | Electric Utility | 1 | X | NG | DFO
Natural Gas Internal Combustion Engine.NG | natural gas peaker | TRUE | 1525 | City of Beloit - (KS) | 1264 | Beloit | KS | Mitchell | 3 | Natural Gas Internal Combustion Engine | IC |  | S | 2 | 0.8 | 1.8 | 1.8 | 1 | N |  |  | N | Electric Utility | 1 | X | NG | DFO
Natural Gas Internal Combustion Engine.NG | natural gas peaker | TRUE | 1525 | City of Beloit - (KS) | 1264 | Beloit | KS | Mitchell | 4 | Natural Gas Internal Combustion Engine | IC |  | S | 3.5 | 0.8 | 3 | 3 | 2.2 | N |  |  | N | Electric Utility | 1 | X | NG | DFO
Natural Gas Internal Combustion Engine.NG | natural gas peaker | TRUE | 1525 | City of Beloit - (KS) | 1264 | Beloit | KS | Mitchell | 5 | Natural Gas Internal Combustion Engine | IC |  | S | 0.7 | 0.8 | 0.6 | 0.6 | 0.3 | N |  |  | N | Electric Utility | 1 | X | NG | DFO
Natural Gas Internal Combustion Engine.NG | natural gas peaker | TRUE | 1525 | City of Beloit - (KS) | 1264 | Beloit | KS | Mitchell | 6 | Natural Gas Internal Combustion Engine | IC |  | S | 4.1 | 0.8 | 3.5 | 3.5 | 2 | N |  |  | N | Electric Utility | 1 | X | NG | DFO
Natural Gas Internal Combustion Engine.NG | natural gas peaker | TRUE | 1525 | City of Beloit - (KS) | 1264 | Beloit | KS | Mitchell | 7 | Natural Gas Internal Combustion Engine | IC |  | S | 6 | 0.8 | 5.5 | 5.5 | 3 | N |  |  | N | Electric Utility | 1 | X | NG | DFO
Natural Gas Internal Combustion Engine.NG | natural gas peaker | TRUE | 2547 | City of Burlingame - (KS) | 1265 | Burlingame | KS | Osage | 1 | Natural Gas Internal Combustion Engine | IC |  | S | 1.1 | 0.99 | 1 | 1.1 | 0.8 | N |  |  | N | Electric Utility | 1 | X | NG | DFO
Natural Gas Internal Combustion Engine.NG | natural gas peaker | TRUE | 2547 | City of Burlingame - (KS) | 1265 | Burlingame | KS | Osage | 3 | Natural Gas Internal Combustion Engine | IC |  | S | 0.9 | 0.99 | 0.8 | 0.8 | 0.6 | N |  |  | N | Electric Utility | 1 | X | NG | DFO
Natural Gas Internal Combustion Engine.NG | natural gas peaker | TRUE | 2547 | City of Burlingame - (KS) | 1265 | Burlingame | KS | Osage | 4 | Natural Gas Internal Combustion Engine | IC |  | S | 1.1 | 0.99 | 1 | 1.1 | 0.8 | N |  |  | N | Electric Utility | 1 | X | NG | DFO
Natural Gas Internal Combustion Engine.NG | natural gas peaker | TRUE | 2547 | City of Burlingame - (KS) | 1265 | Burlingame | KS | Osage | 5 | Natural Gas Internal Combustion Engine | IC |  | S | 0.9 | 0.99 | 0.8 | 0.8 | 0.6 | N |  |  | N | Electric Utility | 1 | X | NG | DFO
Petroleum Liquids.DFO | petroleum | TRUE | 2551 | City of Burlington - (KS) | 1266 | Burlington (KS) | KS | Coffey | 1A | Petroleum Liquids | IC |  | S | 2 | 1 | 2 | 2 | 0.7 | N |  |  | N | Electric Utility | 1 | X | DFO
Petroleum Liquids.DFO | petroleum | TRUE | 2551 | City of Burlington - (KS) | 1266 | Burlington (KS) | KS | Coffey | 2 | Petroleum Liquids | IC |  | S | 1.3 | 1 | 1.3 | 1.3 | 0.5 | N |  |  | N | Electric Utility | 1 | X | DFO | NG
Petroleum Liquids.DFO | petroleum | TRUE | 2551 | City of Burlington - (KS) | 1266 | Burlington (KS) | KS | Coffey | 4A | Petroleum Liquids | IC |  | S | 2.3 | 1 | 2.3 | 2.3 | 0.8 | N |  |  | N | Electric Utility | 1 | X | DFO | NG
Natural Gas Internal Combustion Engine.NG | natural gas peaker | TRUE | 2551 | City of Burlington - (KS) | 1266 | Burlington (KS) | KS | Coffey | IC6 | Natural Gas Internal Combustion Engine | IC |  | S | 4.8 | 1 | 4.8 | 4.8 | 1 | N |  |  | N | Electric Utility | 1 | X | NG | DFO
Natural Gas Fired Combustion Turbine.NG | natural gas peaker | TRUE | 3355 | City of Chanute | 1268 | Chanute 2 | KS | Neosho | 14 | Natural Gas Fired Combustion Turbine | GT |  | S | 60 | 0.85 | 42 | 52 | 30 | N |  |  | N | Electric Utility | 1 | X | NG
Natural Gas Internal Combustion Engine.NG | natural gas peaker | TRUE | 3355 | City of Chanute | 1268 | Chanute 2 | KS | Neosho | 7 | Natural Gas Internal Combustion Engine | IC |  | S | 2 | 0.8 | 2 | 2 | 1 | N |  |  | N | Electric Utility | 1 | X | NG | DFO
Natural Gas Internal Combustion Engine.NG | natural gas peaker | TRUE | 3355 | City of Chanute | 1268 | Chanute 2 | KS | Neosho | 8 | Natural Gas Internal Combustion Engine | IC |  | S | 2 | 0.8 | 2 | 2 | 1 | N |  |  | N | Electric Utility | 1 | X | NG | DFO
Natural Gas Steam Turbine.NG | natural gas steam turbine | TRUE | 3710 | City of Clay Center - (KS) | 1270 | Clay Center | KS | Clay | 5 | Natural Gas Steam Turbine | ST |  | S | 3 | 1 | 3 | 3 | 1 | N |  |  | N | Electric Utility | 1 | X | NG | DFO
Natural Gas Steam Turbine.NG | natural gas steam turbine | TRUE | 3710 | City of Clay Center - (KS) | 1270 | Clay Center | KS | Clay | 6 | Natural Gas Steam Turbine | ST |  | S | 5 | 1 | 5 | 5 | 1 | N |  |  | N | Electric Utility | 1 | X | NG | DFO
Natural Gas Internal Combustion Engine.NG | natural gas peaker | TRUE | 3710 | City of Clay Center - (KS) | 1270 | Clay Center | KS | Clay | IC1 | Natural Gas Internal Combustion Engine | IC |  | S | 0.9 | 1 | 0.9 | 0.9 | 0.5 | N |  |  | N | Electric Utility | 1 | X | NG | DFO
Natural Gas Internal Combustion Engine.NG | natural gas peaker | TRUE | 3710 | City of Clay Center - (KS) | 1270 | Clay Center | KS | Clay | IC2 | Natural Gas Internal Combustion Engine | IC |  | S | 2.1 | 1 | 2 | 2 | 0.5 | N |  |  | N | Electric Utility | 1 | X | NG | DFO
Natural Gas Internal Combustion Engine.NG | natural gas peaker | TRUE | 3710 | City of Clay Center - (KS) | 1270 | Clay Center | KS | Clay | IC3 | Natural Gas Internal Combustion Engine | IC |  | S | 5.1 | 1 | 5 | 5 | 0.5 | N |  |  | N | Electric Utility | 1 | X | NG | DFO
Natural Gas Internal Combustion Engine.NG | natural gas peaker | TRUE | 3710 | City of Clay Center - (KS) | 1270 | Clay Center | KS | Clay | IC4 | Natural Gas Internal Combustion Engine | IC |  | S | 3.5 | 1 | 3.5 | 3.5 | 0.5 | N |  |  | N | Electric Utility | 1 | X | NG | DFO
Natural Gas Internal Combustion Engine.NG | natural gas peaker | TRUE | 3710 | City of Clay Center - (KS) | 1270 | Clay Center | KS | Clay | IC5 | Natural Gas Internal Combustion Engine | IC |  | S | 3.5 | 1 | 3.5 | 3.5 | 0.5 | N |  |  | N | Electric Utility | 1 | X | NG | DFO
Natural Gas Internal Combustion Engine.NG | natural gas peaker | TRUE | 3710 | City of Clay Center - (KS) | 1270 | Clay Center | KS | Clay | IC6 | Natural Gas Internal Combustion Engine | IC |  | S | 6.8 | 1 | 6.8 | 6.8 | 0.5 | N |  |  | N | Electric Utility | 1 | X | NG | DFO
Petroleum Liquids.DFO | petroleum | TRUE | 3892 | City of Coffeyville - (KS) | 1271 | Coffeyville | KS | Montgomery | 1 | Petroleum Liquids | IC |  | S | 2 | 0.8 | 2 | 2 | 0.5 | N |  |  | N | Electric Utility | 1 | X | DFO
Petroleum Liquids.DFO | petroleum | TRUE | 3892 | City of Coffeyville - (KS) | 1271 | Coffeyville | KS | Montgomery | 2 | Petroleum Liquids | IC |  | S | 2 | 0.8 | 2 | 2 | 0.5 | N |  |  | N | Electric Utility | 1 | X | DFO
Natural Gas Steam Turbine.NG | natural gas steam turbine | TRUE | 3892 | City of Coffeyville - (KS) | 1271 | Coffeyville | KS | Montgomery | 7 | Natural Gas Steam Turbine | ST |  | S | 40 | 0.9 | 37 | 38.2 | 9 | N |  |  | N | Electric Utility | 1 | X | NG
Petroleum Liquids.DFO | petroleum | TRUE | 3913 | City of Colby - (KS) | 1272 | Colby City of | KS | Thomas | 4 | Petroleum Liquids | IC |  | S | 1.7 | 0.8 | 1.2 | 1.2 | 1.2 | N |  |  | N | Electric Utility | 1 | X | DFO | NG
Petroleum Liquids.DFO | petroleum | TRUE | 3913 | City of Colby - (KS) | 1272 | Colby City of | KS | Thomas | 5 | Petroleum Liquids | IC |  | S | 1.3 | 0.8 | 1 | 1 | 1 | N |  |  | N | Electric Utility | 1 | X | DFO | NG
Petroleum Liquids.DFO | petroleum | TRUE | 3913 | City of Colby - (KS) | 1272 | Colby City of | KS | Thomas | 6 | Petroleum Liquids | IC |  | S | 4.5 | 0.8 | 3.5 | 3.5 | 3.5 | N |  |  | N | Electric Utility | 1 | X | DFO | NG
Petroleum Liquids.DFO | petroleum | TRUE | 3913 | City of Colby - (KS) | 1272 | Colby City of | KS | Thomas | 7 | Petroleum Liquids | IC |  | S | 4.5 | 0.8 | 3.5 | 3.5 | 3.5 | N |  |  | N | Electric Utility | 1 | X | DFO | NG
Petroleum Liquids.DFO | petroleum | TRUE | 3913 | City of Colby - (KS) | 1272 | Colby City of | KS | Thomas | 8 | Petroleum Liquids | IC |  | S | 2.7 | 0.8 | 2.5 | 2.5 | 2.5 | N |  |  | N | Electric Utility | 1 | X | DFO | NG
Petroleum Liquids.DFO | petroleum | TRUE | 3913 | City of Colby - (KS) | 1272 | Colby City of | KS | Thomas | 9 | Petroleum Liquids | IC |  | S | 3 | 0.8 | 3 | 3 | 2.5 | N |  |  | N | Electric Utility | 1 | X | DFO
Petroleum Liquids.DFO | petroleum | TRUE | 5802 | City of Ellinwood - (KS) | 1274 | Ellinwood | KS | Barton | 1 | Petroleum Liquids | IC |  | S | 2.1 | 0.8 | 1.8 | 1.8 | 1.5 | N |  |  | N | Electric Utility | 1 | X | DFO | NG
Petroleum Liquids.DFO | petroleum | TRUE | 5802 | City of Ellinwood - (KS) | 1274 | Ellinwood | KS | Barton | 2 | Petroleum Liquids | IC |  | S | 1.4 | 0.8 | 1.3 | 1.3 | 0.8 | N |  |  | N | Electric Utility | 1 | X | DFO | NG
Petroleum Liquids.DFO | petroleum | TRUE | 5802 | City of Ellinwood - (KS) | 1274 | Ellinwood | KS | Barton | 3 | Petroleum Liquids | IC |  | S | 0.6 | 0.8 | 0.4 | 0.4 | 0.2 | N |  |  | N | Electric Utility | 1 | X | DFO | NG
Petroleum Liquids.DFO | petroleum | TRUE | 5802 | City of Ellinwood - (KS) | 1274 | Ellinwood | KS | Barton | 4 | Petroleum Liquids | IC |  | S | 1.1 | 0.8 | 1 | 1 | 0.5 | N |  |  | N | Electric Utility | 1 | X | DFO | NG
Petroleum Liquids.DFO | petroleum | TRUE | 5802 | City of Ellinwood - (KS) | 1274 | Ellinwood | KS | Barton | 5 | Petroleum Liquids | IC |  | S | 3.3 | 0.8 | 2.7 | 2.7 | 2 | N |  |  | N | Electric Utility | 1 | X | DFO | NG
Petroleum Liquids.DFO | petroleum | TRUE | 5957 | City of Erie - (KS) | 1276 | Erie | KS | Neosho | 3 | Petroleum Liquids | IC |  | S | 1 | 0.8 | 0.9 | 0.9 | 0.5 | N |  |  | N | Electric Utility | 1 | X | DFO
Petroleum Liquids.DFO | petroleum | TRUE | 5957 | City of Erie - (KS) | 1276 | Erie | KS | Neosho | 6 | Petroleum Liquids | IC |  | S | 1.1 | 0.8 | 1 | 1 | 0.5 | N |  |  | N | Electric Utility | 1 | X | DFO
Petroleum Liquids.DFO | petroleum | TRUE | 5957 | City of Erie - (KS) | 1276 | Erie | KS | Neosho | 7 | Petroleum Liquids | IC |  | S | 1.1 | 0.8 | 1 | 1 | 0.5 | N |  |  | N | Electric Utility | 1 | X | DFO
Petroleum Liquids.DFO | petroleum | TRUE | 5957 | City of Erie - (KS) | 1276 | Erie | KS | Neosho | 8 | Petroleum Liquids | IC |  | S | 1.1 | 0.8 | 1 | 1 | 0.5 | N |  |  | N | Electric Utility | 1 | X | DFO
Petroleum Liquids.DFO | petroleum | TRUE | 6965 | City of Garnett - (KS) | 1278 | Garnett Municipal | KS | Anderson | 1 | Petroleum Liquids | IC |  | S | 1.5 | 1 | 1.3 | 1.3 | 0.8 | N |  |  | N | Electric Utility | 1 | X | DFO | NG
Petroleum Liquids.DFO | petroleum | TRUE | 6965 | City of Garnett - (KS) | 1278 | Garnett Municipal | KS | Anderson | 2 | Petroleum Liquids | IC |  | S | 0.4 | 1 | 0.3 | 0.3 | 0.3 | N |  |  | N | Electric Utility | 1 | X | DFO | NG
Petroleum Liquids.DFO | petroleum | TRUE | 6965 | City of Garnett - (KS) | 1278 | Garnett Municipal | KS | Anderson | 3 | Petroleum Liquids | IC |  | S | 1.5 | 1 | 1.3 | 1.3 | 0.8 | N |  |  | N | Electric Utility | 1 | X | DFO | NG
Petroleum Liquids.DFO | petroleum | TRUE | 6965 | City of Garnett - (KS) | 1278 | Garnett Municipal | KS | Anderson | 4 | Petroleum Liquids | IC |  | S | 0.9 | 1 | 0.8 | 0.8 | 0.4 | N |  |  | N | Electric Utility | 1 | X | DFO | NG
Petroleum Liquids.DFO | petroleum | TRUE | 6965 | City of Garnett - (KS) | 1278 | Garnett Municipal | KS | Anderson | 7 | Petroleum Liquids | IC |  | S | 2.5 | 1 | 2.2 | 2.2 | 1.5 | N |  |  | N | Electric Utility | 1 | X | DFO | NG
Petroleum Liquids.DFO | petroleum | TRUE | 6965 | City of Garnett - (KS) | 1278 | Garnett Municipal | KS | Anderson | IC5 | Petroleum Liquids | IC |  | S | 2.4 | 1 | 2.1 | 2.1 | 1 | N |  |  | N | Electric Utility | 1 | X | DFO | NG
Petroleum Liquids.DFO | petroleum | TRUE | 6965 | City of Garnett - (KS) | 1278 | Garnett Municipal | KS | Anderson | IC6 | Petroleum Liquids | IC |  | S | 2.5 | 1 | 2.2 | 2.2 | 1.5 | N |  |  | N | Electric Utility | 1 | X | DFO | NG
Natural Gas Internal Combustion Engine.NG | natural gas peaker | TRUE | 7257 | City of Girard - (KS) | 1279 | Girard | KS | Crawford | 1 | Natural Gas Internal Combustion Engine | IC |  | S | 1.4 | 0.8 | 1.1 | 1.1 | 1 | N |  |  | N | Electric Utility | 1 | X | NG | DFO
Natural Gas Internal Combustion Engine.NG | natural gas peaker | TRUE | 7257 | City of Girard - (KS) | 1279 | Girard | KS | Crawford | 4 | Natural Gas Internal Combustion Engine | IC |  | S | 2.2 | 0.8 | 1.8 | 1.8 | 1.2 | N |  |  | N | Electric Utility | 1 | X | NG | DFO
Natural Gas Internal Combustion Engine.NG | natural gas peaker | TRUE | 7257 | City of Girard - (KS) | 1279 | Girard | KS | Crawford | 6 | Natural Gas Internal Combustion Engine | IC |  | S | 3.5 | 0.8 | 3.2 | 3.3 | 3 | N |  |  | N | Electric Utility | 1 | X | NG | DFO
Natural Gas Internal Combustion Engine.NG | natural gas peaker | TRUE | 7257 | City of Girard - (KS) | 1279 | Girard | KS | Crawford | 7 | Natural Gas Internal Combustion Engine | IC |  | S | 3.7 | 0.8 | 3.4 | 3.4 | 3.2 | N |  |  | N | Electric Utility | 1 | X | NG | DFO
Natural Gas Internal Combustion Engine.NG | natural gas peaker | TRUE | 7374 | City of Goodland - (KS) | 1280 | Goodland | KS | Sherman | 10 | Natural Gas Internal Combustion Engine | IC |  | S | 2 | 0.8 | 1.8 | 2 | 1.5 | N |  |  | N | Electric Utility | 1 | X | NG | DFO
Natural Gas Internal Combustion Engine.NG | natural gas peaker | TRUE | 7374 | City of Goodland - (KS) | 1280 | Goodland | KS | Sherman | 11 | Natural Gas Internal Combustion Engine | IC |  | S | 4.3 | 0.8 | 3.5 | 3.8 | 3.2 | N |  |  | N | Electric Utility | 1 | X | NG | DFO
Natural Gas Internal Combustion Engine.NG | natural gas peaker | TRUE | 7374 | City of Goodland - (KS) | 1280 | Goodland | KS | Sherman | 12 | Natural Gas Internal Combustion Engine | IC |  | S | 1 | 0.8 | 0.8 | 0.9 | 0.6 | N |  |  | N | Electric Utility | 1 | X | NG | DFO
Natural Gas Internal Combustion Engine.NG | natural gas peaker | TRUE | 7374 | City of Goodland - (KS) | 1280 | Goodland | KS | Sherman | 13 | Natural Gas Internal Combustion Engine | IC |  | S | 1.3 | 0.8 | 1.1 | 1.3 | 1 | N |  |  | N | Electric Utility | 1 | X | NG | DFO
Petroleum Liquids.DFO | petroleum | TRUE | 7374 | City of Goodland - (KS) | 1280 | Goodland | KS | Sherman | 3 | Petroleum Liquids | IC |  | S | 0.7 | 0.8 | 0.7 | 0.7 | 0.5 | N |  |  | N | Electric Utility | 1 | X | DFO
Natural Gas Internal Combustion Engine.NG | natural gas peaker | TRUE | 7374 | City of Goodland - (KS) | 1280 | Goodland | KS | Sherman | 6 | Natural Gas Internal Combustion Engine | IC |  | S | 2.2 | 0.8 | 1.8 | 2.1 | 1.7 | N |  |  | N | Electric Utility | 1 | X | NG | DFO
Natural Gas Internal Combustion Engine.NG | natural gas peaker | TRUE | 7374 | City of Goodland - (KS) | 1280 | Goodland | KS | Sherman | 7 | Natural Gas Internal Combustion Engine | IC |  | S | 2.2 | 0.8 | 1.8 | 2.1 | 1.7 | N |  |  | N | Electric Utility | 1 | X | NG | DFO
Natural Gas Internal Combustion Engine.NG | natural gas peaker | TRUE | 7374 | City of Goodland - (KS) | 1280 | Goodland | KS | Sherman | 8 | Natural Gas Internal Combustion Engine | IC |  | S | 5 | 0.8 | 4.6 | 4.8 | 3.5 | N |  |  | N | Electric Utility | 1 | X | NG | DFO
Petroleum Liquids.DFO | petroleum | TRUE | 8490 | City of Herington - (KS) | 1283 | Herington | KS | Dickinson | 4B | Petroleum Liquids | IC |  | S | 1.6 | 0.8 | 1.5 | 1.5 | 0.5 | N |  |  | N | Electric Utility | 1 | X | DFO
Petroleum Liquids.DFO | petroleum | TRUE | 8599 | City of Hill City | 1285 | Hill City | KS | Graham | 1 | Petroleum Liquids | IC |  | S | 1.3 | 0.8 | 1.1 | 1.2 | 0.9 | N |  |  | N | Electric Utility | 1 | X | DFO | NG
Petroleum Liquids.DFO | petroleum | TRUE | 8599 | City of Hill City | 1285 | Hill City | KS | Graham | 2 | Petroleum Liquids | IC |  | S | 1.3 | 0.8 | 1.1 | 1.2 | 0.9 | N |  |  | N | Electric Utility | 1 | X | DFO | NG
Petroleum Liquids.DFO | petroleum | TRUE | 8599 | City of Hill City | 1285 | Hill City | KS | Graham | 3 | Petroleum Liquids | IC |  | S | 0.6 | 0.8 | 0.6 | 0.6 | 0.4 | N |  |  | N | Electric Utility | 1 | X | DFO | NG
Petroleum Liquids.DFO | petroleum | TRUE | 8599 | City of Hill City | 1285 | Hill City | KS | Graham | 4 | Petroleum Liquids | IC |  | S | 1.1 | 0.8 | 1 | 1 | 0.8 | N |  |  | N | Electric Utility | 1 | X | DFO | NG
Petroleum Liquids.DFO | petroleum | TRUE | 8599 | City of Hill City | 1285 | Hill City | KS | Graham | 5 | Petroleum Liquids | IC |  | S | 1.3 | 0.8 | 1.2 | 1.2 | 0.9 | N |  |  | N | Electric Utility | 1 | X | DFO | NG
Petroleum Liquids.DFO | petroleum | TRUE | 8599 | City of Hill City | 1285 | Hill City | KS | Graham | 6 | Petroleum Liquids | IC |  | S | 1.3 | 0.8 | 1.2 | 1.2 | 0.9 | N |  |  | N | Electric Utility | 1 | X | DFO | NG
Petroleum Liquids.DFO | petroleum | TRUE | 8703 | City of Hoisington - (KS) | 1286 | Hoisington | KS | Barton | 2A | Petroleum Liquids | IC |  | S | 1 | 0.8 | 1.1 | 1.1 | 0.7 | N |  |  | N | Electric Utility | 1 | X | DFO
Natural Gas Internal Combustion Engine.NG | natural gas peaker | TRUE | 8703 | City of Hoisington - (KS) | 1286 | Hoisington | KS | Barton | 6 | Natural Gas Internal Combustion Engine | IC |  | S | 2 | 0.8 | 2 | 2 | 1.8 | N |  |  | N | Electric Utility | 1 | X | NG | DFO
Natural Gas Internal Combustion Engine.NG | natural gas peaker | TRUE | 8703 | City of Hoisington - (KS) | 1286 | Hoisington | KS | Barton | 7 | Natural Gas Internal Combustion Engine | IC |  | S | 4 | 0.8 | 4 | 4 | 2.9 | N |  |  | N | Electric Utility | 1 | X | NG | DFO
Petroleum Liquids.DFO | petroleum | TRUE | 8770 | City of Holton - (KS) | 1287 | Holton | KS | Jackson | 10 | Petroleum Liquids | IC |  | S | 2 | 0.8 | 1.8 | 2 | 1 | N |  |  | N | Electric Utility | 1 | X | DFO | NG
Petroleum Liquids.DFO | petroleum | TRUE | 8770 | City of Holton - (KS) | 1287 | Holton | KS | Jackson | 11 | Petroleum Liquids | IC |  | S | 2.4 | 0.8 | 2.2 | 2.4 | 1.7 | N |  |  | N | Electric Utility | 1 | X | DFO | NG
Natural Gas Internal Combustion Engine.NG | natural gas peaker | TRUE | 8770 | City of Holton - (KS) | 1287 | Holton | KS | Jackson | 12 | Natural Gas Internal Combustion Engine | IC |  | S | 3.1 | 0.8 | 3 | 3.1 | 2.5 | N |  |  | N | Electric Utility | 1 | X | NG | DFO
Natural Gas Internal Combustion Engine.NG | natural gas peaker | TRUE | 8770 | City of Holton - (KS) | 1287 | Holton | KS | Jackson | 13 | Natural Gas Internal Combustion Engine | IC |  | S | 3.1 | 0.8 | 3 | 3.1 | 2.5 | N |  |  | N | Electric Utility | 1 | X | NG | DFO
Petroleum Liquids.DFO | petroleum | TRUE | 8770 | City of Holton - (KS) | 1287 | Holton | KS | Jackson | 6 | Petroleum Liquids | IC |  | S | 1.8 | 0.8 | 1.4 | 1.7 | 0.9 | N |  |  | N | Electric Utility | 1 | X | DFO | NG
Petroleum Liquids.DFO | petroleum | TRUE | 8770 | City of Holton - (KS) | 1287 | Holton | KS | Jackson | 7 | Petroleum Liquids | IC |  | S | 2.8 | 0.8 | 2.4 | 2.6 | 1.2 | N |  |  | N | Electric Utility | 1 | X | DFO | NG
Petroleum Liquids.DFO | petroleum | TRUE | 8770 | City of Holton - (KS) | 1287 | Holton | KS | Jackson | 8 | Petroleum Liquids | IC |  | S | 4.3 | 0.8 | 3.8 | 4 | 2.6 | N |  |  | N | Electric Utility | 1 | X | DFO | NG
Petroleum Liquids.DFO | petroleum | TRUE | 8770 | City of Holton - (KS) | 1287 | Holton | KS | Jackson | 9 | Petroleum Liquids | IC |  | S | 2 | 0.8 | 1.8 | 2 | 1 | N |  |  | N | Electric Utility | 1 | X | DFO | NG
Natural Gas Internal Combustion Engine.NG | natural gas peaker | TRUE | 9418 | City of Iola - (KS) | 1291 | Iola | KS | Allen | 1 | Natural Gas Internal Combustion Engine | IC |  | S | 5 | 1 | 5 | 5 | 2.5 | N |  |  | N | Electric Utility | 1 | X | NG
Petroleum Liquids.DFO | petroleum | TRUE | 9418 | City of Iola - (KS) | 1291 | Iola | KS | Allen | 10 | Petroleum Liquids | IC |  | S | 2.7 | 1 | 2.9 | 2.9 | 2 | N |  |  | N | Electric Utility | 1 | X | DFO
Petroleum Liquids.DFO | petroleum | TRUE | 9418 | City of Iola - (KS) | 1291 | Iola | KS | Allen | 14 | Petroleum Liquids | IC |  | S | 2 | 1 | 2 | 2 | 1 | N |  |  | N | Electric Utility | 1 | X | DFO
Petroleum Liquids.DFO | petroleum | TRUE | 9418 | City of Iola - (KS) | 1291 | Iola | KS | Allen | 15 | Petroleum Liquids | IC |  | S | 2 | 1 | 2 | 2 | 1 | N |  |  | N | Electric Utility | 1 | X | DFO
Petroleum Liquids.DFO | petroleum | TRUE | 9418 | City of Iola - (KS) | 1291 | Iola | KS | Allen | 16 | Petroleum Liquids | IC |  | S | 1.8 | 1 | 1.8 | 1.8 | 1 | N |  |  | N | Electric Utility | 1 | X | DFO
Natural Gas Internal Combustion Engine.NG | natural gas peaker | TRUE | 9418 | City of Iola - (KS) | 1291 | Iola | KS | Allen | 2 | Natural Gas Internal Combustion Engine | IC |  | S | 5 | 1 | 5 | 5 | 2.5 | N |  |  | N | Electric Utility | 1 | X | NG
Petroleum Liquids.DFO | petroleum | TRUE | 9418 | City of Iola - (KS) | 1291 | Iola | KS | Allen | 6 | Petroleum Liquids | IC |  | S | 2.7 | 1 | 2.9 | 2.9 | 2 | N |  |  | N | Electric Utility | 1 | X | DFO
Petroleum Liquids.DFO | petroleum | TRUE | 9418 | City of Iola - (KS) | 1291 | Iola | KS | Allen | 7 | Petroleum Liquids | IC |  | S | 2.7 | 1 | 2.9 | 2.9 | 2 | N |  |  | N | Electric Utility | 1 | X | DFO
Petroleum Liquids.DFO | petroleum | TRUE | 9418 | City of Iola - (KS) | 1291 | Iola | KS | Allen | 8 | Petroleum Liquids | IC |  | S | 2.7 | 1 | 2.9 | 2.9 | 2 | N |  |  | N | Electric Utility | 1 | X | DFO
Petroleum Liquids.DFO | petroleum | TRUE | 9418 | City of Iola - (KS) | 1291 | Iola | KS | Allen | 9 | Petroleum Liquids | IC |  | S | 2.7 | 1 | 2.9 | 2.9 | 2 | N |  |  | N | Electric Utility | 1 | X | DFO
Petroleum Liquids.DFO | petroleum | TRUE | 9732 | City of Jetmore | 1292 | Jetmore | KS | Hodgeman | 8 | Petroleum Liquids | IC |  | S | 2.5 | 0.8 | 2.5 | 2.5 | 1 | N |  |  | N | Electric Utility | 1 | X | DFO
Natural Gas Steam Turbine.NG | natural gas steam turbine | TRUE | 9996 | City of Kansas City - (KS) | 1294 | Kaw | KS | Wyandotte | 1 | Natural Gas Steam Turbine | ST |  | S | 50.1 | 0.97 | 41.9 | 41.9 | 30 | N |  |  | N | Electric Utility | 1 | X | NG
Natural Gas Steam Turbine.NG | natural gas steam turbine | TRUE | 9996 | City of Kansas City - (KS) | 1294 | Kaw | KS | Wyandotte | 2 | Natural Gas Steam Turbine | ST |  | S | 50.1 | 0.97 | 41.9 | 41.9 | 30 | N |  |  | N | Electric Utility | 1 | X | NG
Natural Gas Steam Turbine.NG | natural gas steam turbine | TRUE | 9996 | City of Kansas City - (KS) | 1294 | Kaw | KS | Wyandotte | 3 | Natural Gas Steam Turbine | ST |  | S | 65.5 | 0.97 | 56.5 | 56.5 | 30 | N |  |  | N | Electric Utility | 1 | X | NG
Petroleum Liquids.DFO | petroleum | TRUE | 9996 | City of Kansas City - (KS) | 1295 | Quindaro | KS | Wyandotte | GT2 | Petroleum Liquids | GT |  | S | 72.4 | 0.9 | 56 | 56 | 20 | N |  |  | N | Electric Utility | 1 | X | DFO
Petroleum Liquids.DFO | petroleum | TRUE | 9996 | City of Kansas City - (KS) | 1295 | Quindaro | KS | Wyandotte | GT3 | Petroleum Liquids | GT |  | S | 71.2 | 0.9 | 46 | 46 | 20 | N |  |  | N | Electric Utility | 1 | X | DFO
Natural Gas Steam Turbine.NG | natural gas steam turbine | TRUE | 9996 | City of Kansas City - (KS) | 1295 | Quindaro | KS | Wyandotte | ST1 | Natural Gas Steam Turbine | ST |  | S | 81.6 | 0.97 | 72 | 72 | 35 | N |  |  | N | Electric Utility | 1 | X | NG
Natural Gas Steam Turbine.NG | natural gas steam turbine | TRUE | 9996 | City of Kansas City - (KS) | 1295 | Quindaro | KS | Wyandotte | ST2 | Natural Gas Steam Turbine | ST |  | S | 157.5 | 0.97 | 85 | 85 | 55 | N |  |  | N | Electric Utility | 1 | X | NG
Natural Gas Internal Combustion Engine.NG | natural gas peaker | TRUE | 10321 | City of Kingman - (KS) | 1296 | Kingman Municipal Power and Light Plant | KS | Kingman | 2 | Natural Gas Internal Combustion Engine | IC |  | S | 2.2 | 0.8 | 1.9 | 2 | 1 | N |  |  | N | Electric Utility | 1 | X | NG | DFO
Natural Gas Internal Combustion Engine.NG | natural gas peaker | TRUE | 10321 | City of Kingman - (KS) | 1296 | Kingman Municipal Power and Light Plant | KS | Kingman | 4 | Natural Gas Internal Combustion Engine | IC |  | S | 2.2 | 0.8 | 1.9 | 2 | 1.2 | N |  |  | N | Electric Utility | 1 | X | NG | DFO
Natural Gas Internal Combustion Engine.NG | natural gas peaker | TRUE | 10321 | City of Kingman - (KS) | 1296 | Kingman Municipal Power and Light Plant | KS | Kingman | 6 | Natural Gas Internal Combustion Engine | IC |  | S | 3.5 | 0.8 | 3.4 | 3.4 | 2.5 | N |  |  | N | Electric Utility | 1 | X | NG | DFO
Natural Gas Internal Combustion Engine.NG | natural gas peaker | TRUE | 10321 | City of Kingman - (KS) | 1296 | Kingman Municipal Power and Light Plant | KS | Kingman | 7 | Natural Gas Internal Combustion Engine | IC |  | S | 2.4 | 0.8 | 2.1 | 2.1 | 1.2 | N |  |  | N | Electric Utility | 1 | X | NG | DFO
Natural Gas Internal Combustion Engine.NG | natural gas peaker | TRUE | 10321 | City of Kingman - (KS) | 1296 | Kingman Municipal Power and Light Plant | KS | Kingman | 8 | Natural Gas Internal Combustion Engine | IC |  | S | 2.5 | 0.8 | 2.4 | 2.4 | 1.6 | N |  |  | N | Electric Utility | 1 | X | NG | DFO
Natural Gas Internal Combustion Engine.NG | natural gas peaker | TRUE | 10321 | City of Kingman - (KS) | 1296 | Kingman Municipal Power and Light Plant | KS | Kingman | 9 | Natural Gas Internal Combustion Engine | IC |  | S | 6.3 | 0.8 | 6.3 | 6.3 | 4 | N |  |  | N | Electric Utility | 1 | X | NG | DFO
Petroleum Liquids.DFO | petroleum | TRUE | 10559 | City of La Crosse - (KS) | 1297 | La Crosse | KS | Rush | 1 | Petroleum Liquids | IC |  | S | 1.1 | 0.8 | 1.1 | 1.1 | 0.5 | N |  |  | N | Electric Utility | 1 | X | DFO | NG
Petroleum Liquids.DFO | petroleum | TRUE | 10559 | City of La Crosse - (KS) | 1297 | La Crosse | KS | Rush | 2 | Petroleum Liquids | IC |  | S | 1.1 | 0.8 | 1.1 | 1.1 | 0.5 | N |  |  | N | Electric Utility | 1 | X | DFO | NG
Petroleum Liquids.DFO | petroleum | TRUE | 10559 | City of La Crosse - (KS) | 1297 | La Crosse | KS | Rush | 5 | Petroleum Liquids | IC |  | S | 1.5 | 0.8 | 1.5 | 1.5 | 0.5 | N |  |  | N | Electric Utility | 1 | X | DFO | NG
Petroleum Liquids.DFO | petroleum | TRUE | 10559 | City of La Crosse - (KS) | 1297 | La Crosse | KS | Rush | 6 | Petroleum Liquids | IC |  | S | 1.8 | 0.8 | 1.8 | 1.8 | 0.5 | N |  |  | N | Electric Utility | 1 | X | DFO | NG
Petroleum Liquids.DFO | petroleum | TRUE | 10713 | City of Larned - (KS) | 1299 | Larned | KS | Pawnee | CAT | Petroleum Liquids | IC |  | S | 2 | 1 | 2 | 2 | 0.2 | N |  |  | N | Electric Utility | 1 | X | DFO
Petroleum Liquids.DFO | petroleum | TRUE | 10713 | City of Larned - (KS) | 1299 | Larned | KS | Pawnee | CAT1 | Petroleum Liquids | IC |  | S | 2 | 1 | 2 | 2 | 0.2 | N |  |  | N | Electric Utility | 1 | X | DFO
Petroleum Liquids.DFO | petroleum | TRUE | 10713 | City of Larned - (KS) | 1299 | Larned | KS | Pawnee | CAT2 | Petroleum Liquids | IC |  | S | 2 | 1 | 2 | 2 | 0.2 | N |  |  | N | Electric Utility | 1 | X | DFO
Petroleum Liquids.DFO | petroleum | TRUE | 10713 | City of Larned - (KS) | 1299 | Larned | KS | Pawnee | CAT3 | Petroleum Liquids | IC |  | S | 2 | 1 | 2 | 2 | 0.2 | N |  |  | N | Electric Utility | 1 | X | DFO
Petroleum Liquids.DFO | petroleum | TRUE | 10713 | City of Larned - (KS) | 1299 | Larned | KS | Pawnee | CAT4 | Petroleum Liquids | IC |  | S | 2 | 1 | 2 | 2 | 0.2 | N |  |  | N | Electric Utility | 1 | X | DFO
Petroleum Liquids.DFO | petroleum | TRUE | 10713 | City of Larned - (KS) | 1299 | Larned | KS | Pawnee | IC5 | Petroleum Liquids | IC |  | S | 6.4 | 1 | 6 | 6 | 0.5 | N |  |  | N | Electric Utility | 1 | X | DFO | NG
Petroleum Liquids.DFO | petroleum | TRUE | 11017 | City of Lincoln Center - (KS) | 1300 | Lincoln | KS | Lincoln | 1 | Petroleum Liquids | IC |  | S | 1.3 | 0.8 | 1.1 | 1.1 | 0.7 | N |  |  | N | Electric Utility | 1 | X | DFO | NG
Petroleum Liquids.DFO | petroleum | TRUE | 11017 | City of Lincoln Center - (KS) | 1300 | Lincoln | KS | Lincoln | 2 | Petroleum Liquids | IC |  | S | 1.3 | 0.8 | 1.1 | 1.1 | 0.7 | N |  |  | N | Electric Utility | 1 | X | DFO | NG
Petroleum Liquids.DFO | petroleum | TRUE | 11017 | City of Lincoln Center - (KS) | 1300 | Lincoln | KS | Lincoln | 4 | Petroleum Liquids | IC |  | S | 0.7 | 0.8 | 0.6 | 0.6 | 0.4 | N |  |  | N | Electric Utility | 1 | X | DFO
Petroleum Liquids.DFO | petroleum | TRUE | 11017 | City of Lincoln Center - (KS) | 1300 | Lincoln | KS | Lincoln | 7 | Petroleum Liquids | IC |  | S | 3.5 | 0.8 | 3 | 3 | 1.5 | N |  |  | N | Electric Utility | 1 | X | DFO | NG
Petroleum Liquids.DFO | petroleum | TRUE | 11017 | City of Lincoln Center - (KS) | 1300 | Lincoln | KS | Lincoln | 8 | Petroleum Liquids | IC |  | S | 2 | 0.8 | 1.8 | 1.8 | 1.8 | N |  |  | N | Electric Utility | 1 | X | DFO
Natural Gas Fired Combustion Turbine.NG | natural gas peaker | TRUE | 12208 | City of McPherson - (KS) | 1305 | McPherson 2 | KS | McPherson | GT1 | Natural Gas Fired Combustion Turbine | GT |  | S | 72.4 | 0.9 | 50.5 | 60 | 22 | N |  |  | N | Electric Utility | 1 | X | NG | DFO
Petroleum Liquids.DFO | petroleum | TRUE | 12208 | City of McPherson - (KS) | 1305 | McPherson 2 | KS | McPherson | GT2 | Petroleum Liquids | GT |  | S | 71.2 | 0.9 | 51.8 | 60 | 22 | N |  |  | N | Electric Utility | 1 | X | DFO
Natural Gas Fired Combustion Turbine.NG | natural gas peaker | TRUE | 12208 | City of McPherson - (KS) | 1305 | McPherson 2 | KS | McPherson | GT3 | Natural Gas Fired Combustion Turbine | GT |  | S | 71.2 | 0.9 | 51.7 | 60 | 22 | N |  |  | N | Electric Utility | 1 | X | NG | DFO
Natural Gas Internal Combustion Engine.NG | natural gas peaker | TRUE | 12242 | City of Meade - (KS) | 1306 | Meade | KS | Meade | 2 | Natural Gas Internal Combustion Engine | IC |  | S | 0.9 | 0.9 | 0.8 | 0.8 | 0.4 | N |  |  | N | Electric Utility | 1 | X | NG | DFO
Natural Gas Internal Combustion Engine.NG | natural gas peaker | TRUE | 12242 | City of Meade - (KS) | 1306 | Meade | KS | Meade | 3 | Natural Gas Internal Combustion Engine | IC |  | S | 1.1 | 0.9 | 1.1 | 1.1 | 0.6 | N |  |  | N | Electric Utility | 1 | X | NG | DFO
Natural Gas Internal Combustion Engine.NG | natural gas peaker | TRUE | 12242 | City of Meade - (KS) | 1306 | Meade | KS | Meade | 4 | Natural Gas Internal Combustion Engine | IC |  | S | 1.4 | 0.9 | 1.3 | 1.4 | 0.8 | N |  |  | N | Electric Utility | 1 | X | NG | DFO
Natural Gas Internal Combustion Engine.NG | natural gas peaker | TRUE | 12242 | City of Meade - (KS) | 1306 | Meade | KS | Meade | 5 | Natural Gas Internal Combustion Engine | IC |  | S | 2.1 | 0.9 | 1.5 | 1.7 | 1.2 | N |  |  | N | Electric Utility | 1 | X | NG | DFO
Natural Gas Internal Combustion Engine.NG | natural gas peaker | TRUE | 12242 | City of Meade - (KS) | 1306 | Meade | KS | Meade | 6 | Natural Gas Internal Combustion Engine | IC |  | S | 2.7 | 0.9 | 1.9 | 2 | 1.2 | N |  |  | N | Electric Utility | 1 | X | NG | DFO
Natural Gas Internal Combustion Engine.NG | natural gas peaker | TRUE | 21533 | City of Minneapolis - (KS) | 1307 | Minneapolis City of | KS | Ottawa | 3 | Natural Gas Internal Combustion Engine | IC |  | S | 1.3 | 0.8 | 1.2 | 1.2 | 0.6 | N |  |  | N | Electric Utility | 1 | X | NG | DFO
Natural Gas Internal Combustion Engine.NG | natural gas peaker | TRUE | 21533 | City of Minneapolis - (KS) | 1307 | Minneapolis City of | KS | Ottawa | 4 | Natural Gas Internal Combustion Engine | IC |  | S | 0.7 | 0.8 | 0.5 | 0.5 | 0.3 | N |  |  | N | Electric Utility | 1 | X | NG | DFO
Natural Gas Internal Combustion Engine.NG | natural gas peaker | TRUE | 21533 | City of Minneapolis - (KS) | 1307 | Minneapolis City of | KS | Ottawa | 5 | Natural Gas Internal Combustion Engine | IC |  | S | 2.1 | 0.8 | 1.8 | 1.8 | 1 | N |  |  | N | Electric Utility | 1 | X | NG | DFO
Natural Gas Internal Combustion Engine.NG | natural gas peaker | TRUE | 21533 | City of Minneapolis - (KS) | 1307 | Minneapolis City of | KS | Ottawa | 6 | Natural Gas Internal Combustion Engine | IC |  | S | 3 | 0.8 | 2.7 | 2.7 | 1.5 | N |  |  | N | Electric Utility | 1 | X | NG | DFO
Petroleum Liquids.DFO | petroleum | TRUE | 21533 | City of Minneapolis - (KS) | 1307 | Minneapolis City of | KS | Ottawa | 7 | Petroleum Liquids | IC |  | S | 2 | 0.8 | 1.8 | 1.8 | 1 | N |  |  | N | Electric Utility | 1 | X | DFO
Petroleum Liquids.DFO | petroleum | TRUE | 13948 | City of Oberlin - (KS) | 1312 | Oberlin (KS) | KS | Decatur | 1 | Petroleum Liquids | IC |  | S | 1.1 | 0.9 | 0.9 | 0.9 | 0.6 | N | 9 | 2026 | N | Electric Utility | 1 | X | DFO | NG
Petroleum Liquids.DFO | petroleum | TRUE | 13948 | City of Oberlin - (KS) | 1312 | Oberlin (KS) | KS | Decatur | 2 | Petroleum Liquids | IC |  | S | 0.8 | 0.9 | 0.6 | 0.6 | 0.4 | N | 9 | 2026 | N | Electric Utility | 1 | X | DFO | NG
Petroleum Liquids.DFO | petroleum | TRUE | 13948 | City of Oberlin - (KS) | 1312 | Oberlin (KS) | KS | Decatur | 4 | Petroleum Liquids | IC |  | S | 1.5 | 0.9 | 1.2 | 1.2 | 0.8 | N | 9 | 2026 | N | Electric Utility | 1 | X | DFO | NG
Petroleum Liquids.DFO | petroleum | TRUE | 13948 | City of Oberlin - (KS) | 1312 | Oberlin (KS) | KS | Decatur | 5 | Petroleum Liquids | IC |  | S | 2 | 0.9 | 1.3 | 1.3 | 1 | N | 9 | 2026 | N | Electric Utility | 1 | X | DFO | NG
Petroleum Liquids.DFO | petroleum | TRUE | 13948 | City of Oberlin - (KS) | 1312 | Oberlin (KS) | KS | Decatur | 6 | Petroleum Liquids | IC |  | S | 1.5 | 0.9 | 1.2 | 1.2 | 0.8 | N | 9 | 2026 | N | Electric Utility | 1 | X | DFO | NG
Natural Gas Internal Combustion Engine.NG | natural gas peaker | TRUE | 14199 | City of Osage City - (KS) | 1313 | Osage City | KS | Osage | 1 | Natural Gas Internal Combustion Engine | IC |  | S | 1.1 | 0.8 | 0.9 | 0.9 | 0.5 | N |  |  | N | Electric Utility | 1 | X | NG | DFO
Natural Gas Internal Combustion Engine.NG | natural gas peaker | TRUE | 14199 | City of Osage City - (KS) | 1313 | Osage City | KS | Osage | 2 | Natural Gas Internal Combustion Engine | IC |  | S | 1.2 | 0.8 | 1.1 | 1.1 | 0.5 | N |  |  | N | Electric Utility | 1 | X | NG | DFO
Natural Gas Internal Combustion Engine.NG | natural gas peaker | TRUE | 14199 | City of Osage City - (KS) | 1313 | Osage City | KS | Osage | 4 | Natural Gas Internal Combustion Engine | IC |  | S | 2 | 0.8 | 1.9 | 1.9 | 1.1 | N |  |  | N | Electric Utility | 1 | X | NG | DFO
Natural Gas Internal Combustion Engine.NG | natural gas peaker | TRUE | 14199 | City of Osage City - (KS) | 1313 | Osage City | KS | Osage | 5 | Natural Gas Internal Combustion Engine | IC |  | S | 2 | 0.8 | 1.9 | 1.9 | 1.1 | N |  |  | N | Electric Utility | 1 | X | NG | DFO
Natural Gas Internal Combustion Engine.NG | natural gas peaker | TRUE | 14199 | City of Osage City - (KS) | 1313 | Osage City | KS | Osage | 7 | Natural Gas Internal Combustion Engine | IC |  | S | 1.7 | 0.8 | 1.5 | 1.5 | 1 | N |  |  | N | Electric Utility | 1 | X | NG | DFO
Natural Gas Internal Combustion Engine.NG | natural gas peaker | TRUE | 14199 | City of Osage City - (KS) | 1313 | Osage City | KS | Osage | IC3 | Natural Gas Internal Combustion Engine | IC |  | S | 2 | 0.8 | 1.9 | 1.9 | 1.1 | N |  |  | N | Electric Utility | 1 | X | NG | DFO
Natural Gas Internal Combustion Engine.NG | natural gas peaker | TRUE | 14199 | City of Osage City - (KS) | 1313 | Osage City | KS | Osage | IC6 | Natural Gas Internal Combustion Engine | IC |  | S | 1.1 | 0.8 | 0.9 | 0.9 | 0.6 | N |  |  | N | Electric Utility | 1 | X | NG | DFO
Petroleum Liquids.DFO | petroleum | TRUE | 14203 | City of Osawatomie - (KS) | 1314 | Osawatomie City of | KS | Miami | 2 | Petroleum Liquids | IC |  | S | 2.3 | 0.8 | 1.8 | 1.8 | 0.5 | N |  |  | N | Electric Utility | 1 | X | DFO | NG
Petroleum Liquids.DFO | petroleum | TRUE | 14203 | City of Osawatomie - (KS) | 1314 | Osawatomie City of | KS | Miami | 4 | Petroleum Liquids | IC |  | S | 1.2 | 0.8 | 1 | 1 | 0.2 | N |  |  | N | Electric Utility | 1 | X | DFO | NG
Petroleum Liquids.DFO | petroleum | TRUE | 14203 | City of Osawatomie - (KS) | 1314 | Osawatomie City of | KS | Miami | 5 | Petroleum Liquids | IC |  | S | 3.1 | 0.8 | 2.8 | 2.8 | 1.3 | N |  |  | N | Electric Utility | 1 | X | DFO | NG
Petroleum Liquids.DFO | petroleum | TRUE | 14214 | City of Osborne - (KS) | 1315 | Osborne | KS | Osborne | 1 | Petroleum Liquids | IC |  | S | 2.3 | 0.8 | 1.4 | 1.6 | 0.5 | N |  |  | N | Electric Utility | 1 | X | DFO | NG
Petroleum Liquids.DFO | petroleum | TRUE | 14214 | City of Osborne - (KS) | 1315 | Osborne | KS | Osborne | 2 | Petroleum Liquids | IC |  | S | 2 | 0.8 | 1.2 | 1.4 | 0.5 | N |  |  | N | Electric Utility | 1 | X | DFO | NG
Petroleum Liquids.DFO | petroleum | TRUE | 14214 | City of Osborne - (KS) | 1315 | Osborne | KS | Osborne | 3 | Petroleum Liquids | IC |  | S | 1.1 | 0.8 | 0.6 | 0.7 | 0.5 | N |  |  | N | Electric Utility | 1 | X | DFO | NG
Natural Gas Internal Combustion Engine.NG | natural gas peaker | TRUE | 14214 | City of Osborne - (KS) | 1315 | Osborne | KS | Osborne | 6 | Natural Gas Internal Combustion Engine | IC |  | S | 0.5 | 0.8 | 0.4 | 0.4 | 0.2 | N |  |  | N | Electric Utility | 1 | X | NG
Natural Gas Internal Combustion Engine.NG | natural gas peaker | TRUE | 14214 | City of Osborne - (KS) | 1315 | Osborne | KS | Osborne | 7 | Natural Gas Internal Combustion Engine | IC |  | S | 0.5 | 0.8 | 0.4 | 0.4 | 0.2 | N |  |  | N | Electric Utility | 1 | X | NG
Natural Gas Internal Combustion Engine.NG | natural gas peaker | TRUE | 14214 | City of Osborne - (KS) | 1315 | Osborne | KS | Osborne | 8 | Natural Gas Internal Combustion Engine | IC |  | S | 0.7 | 0.8 | 0.6 | 0.6 | 0.2 | N |  |  | N | Electric Utility | 1 | X | NG
Natural Gas Internal Combustion Engine.NG | natural gas peaker | TRUE | 14229 | City of Ottawa - (KS) | 1316 | Ottawa | KS | Franklin | IC3 | Natural Gas Internal Combustion Engine | IC |  | S | 3.7 | 0.8 | 3.2 | 3.2 | 2 | N |  |  | N | Electric Utility | 1 | X | NG | DFO
Natural Gas Internal Combustion Engine.NG | natural gas peaker | TRUE | 14229 | City of Ottawa - (KS) | 1316 | Ottawa | KS | Franklin | IC4 | Natural Gas Internal Combustion Engine | IC |  | S | 3.5 | 0.8 | 3 | 3 | 2 | N |  |  | N | Electric Utility | 1 | X | NG | DFO
Natural Gas Internal Combustion Engine.NG | natural gas peaker | TRUE | 14229 | City of Ottawa - (KS) | 1316 | Ottawa | KS | Franklin | IC6 | Natural Gas Internal Combustion Engine | IC |  | S | 6 | 0.8 | 5.9 | 5.9 | 3 | N |  |  | N | Electric Utility | 1 | X | NG | DFO
Natural Gas Internal Combustion Engine.NG | natural gas peaker | TRUE | 14229 | City of Ottawa - (KS) | 1316 | Ottawa | KS | Franklin | IC7 | Natural Gas Internal Combustion Engine | IC |  | S | 6 | 0.8 | 5.9 | 5.9 | 3 | N |  |  | N | Electric Utility | 1 | X | NG | DFO
Natural Gas Steam Turbine.NG | natural gas steam turbine | TRUE | 15321 | City of Pratt- (KS) | 1317 | Pratt | KS | Pratt | 5 | Natural Gas Steam Turbine | ST |  | S | 14 | 0.85 | 13 | 13 | 5 | N |  |  | N | Electric Utility | 1 | X | NG
Petroleum Liquids.DFO | petroleum | TRUE | 15321 | City of Pratt- (KS) | 1317 | Pratt | KS | Pratt | IC1 | Petroleum Liquids | IC |  | S | 1.5 | 0.8 | 1.5 | 1.5 | 0.5 | N |  |  | N | Electric Utility | 1 | X | DFO
Natural Gas Internal Combustion Engine.NG | natural gas peaker | TRUE | 16440 | City of Russell - (KS) | 1319 | Russell Downtown | KS | Russell | 11 | Natural Gas Internal Combustion Engine | IC |  | S | 3.6 | 0.8 | 3.2 | 3.2 | 3 | N |  |  | N | Electric Utility | 1 | X | NG | DFO
Natural Gas Internal Combustion Engine.NG | natural gas peaker | TRUE | 16440 | City of Russell - (KS) | 1319 | Russell Downtown | KS | Russell | 12 | Natural Gas Internal Combustion Engine | IC |  | S | 3.6 | 0.8 | 3.2 | 3.2 | 3 | N |  |  | N | Electric Utility | 1 | X | NG | DFO
Natural Gas Internal Combustion Engine.NG | natural gas peaker | TRUE | 16440 | City of Russell - (KS) | 1319 | Russell Downtown | KS | Russell | 7 | Natural Gas Internal Combustion Engine | IC |  | S | 3.5 | 0.8 | 3 | 3 | 3 | N |  |  | N | Electric Utility | 1 | X | NG | DFO
Petroleum Liquids.DFO | petroleum | TRUE | 16440 | City of Russell - (KS) | 1319 | Russell Downtown | KS | Russell | 8 | Petroleum Liquids | IC |  | S | 2.5 | 0.8 | 2.5 | 2.5 | 1.8 | N |  |  | N | Electric Utility | 1 | X | DFO
Petroleum Liquids.DFO | petroleum | TRUE | 16440 | City of Russell - (KS) | 1319 | Russell Downtown | KS | Russell | 9 | Petroleum Liquids | IC |  | S | 2.5 | 0.8 | 2.5 | 2.5 | 1.8 | N |  |  | N | Electric Utility | 1 | X | DFO
Petroleum Liquids.DFO | petroleum | TRUE | 16518 | City of Sabetha - (KS) | 1320 | Sabetha Power Plant | KS | Nemaha | 11 | Petroleum Liquids | IC |  | S | 3 | 0.8 | 2.7 | 2.7 | 1.5 | N |  |  | N | Electric Utility | 1 | X | DFO | NG
Natural Gas Internal Combustion Engine.NG | natural gas peaker | TRUE | 16518 | City of Sabetha - (KS) | 1320 | Sabetha Power Plant | KS | Nemaha | 12 | Natural Gas Internal Combustion Engine | IC |  | S | 4.4 | 0.8 | 4.1 | 4.1 | 2.5 | N |  |  | N | Electric Utility | 1 | X | NG | DFO
Petroleum Liquids.DFO | petroleum | TRUE | 16518 | City of Sabetha - (KS) | 1320 | Sabetha Power Plant | KS | Nemaha | 2 | Petroleum Liquids | IC |  | S | 1.5 | 0.8 | 1.2 | 1.2 | 1 | N |  |  | N | Electric Utility | 1 | X | DFO | NG
Petroleum Liquids.DFO | petroleum | TRUE | 16518 | City of Sabetha - (KS) | 1320 | Sabetha Power Plant | KS | Nemaha | 3 | Petroleum Liquids | IC |  | S | 0.8 | 1 | 0.6 | 0.6 | 0.5 | N |  |  | N | Electric Utility | 1 | X | DFO | NG
Petroleum Liquids.DFO | petroleum | TRUE | 16518 | City of Sabetha - (KS) | 1320 | Sabetha Power Plant | KS | Nemaha | 4 | Petroleum Liquids | IC |  | S | 1 | 1 | 0.7 | 0.7 | 0.2 | N |  |  | N | Electric Utility | 1 | X | DFO | NG
Petroleum Liquids.DFO | petroleum | TRUE | 16518 | City of Sabetha - (KS) | 1320 | Sabetha Power Plant | KS | Nemaha | 5 | Petroleum Liquids | IC |  | S | 1.4 | 0.8 | 1.2 | 1.2 | 0.8 | N |  |  | N | Electric Utility | 1 | X | DFO | NG
Petroleum Liquids.DFO | petroleum | TRUE | 16518 | City of Sabetha - (KS) | 1320 | Sabetha Power Plant | KS | Nemaha | 6 | Petroleum Liquids | IC |  | S | 1.4 | 0.8 | 1.2 | 1.2 | 0.8 | N |  |  | N | Electric Utility | 1 | X | DFO | NG
Petroleum Liquids.DFO | petroleum | TRUE | 16518 | City of Sabetha - (KS) | 1320 | Sabetha Power Plant | KS | Nemaha | 7 | Petroleum Liquids | IC |  | S | 2.2 | 0.8 | 1.8 | 1.8 | 1 | N |  |  | N | Electric Utility | 1 | X | DFO | NG
Petroleum Liquids.DFO | petroleum | TRUE | 16518 | City of Sabetha - (KS) | 1320 | Sabetha Power Plant | KS | Nemaha | 8 | Petroleum Liquids | IC |  | S | 2.5 | 0.8 | 2.1 | 2.1 | 0.8 | N |  |  | N | Electric Utility | 1 | X | DFO | NG
Petroleum Liquids.DFO | petroleum | TRUE | 16518 | City of Sabetha - (KS) | 1320 | Sabetha Power Plant | KS | Nemaha | IC10 | Petroleum Liquids | IC |  | S | 2.5 | 0.8 | 2.1 | 2.1 | 1.5 | N |  |  | N | Electric Utility | 1 | X | DFO | NG
Petroleum Liquids.DFO | petroleum | TRUE | 16518 | City of Sabetha - (KS) | 1320 | Sabetha Power Plant | KS | Nemaha | IC9 | Petroleum Liquids | IC |  | S | 1.1 | 0.8 | 1 | 1 | 0.8 | N |  |  | N | Electric Utility | 1 | X | DFO | NG
Petroleum Liquids.DFO | petroleum | TRUE | 17872 | City of St Francis - (KS) | 1321 | St Francis | KS | Cheyenne | 2 | Petroleum Liquids | IC |  | S | 1.5 | 0.8 | 1.5 | 1.5 | 0.4 | N |  |  | N | Electric Utility | 1 | X | DFO | NG
Petroleum Liquids.DFO | petroleum | TRUE | 17872 | City of St Francis - (KS) | 1321 | St Francis | KS | Cheyenne | 4 | Petroleum Liquids | IC |  | S | 2.7 | 0.8 | 2.7 | 2.7 | 0.4 | N |  |  | N | Electric Utility | 1 | X | DFO | NG
Petroleum Liquids.DFO | petroleum | TRUE | 17872 | City of St Francis - (KS) | 1321 | St Francis | KS | Cheyenne | 5 | Petroleum Liquids | IC |  | S | 0.9 | 0.8 | 0.9 | 0.9 | 0.4 | N |  |  | N | Electric Utility | 1 | X | DFO | NG
Petroleum Liquids.DFO | petroleum | TRUE | 17879 | City of St. John - (KS) | 1322 | St John | KS | Stafford | 2 | Petroleum Liquids | IC |  | S | 1.3 | 0.8 | 1.3 | 1.3 | 0.8 | N |  |  | N | Electric Utility | 1 | X | DFO
Petroleum Liquids.DFO | petroleum | TRUE | 17879 | City of St. John - (KS) | 1322 | St John | KS | Stafford | 4 | Petroleum Liquids | IC |  | S | 1.7 | 0.8 | 1.7 | 1.7 | 0.8 | N |  |  | N | Electric Utility | 1 | X | DFO
Petroleum Liquids.DFO | petroleum | TRUE | 17879 | City of St. John - (KS) | 1322 | St John | KS | Stafford | 5 | Petroleum Liquids | IC |  | S | 2 | 0.8 | 2 | 2 | 1.3 | N |  |  | N | Electric Utility | 1 | X | DFO
Natural Gas Internal Combustion Engine.NG | natural gas peaker | TRUE | 16988 | City of Sharon Springs - (KS) | 1324 | Sharon Spring | KS | Wallace | 1 | Natural Gas Internal Combustion Engine | IC |  | S | 1 | 0.8 | 1 | 1 | 0.7 | N |  |  | N | Electric Utility | 1 | X | NG | DFO
Natural Gas Internal Combustion Engine.NG | natural gas peaker | TRUE | 16988 | City of Sharon Springs - (KS) | 1324 | Sharon Spring | KS | Wallace | 2 | Natural Gas Internal Combustion Engine | IC |  | S | 1 | 0.8 | 1 | 1 | 0.7 | N |  |  | N | Electric Utility | 1 | X | NG | DFO
Natural Gas Internal Combustion Engine.NG | natural gas peaker | TRUE | 16988 | City of Sharon Springs - (KS) | 1324 | Sharon Spring | KS | Wallace | 3 | Natural Gas Internal Combustion Engine | IC |  | S | 0.4 | 0.8 | 0.4 | 0.4 | 0.2 | N |  |  | N | Electric Utility | 1 | X | NG | DFO
Natural Gas Internal Combustion Engine.NG | natural gas peaker | TRUE | 16988 | City of Sharon Springs - (KS) | 1324 | Sharon Spring | KS | Wallace | 4 | Natural Gas Internal Combustion Engine | IC |  | S | 0.6 | 0.8 | 0.6 | 0.6 | 0.4 | N |  |  | N | Electric Utility | 1 | X | NG | DFO
Petroleum Liquids.DFO | petroleum | TRUE | 17924 | City of Stafford - (KS) | 1325 | Stafford | KS | Stafford | 4 | Petroleum Liquids | IC |  | S | 1.4 | 0.97 | 1.4 | 1.4 | 0.9 | N |  |  | N | Electric Utility | 1 | X | DFO | NG
Petroleum Liquids.DFO | petroleum | TRUE | 17924 | City of Stafford - (KS) | 1325 | Stafford | KS | Stafford | 5 | Petroleum Liquids | IC |  | S | 1.1 | 0.97 | 1.1 | 1.1 | 0.9 | N |  |  | N | Electric Utility | 1 | X | DFO | NG
Petroleum Liquids.DFO | petroleum | TRUE | 18086 | City of Sterling - (KS) | 1326 | Sterling | KS | Rice | 1 | Petroleum Liquids | IC |  | S | 1.5 | 0.8 | 1.3 | 1.3 | 0.9 | N |  |  | N | Electric Utility | 1 | X | DFO | NG
Petroleum Liquids.DFO | petroleum | TRUE | 18086 | City of Sterling - (KS) | 1326 | Sterling | KS | Rice | 2 | Petroleum Liquids | IC |  | S | 0.5 | 0.8 | 0.4 | 0.4 | 0.2 | N |  |  | N | Electric Utility | 1 | X | DFO | NG
Petroleum Liquids.DFO | petroleum | TRUE | 18086 | City of Sterling - (KS) | 1326 | Sterling | KS | Rice | 3 | Petroleum Liquids | IC |  | S | 3 | 0.8 | 2.2 | 2.2 | 1 | N |  |  | N | Electric Utility | 1 | X | DFO | NG
Petroleum Liquids.DFO | petroleum | TRUE | 18086 | City of Sterling - (KS) | 1326 | Sterling | KS | Rice | 4 | Petroleum Liquids | IC |  | S | 1.1 | 0.8 | 0.8 | 0.8 | 0.6 | N |  |  | N | Electric Utility | 1 | X | DFO | NG
Petroleum Liquids.DFO | petroleum | TRUE | 18086 | City of Sterling - (KS) | 1326 | Sterling | KS | Rice | 5 | Petroleum Liquids | IC |  | S | 1.4 | 0.8 | 1.2 | 1.2 | 0.9 | N |  |  | N | Electric Utility | 1 | X | DFO | NG
Petroleum Liquids.DFO | petroleum | TRUE | 18086 | City of Sterling - (KS) | 1326 | Sterling | KS | Rice | 6 | Petroleum Liquids | IC |  | S | 1.4 | 0.8 | 1.2 | 1.2 | 0.9 | N |  |  | N | Electric Utility | 1 | X | DFO | NG
Petroleum Liquids.DFO | petroleum | TRUE | 18086 | City of Sterling - (KS) | 1326 | Sterling | KS | Rice | 7 | Petroleum Liquids | IC |  | S | 1.4 | 0.8 | 1.2 | 1.2 | 0.9 | N |  |  | N | Electric Utility | 1 | X | DFO | NG
Natural Gas Internal Combustion Engine.NG | natural gas peaker | TRUE | 18137 | City of Stockton - (KS) | 1327 | Stockton | KS | Rooks | 1 | Natural Gas Internal Combustion Engine | IC |  | S | 1.1 | 0.8 | 0.9 | 0.9 | 0.6 | N |  |  | N | Electric Utility | 1 | X | NG | DFO
Natural Gas Internal Combustion Engine.NG | natural gas peaker | TRUE | 18137 | City of Stockton - (KS) | 1327 | Stockton | KS | Rooks | 2 | Natural Gas Internal Combustion Engine | IC |  | S | 1.1 | 0.8 | 0.9 | 0.9 | 0.6 | N |  |  | N | Electric Utility | 1 | X | NG | DFO
Natural Gas Internal Combustion Engine.NG | natural gas peaker | TRUE | 18137 | City of Stockton - (KS) | 1327 | Stockton | KS | Rooks | 3 | Natural Gas Internal Combustion Engine | IC |  | S | 2 | 0.8 | 1.7 | 1.7 | 1.5 | N |  |  | N | Electric Utility | 1 | X | NG | DFO
Natural Gas Internal Combustion Engine.NG | natural gas peaker | TRUE | 18137 | City of Stockton - (KS) | 1327 | Stockton | KS | Rooks | 5 | Natural Gas Internal Combustion Engine | IC |  | S | 1.3 | 0.8 | 1 | 1 | 0.8 | N |  |  | N | Electric Utility | 1 | X | NG | DFO
Petroleum Liquids.DFO | petroleum | TRUE | 18137 | City of Stockton - (KS) | 1327 | Stockton | KS | Rooks | 6 | Petroleum Liquids | IC |  | S | 3.1 | 0.8 | 2.8 | 2.8 | 0.5 | N |  |  | N | Electric Utility | 1 | X | DFO
Natural Gas Internal Combustion Engine.NG | natural gas peaker | TRUE | 20069 | City of Wamego - (KS) | 1328 | Wamego | KS | Pottawatomie | 1 | Natural Gas Internal Combustion Engine | IC |  | S | 1.3 | 0.92 | 1.3 | 1.3 | 0.9 | N |  |  | N | Electric Utility | 1 | X | NG | DFO
Natural Gas Internal Combustion Engine.NG | natural gas peaker | TRUE | 20069 | City of Wamego - (KS) | 1328 | Wamego | KS | Pottawatomie | 10 | Natural Gas Internal Combustion Engine | IC |  | S | 3.2 | 0.92 | 3.2 | 3.2 | 1.7 | N |  |  | N | Electric Utility | 1 | X | NG | DFO
Natural Gas Internal Combustion Engine.NG | natural gas peaker | TRUE | 20069 | City of Wamego - (KS) | 1328 | Wamego | KS | Pottawatomie | 3 | Natural Gas Internal Combustion Engine | IC |  | S | 1.3 | 0.92 | 1.3 | 1.3 | 0.9 | N |  |  | N | Electric Utility | 1 | X | NG | DFO
Natural Gas Internal Combustion Engine.NG | natural gas peaker | TRUE | 20069 | City of Wamego - (KS) | 1328 | Wamego | KS | Pottawatomie | 4 | Natural Gas Internal Combustion Engine | IC |  | S | 1.1 | 0.92 | 1.1 | 1.1 | 0.5 | N |  |  | N | Electric Utility | 1 | X | NG | DFO
Natural Gas Internal Combustion Engine.NG | natural gas peaker | TRUE | 20069 | City of Wamego - (KS) | 1328 | Wamego | KS | Pottawatomie | 5 | Natural Gas Internal Combustion Engine | IC |  | S | 2 | 0.92 | 2 | 2 | 1.5 | N |  |  | N | Electric Utility | 1 | X | NG | DFO
Natural Gas Internal Combustion Engine.NG | natural gas peaker | TRUE | 20069 | City of Wamego - (KS) | 1328 | Wamego | KS | Pottawatomie | 6 | Natural Gas Internal Combustion Engine | IC |  | S | 2.4 | 0.92 | 2.4 | 2.4 | 1.5 | N |  |  | N | Electric Utility | 1 | X | NG | DFO
Natural Gas Internal Combustion Engine.NG | natural gas peaker | TRUE | 20069 | City of Wamego - (KS) | 1328 | Wamego | KS | Pottawatomie | 7 | Natural Gas Internal Combustion Engine | IC |  | S | 1.3 | 0.92 | 1.3 | 1.3 | 0.9 | N |  |  | N | Electric Utility | 1 | X | NG | DFO
Natural Gas Internal Combustion Engine.NG | natural gas peaker | TRUE | 20069 | City of Wamego - (KS) | 1328 | Wamego | KS | Pottawatomie | 8 | Natural Gas Internal Combustion Engine | IC |  | S | 1.3 | 0.92 | 1.3 | 1.3 | 0.9 | N |  |  | N | Electric Utility | 1 | X | NG | DFO
Natural Gas Internal Combustion Engine.NG | natural gas peaker | TRUE | 20069 | City of Wamego - (KS) | 1328 | Wamego | KS | Pottawatomie | 9 | Natural Gas Internal Combustion Engine | IC |  | S | 1.3 | 0.92 | 1.3 | 1.3 | 0.9 | N |  |  | N | Electric Utility | 1 | X | NG | DFO
Petroleum Liquids.DFO | petroleum | TRUE | 20141 | City of Washington - (KS) | 1329 | Washington | KS | Washington | 1 | Petroleum Liquids | IC |  | S | 1.2 | 0.8 | 1 | 1 | 0.8 | N |  |  | N | Electric Utility | 1 | X | DFO | NG
Petroleum Liquids.DFO | petroleum | TRUE | 20141 | City of Washington - (KS) | 1329 | Washington | KS | Washington | 2 | Petroleum Liquids | IC |  | S | 1 | 0.8 | 0.8 | 0.8 | 0.4 | N |  |  | N | Electric Utility | 1 | X | DFO | NG
Petroleum Liquids.DFO | petroleum | TRUE | 20141 | City of Washington - (KS) | 1329 | Washington | KS | Washington | 3 | Petroleum Liquids | IC |  | S | 0.9 | 0.8 | 0.7 | 0.8 | 0.4 | N |  |  | N | Electric Utility | 1 | X | DFO | NG
Petroleum Liquids.DFO | petroleum | TRUE | 20141 | City of Washington - (KS) | 1329 | Washington | KS | Washington | 6 | Petroleum Liquids | IC |  | S | 1.5 | 0.8 | 1.3 | 1.4 | 0.7 | N |  |  | N | Electric Utility | 1 | X | DFO | NG
Petroleum Liquids.DFO | petroleum | TRUE | 20141 | City of Washington - (KS) | 1329 | Washington | KS | Washington | IC4 | Petroleum Liquids | IC |  | S | 2.6 | 0.8 | 2.3 | 2.4 | 1.8 | N |  |  | N | Electric Utility | 1 | X | DFO
Natural Gas Steam Turbine.NG | natural gas steam turbine | TRUE | 20315 | City of Wellington - (KS) | 1330 | Wellington 1 | KS | Sumner | 4 | Natural Gas Steam Turbine | ST |  | S | 20 | 0.85 | 19.5 | 19.5 | 4 | N |  |  | N | Electric Utility | 1 | X | NG
Petroleum Liquids.DFO | petroleum | TRUE | 20315 | City of Wellington - (KS) | 1330 | Wellington 1 | KS | Sumner | 7 | Petroleum Liquids | IC |  | S | 2 | 0.8 | 2 | 2 | 1.6 | N |  |  | N | Electric Utility | 1 | X | DFO
Petroleum Liquids.DFO | petroleum | TRUE | 20315 | City of Wellington - (KS) | 1330 | Wellington 1 | KS | Sumner | 8 | Petroleum Liquids | IC |  | S | 2 | 0.8 | 2 | 2 | 1.6 | N |  |  | N | Electric Utility | 1 | X | DFO
Natural Gas Fired Combustion Turbine.NG | natural gas peaker | TRUE | 20813 | City of Winfield - (KS) | 1332 | West 14th Street | KS | Cowley | GT1 | Natural Gas Fired Combustion Turbine | GT |  | S | 11 | 0.9 | 11.1 | 11.2 | 3 | N |  |  | N | Electric Utility | 1 | X | NG
Natural Gas Steam Turbine.NG | natural gas steam turbine | TRUE | 18315 | Sunflower Electric Power Corp | 1336 | Garden City | KS | Finney | S2 | Natural Gas Steam Turbine | ST |  | S | 97.9 | 0.85 | 97.6 | 97.6 | 23 | N |  |  | N | Electric Utility | 1 | X | NG
Natural Gas Fired Combustion Turbine.NG | natural gas peaker | TRUE | 18315 | Sunflower Electric Power Corp | 1336 | Garden City | KS | Finney | S3 | Natural Gas Fired Combustion Turbine | GT |  | S | 16 | 0.85 | 12.8 | 12.8 | 10 | N |  |  | N | Electric Utility | 1 | X | NG
Natural Gas Fired Combustion Turbine.NG | natural gas peaker | TRUE | 18315 | Sunflower Electric Power Corp | 1336 | Garden City | KS | Finney | S4 | Natural Gas Fired Combustion Turbine | GT |  | S | 71.2 | 0.9 | 57.1 | 57.1 | 20 | N |  |  | N | Electric Utility | 1 | X | NG
Natural Gas Fired Combustion Turbine.NG | natural gas peaker | TRUE | 18315 | Sunflower Electric Power Corp | 1336 | Garden City | KS | Finney | S5 | Natural Gas Fired Combustion Turbine | GT |  | S | 71.2 | 0.9 | 53.8 | 53.8 | 20 | N |  |  | N | Electric Utility | 1 | X | NG
Natural Gas Steam Turbine.NG | natural gas steam turbine | TRUE | 22053 | Kentucky Power Co | 1353 | Big Sandy | KY | Lawrence | 1 | Natural Gas Steam Turbine | ST |  | S | 280.5 | 0.85 | 260 | 260 | 100 | N |  |  | N | Electric Utility | 1 | X | NG
Conventional Hydroelectric.WAT | hydro | TRUE | 10171 | Kentucky Utilities Co | 1354 | Dix Dam | KY | Mercer | 1 | Conventional Hydroelectric | HY |  | S | 9.4 | 0.8 | 10.5 | 10.5 | 2 | N |  |  | N | Electric Utility | 1 | X | WAT
Conventional Hydroelectric.WAT | hydro | TRUE | 10171 | Kentucky Utilities Co | 1354 | Dix Dam | KY | Mercer | 2 | Conventional Hydroelectric | HY |  | S | 9.4 | 0.8 | 10.5 | 10.5 | 2 | N |  |  | N | Electric Utility | 1 | X | WAT
Conventional Hydroelectric.WAT | hydro | TRUE | 10171 | Kentucky Utilities Co | 1354 | Dix Dam | KY | Mercer | 3 | Conventional Hydroelectric | HY |  | S | 9.4 | 0.8 | 10.5 | 10.5 | 2 | N |  |  | N | Electric Utility | 1 | X | WAT
Natural Gas Fired Combustion Turbine.NG | natural gas peaker | TRUE | 10171 | Kentucky Utilities Co | 1355 | E W Brown | KY | Mercer | 10 | Natural Gas Fired Combustion Turbine | GT |  | S | 126 | 0.85 | 121 | 138 | 50 | N |  |  | N | Electric Utility | 1 | X | NG | DFO
Natural Gas Fired Combustion Turbine.NG | natural gas peaker | TRUE | 10171 | Kentucky Utilities Co | 1355 | E W Brown | KY | Mercer | 11 | Natural Gas Fired Combustion Turbine | GT |  | S | 126 | 0.85 | 121 | 128 | 50 | N |  |  | N | Electric Utility | 1 | X | NG | DFO
Conventional Steam Coal.BIT | hard coal | TRUE | 10171 | Kentucky Utilities Co | 1355 | E W Brown | KY | Mercer | 3 | Conventional Steam Coal | ST |  | S | 464 | 0.9 | 412 | 416 | 155 | N |  |  | N | Electric Utility | 1 | X | BIT
Natural Gas Fired Combustion Turbine.NG | natural gas peaker | TRUE | 10171 | Kentucky Utilities Co | 1355 | E W Brown | KY | Mercer | 5 | Natural Gas Fired Combustion Turbine | GT |  | J | 123 | 0.85 | 130 | 130 | 50 | N |  |  | N | Electric Utility | 1 | X | NG
Natural Gas Fired Combustion Turbine.NG | natural gas peaker | TRUE | 10171 | Kentucky Utilities Co | 1355 | E W Brown | KY | Mercer | 6 | Natural Gas Fired Combustion Turbine | GT |  | J | 176.8 | 0.85 | 146 | 171 | 90 | N |  |  | N | Electric Utility | 1 | X | NG
Natural Gas Fired Combustion Turbine.NG | natural gas peaker | TRUE | 10171 | Kentucky Utilities Co | 1355 | E W Brown | KY | Mercer | 7 | Natural Gas Fired Combustion Turbine | GT |  | J | 176.8 | 0.85 | 146 | 171 | 105 | N |  |  | N | Electric Utility | 1 | X | NG
Natural Gas Fired Combustion Turbine.NG | natural gas peaker | TRUE | 10171 | Kentucky Utilities Co | 1355 | E W Brown | KY | Mercer | 8 | Natural Gas Fired Combustion Turbine | GT |  | S | 126 | 0.85 | 121 | 128 | 50 | N |  |  | N | Electric Utility | 1 | X | NG | DFO
Natural Gas Fired Combustion Turbine.NG | natural gas peaker | TRUE | 10171 | Kentucky Utilities Co | 1355 | E W Brown | KY | Mercer | 9 | Natural Gas Fired Combustion Turbine | GT |  | S | 126 | 0.85 | 121 | 138 | 50 | N |  |  | N | Electric Utility | 1 | X | NG | DFO
Solar Photovoltaic.SUN | solar PV | TRUE | 10171 | Kentucky Utilities Co | 1355 | E W Brown | KY | Mercer | SOLAR | Solar Photovoltaic | PV |  | J | 13 |  | 10 | 10 |  | N |  |  | N | Electric Utility | 1 | X | SUN
Conventional Steam Coal.BIT | hard coal | TRUE | 10171 | Kentucky Utilities Co | 1356 | Ghent | KY | Carroll | 1 | Conventional Steam Coal | ST |  | S | 556.9 | 0.9 | 474 | 476 | 218 | N |  |  | N | Electric Utility | 1 | X | BIT
Conventional Steam Coal.BIT | hard coal | TRUE | 10171 | Kentucky Utilities Co | 1356 | Ghent | KY | Carroll | 2 | Conventional Steam Coal | ST |  | S | 556.3 | 0.9 | 495 | 477 | 225 | N |  |  | N | Electric Utility | 1 | X | BIT
Conventional Steam Coal.BIT | hard coal | TRUE | 10171 | Kentucky Utilities Co | 1356 | Ghent | KY | Carroll | 3 | Conventional Steam Coal | ST |  | S | 556.5 | 0.9 | 485 | 478 | 210 | N |  |  | N | Electric Utility | 1 | X | BIT
Conventional Steam Coal.BIT | hard coal | TRUE | 10171 | Kentucky Utilities Co | 1356 | Ghent | KY | Carroll | 4 | Conventional Steam Coal | ST |  | S | 556.2 | 0.9 | 465 | 487 | 215 | N |  |  | N | Electric Utility | 1 | X | BIT
Natural Gas Fired Combustion Turbine.NG | natural gas peaker | TRUE | 10171 | Kentucky Utilities Co | 1358 | Haefling | KY | Fayette | 1 | Natural Gas Fired Combustion Turbine | GT |  | S | 20.7 | 0.85 | 12 | 14 | 2 | N |  |  | N | Electric Utility | 1 | X | NG
Natural Gas Fired Combustion Turbine.NG | natural gas peaker | TRUE | 10171 | Kentucky Utilities Co | 1358 | Haefling | KY | Fayette | 2 | Natural Gas Fired Combustion Turbine | GT |  | S | 20.7 | 0.85 | 12 | 14 | 2 | N |  |  | N | Electric Utility | 1 | X | NG
Conventional Hydroelectric.WAT | hydro | TRUE | 54775 | Lock 7 Hydro Partners LLC | 1359 | Mother Ann Lee | KY | Mercer | 1 | Conventional Hydroelectric | HY |  | S | 0.7 | 0.8 | 0.7 | 0.7 | 0.1 | N |  |  | N | IPP Non-CHP | 2 | X | WAT
Conventional Hydroelectric.WAT | hydro | TRUE | 54775 | Lock 7 Hydro Partners LLC | 1359 | Mother Ann Lee | KY | Mercer | 2 | Conventional Hydroelectric | HY |  | S | 0.7 | 0.8 | 0.9 | 0.9 | 0.1 | N |  |  | N | IPP Non-CHP | 2 | X | WAT
Conventional Hydroelectric.WAT | hydro | TRUE | 54775 | Lock 7 Hydro Partners LLC | 1359 | Mother Ann Lee | KY | Mercer | 3 | Conventional Hydroelectric | HY |  | S | 0.7 | 0.8 | 0.7 | 0.7 | 0.1 | N |  |  | N | IPP Non-CHP | 2 | X | WAT
Natural Gas Fired Combined Cycle.NG | natural gas combined cycle | TRUE | 11249 | Louisville Gas & Electric Co | 1363 | Cane Run | KY | Jefferson | 7A | Natural Gas Fired Combined Cycle | CT | 7ABS | J | 260 | 1 | 213 | 226 | 95 | N |  |  | N | Electric Utility | 1 | X | NG
Natural Gas Fired Combined Cycle.NG | natural gas combined cycle | TRUE | 11249 | Louisville Gas & Electric Co | 1363 | Cane Run | KY | Jefferson | 7B | Natural Gas Fired Combined Cycle | CT | 7ABS | J | 260 | 1 | 213 | 226 | 95 | N |  |  | N | Electric Utility | 1 | X | NG
Natural Gas Fired Combined Cycle.NG | natural gas combined cycle | TRUE | 11249 | Louisville Gas & Electric Co | 1363 | Cane Run | KY | Jefferson | 7S | Natural Gas Fired Combined Cycle | CA | 7ABS | J | 287 | 1 | 237 | 231 | 38 | N |  |  | N | Electric Utility | 1 | X | NG
Conventional Steam Coal.BIT | hard coal | TRUE | 11249 | Louisville Gas & Electric Co | 1364 | Mill Creek (KY) | KY | Jefferson | 1 | Conventional Steam Coal | ST |  | S | 355.5 | 0.9 | 300 | 300 | 115 | N |  |  | N | Electric Utility | 1 | X | BIT
Conventional Steam Coal.BIT | hard coal | TRUE | 11249 | Louisville Gas & Electric Co | 1364 | Mill Creek (KY) | KY | Jefferson | 2 | Conventional Steam Coal | ST |  | S | 355.5 | 0.9 | 297 | 297 | 115 | N |  |  | N | Electric Utility | 1 | X | BIT
Conventional Steam Coal.BIT | hard coal | TRUE | 11249 | Louisville Gas & Electric Co | 1364 | Mill Creek (KY) | KY | Jefferson | 3 | Conventional Steam Coal | ST |  | S | 462.6 | 0.9 | 391 | 394 | 170 | N |  |  | N | Electric Utility | 1 | X | BIT
Conventional Steam Coal.BIT | hard coal | TRUE | 11249 | Louisville Gas & Electric Co | 1364 | Mill Creek (KY) | KY | Jefferson | 4 | Conventional Steam Coal | ST |  | S | 543.6 | 0.9 | 477 | 486 | 175 | N |  |  | N | Electric Utility | 1 | X | BIT
Conventional Hydroelectric.WAT | hydro | TRUE | 11249 | Louisville Gas & Electric Co | 1365 | Ohio Falls | KY | Jefferson | 1 | Conventional Hydroelectric | HY |  | S | 13.7 | 0.93 | 12.6 | 12.6 | 2 | N |  |  | N | Electric Utility | 1 | X | WAT
Conventional Hydroelectric.WAT | hydro | TRUE | 11249 | Louisville Gas & Electric Co | 1365 | Ohio Falls | KY | Jefferson | 2 | Conventional Hydroelectric | HY |  | S | 13.7 | 0.93 | 12.6 | 12.6 | 2 | N |  |  | N | Electric Utility | 1 | X | WAT
Conventional Hydroelectric.WAT | hydro | TRUE | 11249 | Louisville Gas & Electric Co | 1365 | Ohio Falls | KY | Jefferson | 3 | Conventional Hydroelectric | HY |  | S | 13.7 | 0.93 | 12.6 | 12.6 | 2 | N |  |  | N | Electric Utility | 1 | X | WAT
Conventional Hydroelectric.WAT | hydro | TRUE | 11249 | Louisville Gas & Electric Co | 1365 | Ohio Falls | KY | Jefferson | 4 | Conventional Hydroelectric | HY |  | S | 13.7 | 0.93 | 12.6 | 12.6 | 2 | N |  |  | N | Electric Utility | 1 | X | WAT
Conventional Hydroelectric.WAT | hydro | TRUE | 11249 | Louisville Gas & Electric Co | 1365 | Ohio Falls | KY | Jefferson | 5 | Conventional Hydroelectric | HY |  | S | 13.7 | 0.93 | 12.6 | 12.6 | 2 | N |  |  | N | Electric Utility | 1 | X | WAT
Conventional Hydroelectric.WAT | hydro | TRUE | 11249 | Louisville Gas & Electric Co | 1365 | Ohio Falls | KY | Jefferson | 6 | Conventional Hydroelectric | HY |  | S | 13.7 | 0.93 | 12.6 | 12.6 | 2 | N |  |  | N | Electric Utility | 1 | X | WAT
Conventional Hydroelectric.WAT | hydro | TRUE | 11249 | Louisville Gas & Electric Co | 1365 | Ohio Falls | KY | Jefferson | 7 | Conventional Hydroelectric | HY |  | S | 13.7 | 0.93 | 12.6 | 12.6 | 2 | N |  |  | N | Electric Utility | 1 | X | WAT
Conventional Hydroelectric.WAT | hydro | TRUE | 11249 | Louisville Gas & Electric Co | 1365 | Ohio Falls | KY | Jefferson | 8 | Conventional Hydroelectric | HY |  | S | 13.7 | 0.8 | 12.6 | 12.6 | 2 | N |  |  | N | Electric Utility | 1 | X | WAT
Natural Gas Fired Combustion Turbine.NG | natural gas peaker | TRUE | 11249 | Louisville Gas & Electric Co | 1366 | Paddys Run | KY | Jefferson | 12 | Natural Gas Fired Combustion Turbine | GT |  | S | 32.6 | 0.85 | 23 | 28 | 23 | N |  |  | N | Electric Utility | 1 | X | NG
Natural Gas Fired Combustion Turbine.NG | natural gas peaker | TRUE | 11249 | Louisville Gas & Electric Co | 1366 | Paddys Run | KY | Jefferson | 13 | Natural Gas Fired Combustion Turbine | GT |  | J | 178 | 0.85 | 147 | 175 | 81 | N |  |  | N | Electric Utility | 1 | X | NG
Conventional Hydroelectric.WAT | hydro | TRUE | 19462 | USCE-Nashville District | 1371 | Barkley | KY | Lyon | 1 | Conventional Hydroelectric | HY |  | S | 32.5 | 0.9 | 37 | 37 | 32.5 | N |  |  | N | Electric Utility | 1 | X | WAT
Conventional Hydroelectric.WAT | hydro | TRUE | 19462 | USCE-Nashville District | 1371 | Barkley | KY | Lyon | 2 | Conventional Hydroelectric | HY |  | S | 32.5 | 0.9 | 37 | 37 | 32.5 | N |  |  | N | Electric Utility | 1 | X | WAT
Conventional Hydroelectric.WAT | hydro | TRUE | 19462 | USCE-Nashville District | 1371 | Barkley | KY | Lyon | 3 | Conventional Hydroelectric | HY |  | S | 32.5 | 0.9 | 37 | 37 | 32.5 | N |  |  | N | Electric Utility | 1 | X | WAT
Conventional Hydroelectric.WAT | hydro | TRUE | 19462 | USCE-Nashville District | 1371 | Barkley | KY | Lyon | 4 | Conventional Hydroelectric | HY |  | S | 32.5 | 0.9 | 37 | 37 | 32.5 | N |  |  | N | Electric Utility | 1 | X | WAT
Petroleum Liquids.DFO | petroleum | TRUE | 14459 | City of Paris - (KY) | 1376 | Paris (KY) | KY | Bourbon | 1 | Petroleum Liquids | IC |  | S | 1.3 | 0.8 | 1.4 | 1.4 | 0.2 | N |  |  | N | Electric Utility | 1 | X | DFO
Petroleum Liquids.DFO | petroleum | TRUE | 14459 | City of Paris - (KY) | 1376 | Paris (KY) | KY | Bourbon | 2 | Petroleum Liquids | IC |  | S | 1.3 | 0.8 | 1.4 | 1.4 | 0.2 | N |  |  | N | Electric Utility | 1 | X | DFO
Petroleum Liquids.DFO | petroleum | TRUE | 14459 | City of Paris - (KY) | 1376 | Paris (KY) | KY | Bourbon | 3 | Petroleum Liquids | IC |  | S | 0.7 | 0.8 | 0.8 | 0.8 | 0.2 | N |  |  | N | Electric Utility | 1 | X | DFO
Petroleum Liquids.DFO | petroleum | TRUE | 14459 | City of Paris - (KY) | 1376 | Paris (KY) | KY | Bourbon | 4 | Petroleum Liquids | IC |  | S | 0.9 | 0.8 | 1.1 | 1.1 | 0.2 | N |  |  | N | Electric Utility | 1 | X | DFO
Petroleum Liquids.DFO | petroleum | TRUE | 14459 | City of Paris - (KY) | 1376 | Paris (KY) | KY | Bourbon | 5 | Petroleum Liquids | IC |  | S | 1.1 | 0.8 | 1.2 | 1.2 | 0.2 | N |  |  | N | Electric Utility | 1 | X | DFO
Petroleum Liquids.DFO | petroleum | TRUE | 14459 | City of Paris - (KY) | 1376 | Paris (KY) | KY | Bourbon | 6 | Petroleum Liquids | IC |  | S | 3.1 | 0.8 | 3 | 3 | 0.2 | N |  |  | N | Electric Utility | 1 | X | DFO
Petroleum Liquids.DFO | petroleum | TRUE | 14459 | City of Paris - (KY) | 1376 | Paris (KY) | KY | Bourbon | 7 | Petroleum Liquids | IC |  | S | 3.1 | 0.8 | 3 | 3 | 0.2 | N |  |  | N | Electric Utility | 1 | X | DFO
Conventional Hydroelectric.WAT | hydro | TRUE | 18642 | Tennessee Valley Authority | 1377 | Kentucky Dam | KY | Marshall | 1 | Conventional Hydroelectric | HY |  | S | 44.6 | 0.92 | 44 | 37 | 18.9 | N |  |  | N | Electric Utility | 1 | X | WAT
Conventional Hydroelectric.WAT | hydro | TRUE | 18642 | Tennessee Valley Authority | 1377 | Kentucky Dam | KY | Marshall | 2 | Conventional Hydroelectric | HY |  | S | 42.4 | 0.92 | 45.4 | 37 | 18.9 | N |  |  | N | Electric Utility | 1 | X | WAT
Conventional Hydroelectric.WAT | hydro | TRUE | 18642 | Tennessee Valley Authority | 1377 | Kentucky Dam | KY | Marshall | 3 | Conventional Hydroelectric | HY |  | S | 42.4 | 0.92 | 44.9 | 37.2 | 18.9 | N |  |  | N | Electric Utility | 1 | X | WAT
Conventional Hydroelectric.WAT | hydro | TRUE | 18642 | Tennessee Valley Authority | 1377 | Kentucky Dam | KY | Marshall | 4 | Conventional Hydroelectric | HY |  | S | 44.6 | 0.92 | 43.1 | 35.4 | 18.9 | N |  |  | N | Electric Utility | 1 | X | WAT
Conventional Hydroelectric.WAT | hydro | TRUE | 18642 | Tennessee Valley Authority | 1377 | Kentucky Dam | KY | Marshall | 5 | Conventional Hydroelectric | HY |  | S | 44.6 | 0.92 | 45.1 | 36.5 | 18.9 | N |  |  | N | Electric Utility | 1 | X | WAT
Natural Gas Fired Combined Cycle.NG | natural gas combined cycle | TRUE | 18642 | Tennessee Valley Authority | 1378 | Paradise | KY | Muhlenberg | CTG1 | Natural Gas Fired Combined Cycle | CT | CC1 | S | 231 | 0.85 | 211 | 231 | 150 | N |  |  | N | Electric Utility | 1 | X | NG
Natural Gas Fired Combined Cycle.NG | natural gas combined cycle | TRUE | 18642 | Tennessee Valley Authority | 1378 | Paradise | KY | Muhlenberg | CTG2 | Natural Gas Fired Combined Cycle | CT | CC1 | S | 231 | 0.85 | 211 | 231 | 150 | N |  |  | N | Electric Utility | 1 | X | NG
Natural Gas Fired Combined Cycle.NG | natural gas combined cycle | TRUE | 18642 | Tennessee Valley Authority | 1378 | Paradise | KY | Muhlenberg | CTG3 | Natural Gas Fired Combined Cycle | CT | CC1 | S | 231 | 0.85 | 211 | 231 | 150 | N |  |  | N | Electric Utility | 1 | X | NG
Natural Gas Fired Combined Cycle.NG | natural gas combined cycle | TRUE | 18642 | Tennessee Valley Authority | 1378 | Paradise | KY | Muhlenberg | STG1 | Natural Gas Fired Combined Cycle | CA | CC1 | S | 467 | 0.85 | 467 | 467 | 70 | N |  |  | N | Electric Utility | 1 | X | NG
Conventional Steam Coal.SUB | hard coal | TRUE | 18642 | Tennessee Valley Authority | 1379 | Shawnee | KY | McCracken | 1 | Conventional Steam Coal | ST |  | S | 175 | 0.9 | 134 | 138 | 51 | N | 12 | 2033 | N | Electric Utility | 1 | X | SUB | DFO
Conventional Steam Coal.SUB | hard coal | TRUE | 18642 | Tennessee Valley Authority | 1379 | Shawnee | KY | McCracken | 2 | Conventional Steam Coal | ST |  | S | 175 | 0.9 | 134 | 138 | 51 | N | 12 | 2033 | N | Electric Utility | 1 | X | SUB | DFO
Conventional Steam Coal.SUB | hard coal | TRUE | 18642 | Tennessee Valley Authority | 1379 | Shawnee | KY | McCracken | 3 | Conventional Steam Coal | ST |  | S | 175 | 0.9 | 134 | 138 | 51 | N |  |  | N | Electric Utility | 1 | X | SUB | DFO
Conventional Steam Coal.SUB | hard coal | TRUE | 18642 | Tennessee Valley Authority | 1379 | Shawnee | KY | McCracken | 4 | Conventional Steam Coal | ST |  | S | 175 | 0.9 | 134 | 138 | 51 | N | 12 | 2033 | N | Electric Utility | 1 | X | SUB | DFO
Conventional Steam Coal.SUB | hard coal | TRUE | 18642 | Tennessee Valley Authority | 1379 | Shawnee | KY | McCracken | 5 | Conventional Steam Coal | ST |  | S | 175 | 0.9 | 134 | 138 | 51 | N | 12 | 2033 | N | Electric Utility | 1 | X | SUB | DFO
Conventional Steam Coal.SUB | hard coal | TRUE | 18642 | Tennessee Valley Authority | 1379 | Shawnee | KY | McCracken | 6 | Conventional Steam Coal | ST |  | S | 175 | 0.9 | 134 | 138 | 51 | N | 12 | 2033 | N | Electric Utility | 1 | X | SUB | DFO
Conventional Steam Coal.SUB | hard coal | TRUE | 18642 | Tennessee Valley Authority | 1379 | Shawnee | KY | McCracken | 7 | Conventional Steam Coal | ST |  | S | 175 | 0.9 | 134 | 138 | 51 | N | 12 | 2033 | N | Electric Utility | 1 | X | SUB | DFO
Conventional Steam Coal.SUB | hard coal | TRUE | 18642 | Tennessee Valley Authority | 1379 | Shawnee | KY | McCracken | 8 | Conventional Steam Coal | ST |  | S | 175 | 0.9 | 134 | 138 | 51 | N | 12 | 2033 | N | Electric Utility | 1 | X | SUB | DFO
Conventional Steam Coal.SUB | hard coal | TRUE | 18642 | Tennessee Valley Authority | 1379 | Shawnee | KY | McCracken | 9 | Conventional Steam Coal | ST |  | S | 175 | 0.9 | 134 | 138 | 51 | N | 12 | 2033 | N | Electric Utility | 1 | X | SUB | DFO
Conventional Hydroelectric.WAT | hydro | TRUE | 19462 | USCE-Nashville District | 1380 | Wolf Creek | KY | Russell | 1 | Conventional Hydroelectric | HY |  | S | 45 | 0.9 | 52 | 52 | 45 | N |  |  | N | Electric Utility | 1 | X | WAT
Conventional Hydroelectric.WAT | hydro | TRUE | 19462 | USCE-Nashville District | 1380 | Wolf Creek | KY | Russell | 2 | Conventional Hydroelectric | HY |  | S | 45 | 0.9 | 52 | 52 | 45 | N |  |  | N | Electric Utility | 1 | X | WAT
Conventional Hydroelectric.WAT | hydro | TRUE | 19462 | USCE-Nashville District | 1380 | Wolf Creek | KY | Russell | 3 | Conventional Hydroelectric | HY |  | S | 45 | 0.9 | 40 | 40 | 40 | N |  |  | N | Electric Utility | 1 | X | WAT
Conventional Hydroelectric.WAT | hydro | TRUE | 19462 | USCE-Nashville District | 1380 | Wolf Creek | KY | Russell | 4 | Conventional Hydroelectric | HY |  | S | 45 | 0.9 | 52 | 52 | 45 | N |  |  | N | Electric Utility | 1 | X | WAT
Conventional Hydroelectric.WAT | hydro | TRUE | 19462 | USCE-Nashville District | 1380 | Wolf Creek | KY | Russell | 5 | Conventional Hydroelectric | HY |  | S | 45 | 0.9 | 52 | 52 | 45 | N |  |  | N | Electric Utility | 1 | X | WAT
Conventional Hydroelectric.WAT | hydro | TRUE | 19462 | USCE-Nashville District | 1380 | Wolf Creek | KY | Russell | 6 | Conventional Hydroelectric | HY |  | S | 45 | 0.9 | 52 | 52 | 45 | N |  |  | N | Electric Utility | 1 | X | WAT
Natural Gas Fired Combustion Turbine.NG | natural gas peaker | TRUE | 1692 | Big Rivers Electric Corp | 1383 | Robert A Reid | KY | Webster | GEN2 | Natural Gas Fired Combustion Turbine | GT |  | S | 98.8 | 0.9 | 58 | 65 | 20 | N |  |  | N | Electric Utility | 1 | X | NG | DFO
Conventional Steam Coal.BIT | hard coal | TRUE | 5580 | East Kentucky Power Coop, Inc | 1384 | Cooper | KY | Pulaski | 1 | Conventional Steam Coal | ST |  | S | 113.6 | 0.928 | 116 | 116 | 30 | N |  |  | N | Electric Utility | 1 | X | BIT | WDS
Conventional Steam Coal.BIT | hard coal | TRUE | 5580 | East Kentucky Power Coop, Inc | 1384 | Cooper | KY | Pulaski | 2 | Conventional Steam Coal | ST |  | S | 230.4 | 0.938 | 225 | 225 | 100 | N |  |  | N | Electric Utility | 1 | X | BIT
Other Gases.OG | other | FALSE | 11241 | Entergy Louisiana LLC | 1391 | Louisiana 1 | LA | East Baton Rouge | 1A | Other Gases | ST |  | S | 23 | 0.85 | 18 | 18 | 2 | N |  |  | Y | Industrial CHP | 7 | B | OG | NG | DFO
Other Gases.OG | other | FALSE | 11241 | Entergy Louisiana LLC | 1391 | Louisiana 1 | LA | East Baton Rouge | 2A | Other Gases | ST |  | S | 62.5 | 0.85 | 55 | 55 | 20 | N |  |  | Y | Industrial CHP | 7 | T | OG | NG | DFO
Other Gases.OG | other | FALSE | 11241 | Entergy Louisiana LLC | 1391 | Louisiana 1 | LA | East Baton Rouge | 3A | Other Gases | ST |  | S | 63 | 0.85 | 55 | 55 | 20 | N |  |  | Y | Industrial CHP | 7 | T | OG | NG | DFO
Natural Gas Fired Combustion Turbine.NG | natural gas peaker | FALSE | 11241 | Entergy Louisiana LLC | 1391 | Louisiana 1 | LA | East Baton Rouge | 4A | Natural Gas Fired Combustion Turbine | GT |  | S | 129.1 | 0.9 | 100 | 100 | 30 | N |  |  | Y | Industrial CHP | 7 | T | NG | OG | DFO
Natural Gas Fired Combustion Turbine.NG | natural gas peaker | FALSE | 11241 | Entergy Louisiana LLC | 1391 | Louisiana 1 | LA | East Baton Rouge | 5A | Natural Gas Fired Combustion Turbine | GT |  | W | 173.3 | 0.85 | 154.4 | 164.4 | 16 | N |  |  | Y | Industrial CHP | 7 | T | NG | OG | DFO
Natural Gas Steam Turbine.NG | natural gas steam turbine | TRUE | 11241 | Entergy Louisiana LLC | 1392 | Louisiana 2 | LA | East Baton Rouge | 10 | Natural Gas Steam Turbine | ST |  | S | 50 | 0.85 | 40 | 40 | 5 | N |  |  | N | Electric Utility | 1 | X | NG
Natural Gas Steam Turbine.NG | natural gas steam turbine | TRUE | 11241 | Entergy Louisiana LLC | 1392 | Louisiana 2 | LA | East Baton Rouge | 11 | Natural Gas Steam Turbine | ST |  | S | 50 | 0.85 | 40 | 40 | 5 | N |  |  | N | Electric Utility | 1 | X | NG
Natural Gas Steam Turbine.NG | natural gas steam turbine | TRUE | 11241 | Entergy Louisiana LLC | 1392 | Louisiana 2 | LA | East Baton Rouge | 12 | Natural Gas Steam Turbine | ST |  | S | 75 | 0.85 | 58 | 58 | 10 | N |  |  | N | Electric Utility | 1 | X | NG
Petroleum Coke.PC | petroleum | TRUE | 11241 | Entergy Louisiana LLC | 1393 | R S Nelson | LA | Calcasieu | 1 | Petroleum Coke | ST |  | J | 113.6 | 0.85 | 97.2 | 109 | 80 | N |  |  | Y | Electric Utility | 1 | T | PC
Petroleum Coke.PC | petroleum | TRUE | 11241 | Entergy Louisiana LLC | 1393 | R S Nelson | LA | Calcasieu | 2 | Petroleum Coke | ST |  | J | 113.6 | 0.85 | 93.2 | 108 | 80 | N |  |  | Y | Electric Utility | 1 | T | PC
Natural Gas Steam Turbine.NG | natural gas steam turbine | TRUE | 11241 | Entergy Louisiana LLC | 1393 | R S Nelson | LA | Calcasieu | 4 | Natural Gas Steam Turbine | ST |  | S | 591.8 | 0.87 | 424.7 | 434.3 | 163 | N |  |  | N | Electric Utility | 1 | X | NG
Conventional Steam Coal.SUB | hard coal | TRUE | 11241 | Entergy Louisiana LLC | 1393 | R S Nelson | LA | Calcasieu | 6 | Conventional Steam Coal | ST |  | J | 614.6 | 0.87 | 517.5 | 536.9 | 150 | N |  |  | N | Electric Utility | 1 | X | SUB
Natural Gas Fired Combined Cycle.NG | natural gas combined cycle | TRUE | 3265 | Cleco Power LLC | 1396 | Coughlin Power Station | LA | Evangeline | 6 | Natural Gas Fired Combined Cycle | CA | CC6 | S | 113.6 | 0.85 | 104.4 |  | 50 | N |  |  | N | Electric Utility | 1 | X | NG
Natural Gas Fired Combined Cycle.NG | natural gas combined cycle | TRUE | 3265 | Cleco Power LLC | 1396 | Coughlin Power Station | LA | Evangeline | 7 | Natural Gas Fired Combined Cycle | CA | CC7 | S | 243.1 | 0.85 | 184 |  | 50 | N |  |  | N | Electric Utility | 1 | X | NG
Natural Gas Fired Combined Cycle.NG | natural gas combined cycle | TRUE | 3265 | Cleco Power LLC | 1396 | Coughlin Power Station | LA | Evangeline | U6CT | Natural Gas Fired Combined Cycle | CT | CC6 | S | 188.7 | 0.85 | 150.2 |  | 120 | N |  |  | N | Electric Utility | 1 | X | NG
Natural Gas Fired Combined Cycle.NG | natural gas combined cycle | TRUE | 3265 | Cleco Power LLC | 1396 | Coughlin Power Station | LA | Evangeline | U72 | Natural Gas Fired Combined Cycle | CT | CC7 | S | 188.7 | 0.85 | 150 |  | 120 | N |  |  | N | Electric Utility | 1 | X | NG
Natural Gas Fired Combined Cycle.NG | natural gas combined cycle | TRUE | 3265 | Cleco Power LLC | 1396 | Coughlin Power Station | LA | Evangeline | U7CT | Natural Gas Fired Combined Cycle | CT | CC7 | S | 188.7 | 0.85 | 150.6 |  | 120 | N |  |  | N | Electric Utility | 1 | X | NG
Natural Gas Steam Turbine.NG | natural gas steam turbine | TRUE | 3265 | Cleco Power LLC | 1400 | Teche | LA | St Mary | 3 | Natural Gas Steam Turbine | ST |  | S | 348.5 | 0.85 | 260 | 328 | 65 | N |  |  | N | Electric Utility | 1 | X | NG
Natural Gas Fired Combustion Turbine.NG | natural gas peaker | TRUE | 3265 | Cleco Power LLC | 1400 | Teche | LA | St Mary | 4 | Natural Gas Fired Combustion Turbine | GT |  | S | 42.2 | 0.85 | 34 | 34 | 30 | N |  |  | N | Electric Utility | 1 | X | NG
Natural Gas Steam Turbine.NG | natural gas steam turbine | TRUE | 11241 | Entergy Louisiana LLC | 1402 | Little Gypsy | LA | St Charles | 2 | Natural Gas Steam Turbine | ST |  | S | 420.7 | 0.85 | 365.9 | 373.9 | 24 | N | 6 | 2026 | N | Electric Utility | 1 | X | NG | DFO
Natural Gas Steam Turbine.NG | natural gas steam turbine | TRUE | 11241 | Entergy Louisiana LLC | 1402 | Little Gypsy | LA | St Charles | 3 | Natural Gas Steam Turbine | ST |  | S | 582.2 | 0.85 | 501.1 | 514 | 150 | N | 6 | 2029 | N | Electric Utility | 1 | X | NG | DFO
Natural Gas Steam Turbine.NG | natural gas steam turbine | TRUE | 11241 | Entergy Louisiana LLC | 1403 | Nine Mile Point | LA | Jefferson | 5 | Natural Gas Steam Turbine | ST |  | S | 895.1 | 0.9 | 740.9 | 745.8 | 190 | N | 6 | 2033 | N | Electric Utility | 1 | X | NG | DFO
Natural Gas Steam Turbine.NG | natural gas steam turbine | TRUE | 11241 | Entergy Louisiana LLC | 1403 | Nine Mile Point | LA | Jefferson | 6(4) | Natural Gas Steam Turbine | ST |  | S | 895.1 | 0.9 | 741 | 752.2 | 190 | N | 6 | 2031 | N | Electric Utility | 1 | X | NG | DFO
Natural Gas Fired Combined Cycle.NG | natural gas combined cycle | TRUE | 11241 | Entergy Louisiana LLC | 1403 | Nine Mile Point | LA | Jefferson | 6A | Natural Gas Fired Combined Cycle | CT | PB01 | S | 194.7 | 0.85 | 168 | 180 | 17 | N |  |  | N | Electric Utility | 1 | X | NG | DFO
Natural Gas Fired Combined Cycle.NG | natural gas combined cycle | TRUE | 11241 | Entergy Louisiana LLC | 1403 | Nine Mile Point | LA | Jefferson | 6B | Natural Gas Fired Combined Cycle | CT | PB01 | S | 194.7 | 0.85 | 168 | 180 | 17 | N |  |  | N | Electric Utility | 1 | X | NG | DFO
Natural Gas Fired Combined Cycle.NG | natural gas combined cycle | TRUE | 11241 | Entergy Louisiana LLC | 1403 | Nine Mile Point | LA | Jefferson | 6C | Natural Gas Fired Combined Cycle | CA | PB01 | S | 260.1 | 0.85 | 554.9 | 597.3 | 50 | N |  |  | N | Electric Utility | 1 | X | NG | DFO
Natural Gas Fired Combustion Turbine.NG | natural gas peaker | TRUE | 11241 | Entergy Louisiana LLC | 1404 | Sterlington | LA | Ouachita | 7A | Natural Gas Fired Combustion Turbine | GT | PB01 | S | 59.3 | 0.9 | 45.5 | 50 | 5 | N |  |  | N | Electric Utility | 1 | X | NG | DFO
Natural Gas Steam Turbine.NG | natural gas steam turbine | TRUE | 17698 | Southwestern Electric Power Co | 1416 | Arsenal Hill | LA | Caddo | 5 | Natural Gas Steam Turbine | ST |  | S | 125 | 0.85 | 110 | 110 | 35 | N | 12 | 2025 | N | Electric Utility | 1 | X | NG
Natural Gas Steam Turbine.NG | natural gas steam turbine | TRUE | 17698 | Southwestern Electric Power Co | 1417 | Lieberman | LA | Caddo | 3 | Natural Gas Steam Turbine | ST |  | S | 114 | 0.85 | 100 | 100 | 35 | N |  |  | N | Electric Utility | 1 | X | NG
Natural Gas Steam Turbine.NG | natural gas steam turbine | TRUE | 17698 | Southwestern Electric Power Co | 1417 | Lieberman | LA | Caddo | 4 | Natural Gas Steam Turbine | ST |  | S | 114 | 0.85 | 108 | 108 | 35 | N |  |  | N | Electric Utility | 1 | X | NG
Natural Gas Steam Turbine.NG | natural gas steam turbine | TRUE | 8884 | Terrebonne Parish Consol Gov't | 1439 | Houma | LA | Terrebonne | 14 | Natural Gas Steam Turbine | ST |  | S | 12.6 | 0.85 | 10 | 10 | 3.9 | N |  |  | N | Electric Utility | 1 | X | NG
Natural Gas Steam Turbine.NG | natural gas steam turbine | TRUE | 8884 | Terrebonne Parish Consol Gov't | 1439 | Houma | LA | Terrebonne | 15 | Natural Gas Steam Turbine | ST |  | S | 25.5 | 0.85 | 23.5 | 23.5 | 8 | N |  |  | N | Electric Utility | 1 | X | NG
Natural Gas Steam Turbine.NG | natural gas steam turbine | TRUE | 8884 | Terrebonne Parish Consol Gov't | 1439 | Houma | LA | Terrebonne | 16 | Natural Gas Steam Turbine | ST |  | S | 40.8 | 0.85 | 34 | 34 | 9 | N |  |  | N | Electric Utility | 1 | X | NG
Petroleum Liquids.DFO | petroleum | TRUE | 13483 | City of New Roads - (LA) | 1453 | New Roads | LA | Pointe Coupee | 1 | Petroleum Liquids | IC |  | S | 2.3 | 0.9 | 1.8 | 1.8 | 0.3 | N |  |  | N | Electric Utility | 1 | X | DFO | NG
Petroleum Liquids.DFO | petroleum | TRUE | 13483 | City of New Roads - (LA) | 1453 | New Roads | LA | Pointe Coupee | 2 | Petroleum Liquids | IC |  | S | 0.6 | 0.9 | 0.6 | 0.6 | 0.3 | N |  |  | N | Electric Utility | 1 | X | DFO | NG
Petroleum Liquids.DFO | petroleum | TRUE | 13483 | City of New Roads - (LA) | 1453 | New Roads | LA | Pointe Coupee | 3 | Petroleum Liquids | IC |  | S | 1.1 | 0.9 | 0.7 | 0.7 | 0.3 | N |  |  | N | Electric Utility | 1 | X | DFO | NG
Petroleum Liquids.DFO | petroleum | TRUE | 13483 | City of New Roads - (LA) | 1453 | New Roads | LA | Pointe Coupee | 4 | Petroleum Liquids | IC |  | S | 1.7 | 0.9 | 1.2 | 1.2 | 0.3 | N |  |  | N | Electric Utility | 1 | X | DFO | NG
Petroleum Liquids.DFO | petroleum | TRUE | 13483 | City of New Roads - (LA) | 1453 | New Roads | LA | Pointe Coupee | 5 | Petroleum Liquids | IC |  | S | 1.7 | 0.9 | 1.2 | 1.2 | 0.3 | N |  |  | N | Electric Utility | 1 | X | DFO | NG
Petroleum Liquids.DFO | petroleum | TRUE | 13483 | City of New Roads - (LA) | 1453 | New Roads | LA | Pointe Coupee | 6 | Petroleum Liquids | IC |  | S | 2 | 0.9 | 1.5 | 1.5 | 0.3 | N |  |  | N | Electric Utility | 1 | X | DFO | NG
Petroleum Liquids.DFO | petroleum | TRUE | 26253 | Louisiana Energy & Power Authority | 1456 | Rayne | LA | Acadia | 8 | Petroleum Liquids | IC |  | W | 4.1 | 0.9 | 3.4 | 3.4 | 0.2 | N |  |  | N | Electric Utility | 1 | X | DFO
Petroleum Liquids.DFO | petroleum | TRUE | 26253 | Louisiana Energy & Power Authority | 1456 | Rayne | LA | Acadia | 9 | Petroleum Liquids | IC |  | W | 4.1 | 0.9 | 3.6 | 3.6 | 0.2 | N |  |  | N | Electric Utility | 1 | X | DFO
Natural Gas Steam Turbine.NG | natural gas steam turbine | TRUE | 11252 | Louisiana Generating LLC | 1464 | Big Cajun 1 | LA | Pointe Coupee | 1 | Natural Gas Steam Turbine | ST |  | S | 113.6 | 0.85 | 85.6 | 85.6 | 35 | N |  |  | N | IPP Non-CHP | 2 | X | NG
Natural Gas Steam Turbine.NG | natural gas steam turbine | TRUE | 11252 | Louisiana Generating LLC | 1464 | Big Cajun 1 | LA | Pointe Coupee | 2 | Natural Gas Steam Turbine | ST |  | S | 113.6 | 0.85 | 89.6 | 89.6 | 35 | N |  |  | N | IPP Non-CHP | 2 | X | NG
Natural Gas Fired Combustion Turbine.NG | natural gas peaker | TRUE | 11252 | Louisiana Generating LLC | 1464 | Big Cajun 1 | LA | Pointe Coupee | 3 | Natural Gas Fired Combustion Turbine | GT |  | S | 132.8 | 0.9 | 97.1 | 97.1 | 70 | N |  |  | N | IPP Non-CHP | 2 | X | NG
Natural Gas Fired Combustion Turbine.NG | natural gas peaker | TRUE | 11252 | Louisiana Generating LLC | 1464 | Big Cajun 1 | LA | Pointe Coupee | 4 | Natural Gas Fired Combustion Turbine | GT |  | S | 132.8 | 0.9 | 97.7 | 97.7 | 70 | N |  |  | N | IPP Non-CHP | 2 | X | NG
Conventional Hydroelectric.WAT | hydro | TRUE | 59178 | Brookfield Black Bear Hydro, LLC | 1469 | Ellsworth Hydro Station | ME | Hancock | EL01 | Conventional Hydroelectric | HY |  | S | 2.5 | 0.8 | 2.6 | 2.5 | 1 | N |  |  | N | IPP Non-CHP | 2 | X | WAT
Conventional Hydroelectric.WAT | hydro | TRUE | 59178 | Brookfield Black Bear Hydro, LLC | 1469 | Ellsworth Hydro Station | ME | Hancock | EL02 | Conventional Hydroelectric | HY |  | S | 2 | 0.8 | 2.1 | 2 | 0.5 | N |  |  | N | IPP Non-CHP | 2 | X | WAT
Conventional Hydroelectric.WAT | hydro | TRUE | 59178 | Brookfield Black Bear Hydro, LLC | 1469 | Ellsworth Hydro Station | ME | Hancock | EL03 | Conventional Hydroelectric | HY |  | S | 2 | 0.8 | 2.1 | 2 | 0.5 | N |  |  | N | IPP Non-CHP | 2 | X | WAT
Conventional Hydroelectric.WAT | hydro | TRUE | 59178 | Brookfield Black Bear Hydro, LLC | 1469 | Ellsworth Hydro Station | ME | Hancock | EL04 | Conventional Hydroelectric | HY |  | S | 2.4 | 0.8 | 2.5 | 2.4 | 1 | N |  |  | N | IPP Non-CHP | 2 | X | WAT
Conventional Hydroelectric.WAT | hydro | TRUE | 59178 | Brookfield Black Bear Hydro, LLC | 1475 | Milford Hydro Station | ME | Penobscot | MF01 | Conventional Hydroelectric | HY |  | S | 0.7 | 0.9 | 0.7 | 0.7 | 0.2 | N |  |  | N | IPP Non-CHP | 2 | X | WAT
Conventional Hydroelectric.WAT | hydro | TRUE | 59178 | Brookfield Black Bear Hydro, LLC | 1475 | Milford Hydro Station | ME | Penobscot | MF02 | Conventional Hydroelectric | HY |  | S | 0.7 | 0.9 | 0.7 | 0.7 | 0.2 | N |  |  | N | IPP Non-CHP | 2 | X | WAT
Conventional Hydroelectric.WAT | hydro | TRUE | 59178 | Brookfield Black Bear Hydro, LLC | 1475 | Milford Hydro Station | ME | Penobscot | MF03 | Conventional Hydroelectric | HY |  | S | 1.6 | 0.8 | 1.6 | 1.6 | 1.2 | N |  |  | N | IPP Non-CHP | 2 | X | WAT
Conventional Hydroelectric.WAT | hydro | TRUE | 59178 | Brookfield Black Bear Hydro, LLC | 1475 | Milford Hydro Station | ME | Penobscot | MF04 | Conventional Hydroelectric | HY |  | S | 1.6 | 0.8 | 1.6 | 1.6 | 0.8 | N |  |  | N | IPP Non-CHP | 2 | X | WAT
Conventional Hydroelectric.WAT | hydro | TRUE | 59178 | Brookfield Black Bear Hydro, LLC | 1475 | Milford Hydro Station | ME | Penobscot | MF05 | Conventional Hydroelectric | HY |  | S | 1.6 | 0.8 | 1.6 | 1.6 | 0.7 | N |  |  | N | IPP Non-CHP | 2 | X | WAT
Conventional Hydroelectric.WAT | hydro | TRUE | 59178 | Brookfield Black Bear Hydro, LLC | 1475 | Milford Hydro Station | ME | Penobscot | MF06 | Conventional Hydroelectric | HY |  | S | 1.6 | 0.8 | 1.6 | 1.6 | 0.7 | N |  |  | N | IPP Non-CHP | 2 | X | WAT
Conventional Hydroelectric.WAT | hydro | TRUE | 59178 | Brookfield Black Bear Hydro, LLC | 1478 | Stillwater Hydro Station | ME | Penobscot | SW01 | Conventional Hydroelectric | HY |  | S | 0.4 | 0.8 | 0.5 | 0.5 | 0.2 | N |  |  | N | IPP Non-CHP | 2 | X | WAT
Conventional Hydroelectric.WAT | hydro | TRUE | 59178 | Brookfield Black Bear Hydro, LLC | 1478 | Stillwater Hydro Station | ME | Penobscot | SW02 | Conventional Hydroelectric | HY |  | S | 0.4 | 0.8 | 0.5 | 0.5 | 0.2 | N |  |  | N | IPP Non-CHP | 2 | X | WAT
Conventional Hydroelectric.WAT | hydro | TRUE | 59178 | Brookfield Black Bear Hydro, LLC | 1478 | Stillwater Hydro Station | ME | Penobscot | SW03 | Conventional Hydroelectric | HY |  | S | 0.4 | 0.8 | 0.5 | 0.5 | 0.2 | N |  |  | N | IPP Non-CHP | 2 | X | WAT
Conventional Hydroelectric.WAT | hydro | TRUE | 59178 | Brookfield Black Bear Hydro, LLC | 1478 | Stillwater Hydro Station | ME | Penobscot | SW04 | Conventional Hydroelectric | HY |  | S | 0.6 | 0.8 | 0.6 | 0.6 | 0.2 | N |  |  | N | IPP Non-CHP | 2 | X | WAT
Conventional Hydroelectric.WAT | hydro | TRUE | 39006 | Brookfield White Pine Hydro LLC | 1482 | Bonny Eagle | ME | York | 1 | Conventional Hydroelectric | HY |  | S | 1.2 | 0.9 | 1.5 | 1.5 | 0.1 | N |  |  | N | IPP Non-CHP | 2 | X | WAT
Conventional Hydroelectric.WAT | hydro | TRUE | 39006 | Brookfield White Pine Hydro LLC | 1482 | Bonny Eagle | ME | York | 2 | Conventional Hydroelectric | HY |  | S | 1.2 | 0.9 | 1.5 | 1.5 | 0.1 | N |  |  | N | IPP Non-CHP | 2 | X | WAT
Conventional Hydroelectric.WAT | hydro | TRUE | 39006 | Brookfield White Pine Hydro LLC | 1482 | Bonny Eagle | ME | York | 3 | Conventional Hydroelectric | HY |  | S | 1.2 | 0.9 | 1.5 | 1.5 | 0.1 | N |  |  | N | IPP Non-CHP | 2 | X | WAT
Conventional Hydroelectric.WAT | hydro | TRUE | 39006 | Brookfield White Pine Hydro LLC | 1482 | Bonny Eagle | ME | York | 4 | Conventional Hydroelectric | HY |  | S | 1.2 | 0.9 | 1.5 | 1.5 | 0.1 | N |  |  | N | IPP Non-CHP | 2 | X | WAT
Conventional Hydroelectric.WAT | hydro | TRUE | 39006 | Brookfield White Pine Hydro LLC | 1482 | Bonny Eagle | ME | York | 5 | Conventional Hydroelectric | HY |  | S | 1.2 | 0.9 | 1.5 | 1.5 | 0.1 | N |  |  | N | IPP Non-CHP | 2 | X | WAT
Conventional Hydroelectric.WAT | hydro | TRUE | 39006 | Brookfield White Pine Hydro LLC | 1482 | Bonny Eagle | ME | York | 6 | Conventional Hydroelectric | HY |  | S | 1.2 | 0.9 | 1.5 | 1.5 | 0.1 | N |  |  | N | IPP Non-CHP | 2 | X | WAT
Conventional Hydroelectric.WAT | hydro | TRUE | 39006 | Brookfield White Pine Hydro LLC | 1483 | Brunswick Hydro | ME | Cumberland | B1 | Conventional Hydroelectric | HY |  | S | 12.6 | 0.9 | 13 | 13 | 0.1 | N |  |  | N | IPP Non-CHP | 2 | X | WAT
Conventional Hydroelectric.WAT | hydro | TRUE | 39006 | Brookfield White Pine Hydro LLC | 1483 | Brunswick Hydro | ME | Cumberland | B2 | Conventional Hydroelectric | HY |  | S | 3.5 | 0.9 | 3.5 | 3.5 | 0.1 | N |  |  | N | IPP Non-CHP | 2 | X | WAT
Conventional Hydroelectric.WAT | hydro | TRUE | 39006 | Brookfield White Pine Hydro LLC | 1483 | Brunswick Hydro | ME | Cumberland | B3 | Conventional Hydroelectric | HY |  | S | 3.5 | 0.9 | 3.5 | 3.5 | 0.1 | N |  |  | N | IPP Non-CHP | 2 | X | WAT
Petroleum Liquids.DFO | petroleum | TRUE | 14876 | FPL Energy Cape LLC | 1484 | Cape Gas Turbine | ME | Cumberland | GT4 | Petroleum Liquids | GT |  | S | 17.5 | 0.85 | 16 | 20 | 2 | N |  |  | N | IPP Non-CHP | 2 | X | DFO
Petroleum Liquids.DFO | petroleum | TRUE | 14876 | FPL Energy Cape LLC | 1484 | Cape Gas Turbine | ME | Cumberland | GT5 | Petroleum Liquids | GT |  | S | 17.5 | 0.85 | 16 | 20 | 2 | N |  |  | N | IPP Non-CHP | 2 | X | DFO
Conventional Hydroelectric.WAT | hydro | TRUE | 39006 | Brookfield White Pine Hydro LLC | 1486 | Cataract Hydro | ME | York | 1 | Conventional Hydroelectric | HY |  | S | 6.6 | 0.8 | 8 | 8 | 0.5 | N |  |  | N | IPP Non-CHP | 2 | X | WAT
Conventional Hydroelectric.WAT | hydro | TRUE | 39006 | Brookfield White Pine Hydro LLC | 1488 | Deer Rips | ME | Androscoggin | DR1 | Conventional Hydroelectric | HY |  | S | 0.6 | 0.8 | 0.7 | 0.7 | 0.1 | N |  |  | N | IPP Non-CHP | 2 | X | WAT
Conventional Hydroelectric.WAT | hydro | TRUE | 39006 | Brookfield White Pine Hydro LLC | 1488 | Deer Rips | ME | Androscoggin | DR2 | Conventional Hydroelectric | HY |  | S | 0.6 | 0.8 | 0.7 | 0.7 | 0.1 | N |  |  | N | IPP Non-CHP | 2 | X | WAT
Conventional Hydroelectric.WAT | hydro | TRUE | 39006 | Brookfield White Pine Hydro LLC | 1488 | Deer Rips | ME | Androscoggin | DR3 | Conventional Hydroelectric | HY |  | S | 0.9 | 0.8 | 0.8 | 0.8 | 0.1 | N |  |  | N | IPP Non-CHP | 2 | X | WAT
Conventional Hydroelectric.WAT | hydro | TRUE | 39006 | Brookfield White Pine Hydro LLC | 1488 | Deer Rips | ME | Androscoggin | DR4 | Conventional Hydroelectric | HY |  | S | 0.8 | 0.8 | 0.7 | 0.7 | 0.1 | N |  |  | N | IPP Non-CHP | 2 | X | WAT
Conventional Hydroelectric.WAT | hydro | TRUE | 39006 | Brookfield White Pine Hydro LLC | 1488 | Deer Rips | ME | Androscoggin | DR5 | Conventional Hydroelectric | HY |  | S | 0.8 | 0.8 | 0.7 | 0.7 | 0.1 | N |  |  | N | IPP Non-CHP | 2 | X | WAT
Conventional Hydroelectric.WAT | hydro | TRUE | 39006 | Brookfield White Pine Hydro LLC | 1488 | Deer Rips | ME | Androscoggin | DR6 | Conventional Hydroelectric | HY |  | S | 1.8 | 0.8 | 1.7 | 1.7 | 0.1 | N |  |  | N | IPP Non-CHP | 2 | X | WAT
Conventional Hydroelectric.WAT | hydro | TRUE | 39006 | Brookfield White Pine Hydro LLC | 1488 | Deer Rips | ME | Androscoggin | DR7 | Conventional Hydroelectric | HY |  | S | 1 | 0.8 | 0.9 | 0.9 | 0.1 | N |  |  | N | IPP Non-CHP | 2 | X | WAT
Conventional Hydroelectric.WAT | hydro | TRUE | 39006 | Brookfield White Pine Hydro LLC | 1491 | Gulf Island | ME | Androscoggin | GI1 | Conventional Hydroelectric | HY |  | S | 6.4 | 0.8 | 7.2 | 7.2 | 0.5 | N |  |  | N | IPP Non-CHP | 2 | X | WAT
Conventional Hydroelectric.WAT | hydro | TRUE | 39006 | Brookfield White Pine Hydro LLC | 1491 | Gulf Island | ME | Androscoggin | GI2 | Conventional Hydroelectric | HY |  | S | 6.4 | 0.8 | 8.1 | 8.1 | 0.5 | N |  |  | N | IPP Non-CHP | 2 | X | WAT
Conventional Hydroelectric.WAT | hydro | TRUE | 39006 | Brookfield White Pine Hydro LLC | 1491 | Gulf Island | ME | Androscoggin | GI3 | Conventional Hydroelectric | HY |  | S | 6.4 | 0.8 | 7.9 | 7.9 | 0.5 | N |  |  | N | IPP Non-CHP | 2 | X | WAT
Conventional Hydroelectric.WAT | hydro | TRUE | 39006 | Brookfield White Pine Hydro LLC | 1492 | Harris Hydro | ME | Somerset | HA1 | Conventional Hydroelectric | HY |  | S | 15 | 0.9 | 16.8 | 16.8 | 2 | N |  |  | N | IPP Non-CHP | 2 | X | WAT
Conventional Hydroelectric.WAT | hydro | TRUE | 39006 | Brookfield White Pine Hydro LLC | 1492 | Harris Hydro | ME | Somerset | HA2 | Conventional Hydroelectric | HY |  | S | 30 | 0.9 | 35 | 34.9 | 15 | N |  |  | N | IPP Non-CHP | 2 | X | WAT
Conventional Hydroelectric.WAT | hydro | TRUE | 39006 | Brookfield White Pine Hydro LLC | 1492 | Harris Hydro | ME | Somerset | HA3 | Conventional Hydroelectric | HY |  | S | 30 | 0.9 | 34.2 | 34.2 | 15 | N |  |  | N | IPP Non-CHP | 2 | X | WAT
Conventional Hydroelectric.WAT | hydro | TRUE | 39006 | Brookfield White Pine Hydro LLC | 1492 | Harris Hydro | ME | Somerset | HA4 | Conventional Hydroelectric | HY |  | S | 1.4 | 0.9 | 1.4 | 1.4 | 0.1 | N |  |  | N | IPP Non-CHP | 2 | X | WAT
Conventional Hydroelectric.WAT | hydro | TRUE | 39006 | Brookfield White Pine Hydro LLC | 1493 | Hiram | ME | Cumberland | 1 | Conventional Hydroelectric | HY |  | S | 2.4 | 0.9 | 3.1 | 3.1 | 0.1 | N |  |  | N | IPP Non-CHP | 2 | X | WAT
Conventional Hydroelectric.WAT | hydro | TRUE | 39006 | Brookfield White Pine Hydro LLC | 1493 | Hiram | ME | Cumberland | 2 | Conventional Hydroelectric | HY |  | S | 8.1 | 0.9 | 8.5 | 8.5 | 0.1 | N |  |  | N | IPP Non-CHP | 2 | X | WAT
Conventional Hydroelectric.WAT | hydro | TRUE | 56854 | Messalonskee Stream Hydro LLC | 1497 | Messalonskee 2 (Oakland) | ME | Kennebec | 1 | Conventional Hydroelectric | HY |  | S | 2.8 | 0.8 | 2.8 | 2.8 | 0.3 | N |  |  | N | IPP Non-CHP | 2 | X | WAT
Conventional Hydroelectric.WAT | hydro | TRUE | 56854 | Messalonskee Stream Hydro LLC | 1498 | Messalonskee 3 | ME | Kennebec | 1 | Conventional Hydroelectric | HY |  | S | 1.6 | 0.8 | 1.6 | 1.6 | 0.3 | N |  |  | N | IPP Non-CHP | 2 | X | WAT
Conventional Hydroelectric.WAT | hydro | TRUE | 56854 | Messalonskee Stream Hydro LLC | 1500 | Messalonskee 5 | ME | Kennebec | 1 | Conventional Hydroelectric | HY |  | S | 1.8 | 0.8 | 1.8 | 1.8 | 0.3 | N |  |  | N | IPP Non-CHP | 2 | X | WAT
Conventional Hydroelectric.WAT | hydro | TRUE | 39006 | Brookfield White Pine Hydro LLC | 1501 | North Gorham | ME | Cumberland | 1 | Conventional Hydroelectric | HY |  | S | 1.1 | 0.9 | 1 | 1 | 0.1 | N |  |  | N | IPP Non-CHP | 2 | X | WAT
Conventional Hydroelectric.WAT | hydro | TRUE | 39006 | Brookfield White Pine Hydro LLC | 1501 | North Gorham | ME | Cumberland | 2 | Conventional Hydroelectric | HY |  | S | 1.1 | 0.9 | 1 | 1 | 0.1 | N |  |  | N | IPP Non-CHP | 2 | X | WAT
Conventional Hydroelectric.WAT | hydro | TRUE | 39006 | Brookfield White Pine Hydro LLC | 1504 | Shawmut | ME | Somerset | SH1 | Conventional Hydroelectric | HY |  | S | 0.7 | 0.9 | 0.9 | 0.9 | 0.1 | N |  |  | N | IPP Non-CHP | 2 | X | WAT
Conventional Hydroelectric.WAT | hydro | TRUE | 39006 | Brookfield White Pine Hydro LLC | 1504 | Shawmut | ME | Somerset | SH2 | Conventional Hydroelectric | HY |  | S | 0.7 | 0.9 | 0.9 | 0.9 | 0.1 | N |  |  | N | IPP Non-CHP | 2 | X | WAT
Conventional Hydroelectric.WAT | hydro | TRUE | 39006 | Brookfield White Pine Hydro LLC | 1504 | Shawmut | ME | Somerset | SH3 | Conventional Hydroelectric | HY |  | S | 0.7 | 0.9 | 0.9 | 0.9 | 0.1 | N |  |  | N | IPP Non-CHP | 2 | X | WAT
Conventional Hydroelectric.WAT | hydro | TRUE | 39006 | Brookfield White Pine Hydro LLC | 1504 | Shawmut | ME | Somerset | SH4 | Conventional Hydroelectric | HY |  | S | 0.7 | 0.9 | 0.9 | 0.9 | 0.1 | N |  |  | N | IPP Non-CHP | 2 | X | WAT
Conventional Hydroelectric.WAT | hydro | TRUE | 39006 | Brookfield White Pine Hydro LLC | 1504 | Shawmut | ME | Somerset | SH5 | Conventional Hydroelectric | HY |  | S | 0.7 | 0.9 | 0.9 | 0.9 | 0.1 | N |  |  | N | IPP Non-CHP | 2 | X | WAT
Conventional Hydroelectric.WAT | hydro | TRUE | 39006 | Brookfield White Pine Hydro LLC | 1504 | Shawmut | ME | Somerset | SH6 | Conventional Hydroelectric | HY |  | S | 0.9 | 0.9 | 0.9 | 0.9 | 0.1 | N |  |  | N | IPP Non-CHP | 2 | X | WAT
Conventional Hydroelectric.WAT | hydro | TRUE | 39006 | Brookfield White Pine Hydro LLC | 1504 | Shawmut | ME | Somerset | SH7 | Conventional Hydroelectric | HY |  | S | 2.2 | 0.9 | 1.9 | 1.9 | 0.1 | N |  |  | N | IPP Non-CHP | 2 | X | WAT
Conventional Hydroelectric.WAT | hydro | TRUE | 39006 | Brookfield White Pine Hydro LLC | 1504 | Shawmut | ME | Somerset | SH8 | Conventional Hydroelectric | HY |  | S | 2.2 | 0.9 | 1.9 | 1.9 | 0.1 | N |  |  | N | IPP Non-CHP | 2 | X | WAT
Conventional Hydroelectric.WAT | hydro | TRUE | 39006 | Brookfield White Pine Hydro LLC | 1505 | Skelton | ME | York | 1 | Conventional Hydroelectric | HY |  | S | 8.4 | 0.9 | 10.8 | 10.8 | 0.5 | N |  |  | N | IPP Non-CHP | 2 | X | WAT
Conventional Hydroelectric.WAT | hydro | TRUE | 39006 | Brookfield White Pine Hydro LLC | 1505 | Skelton | ME | York | 2 | Conventional Hydroelectric | HY |  | S | 8.4 | 0.9 | 10.8 | 10.8 | 0.5 | N |  |  | N | IPP Non-CHP | 2 | X | WAT
Petroleum Liquids.RFO | petroleum | TRUE | 31719 | FPL Energy Wyman LLC | 1507 | William F Wyman Hybrid | ME | Cumberland | 1 | Petroleum Liquids | ST |  | S | 50 | 0.85 | 50.1 | 49.5 | 10 | N |  |  | N | IPP Non-CHP | 2 | X | RFO
Petroleum Liquids.RFO | petroleum | TRUE | 31719 | FPL Energy Wyman LLC | 1507 | William F Wyman Hybrid | ME | Cumberland | 2 | Petroleum Liquids | ST |  | S | 50 | 0.85 | 47.8 | 52.8 | 10 | N |  |  | N | IPP Non-CHP | 2 | X | RFO
Petroleum Liquids.RFO | petroleum | TRUE | 31719 | FPL Energy Wyman LLC | 1507 | William F Wyman Hybrid | ME | Cumberland | 3 | Petroleum Liquids | ST |  | S | 113.6 | 0.85 | 110.9 | 113.8 | 30 | N |  |  | N | IPP Non-CHP | 2 | X | RFO
Petroleum Liquids.RFO | petroleum | TRUE | 31719 | FPL Energy Wyman LLC | 1507 | William F Wyman Hybrid | ME | Cumberland | 4 | Petroleum Liquids | ST |  | J | 632.4 | 0.93 | 602.1 | 605.8 | 60 | N |  |  | N | IPP Non-CHP | 2 | X | RFO
Batteries.MWH | battery storage | 0 | 31719 | FPL Energy Wyman LLC | 1507 | William F Wyman Hybrid | ME | Cumberland | BESS | Batteries | BA |  | S | 16.7 |  | 16.2 | 16.2 | 0 | N |  |  | N | IPP Non-CHP | 2 | X | MWH
Conventional Hydroelectric.WAT | hydro | TRUE | 39006 | Brookfield White Pine Hydro LLC | 1508 | West Buxton | ME | York | WB1 | Conventional Hydroelectric | HY |  | S | 0.6 | 0.9 | 0.6 | 0.6 | 0.1 | N |  |  | N | IPP Non-CHP | 2 | X | WAT
Conventional Hydroelectric.WAT | hydro | TRUE | 39006 | Brookfield White Pine Hydro LLC | 1508 | West Buxton | ME | York | WB2 | Conventional Hydroelectric | HY |  | S | 0.6 | 0.9 | 0.6 | 0.6 | 0.1 | N |  |  | N | IPP Non-CHP | 2 | X | WAT
Conventional Hydroelectric.WAT | hydro | TRUE | 39006 | Brookfield White Pine Hydro LLC | 1508 | West Buxton | ME | York | WB3 | Conventional Hydroelectric | HY |  | S | 1.1 | 0.9 | 1.1 | 1.1 | 0.1 | N |  |  | N | IPP Non-CHP | 2 | X | WAT
Conventional Hydroelectric.WAT | hydro | TRUE | 39006 | Brookfield White Pine Hydro LLC | 1508 | West Buxton | ME | York | WB4 | Conventional Hydroelectric | HY |  | S | 0.7 | 0.9 | 0.7 | 0.7 | 0.1 | N |  |  | N | IPP Non-CHP | 2 | X | WAT
Conventional Hydroelectric.WAT | hydro | TRUE | 39006 | Brookfield White Pine Hydro LLC | 1508 | West Buxton | ME | York | WB5 | Conventional Hydroelectric | HY |  | S | 0.7 | 0.9 | 0.7 | 0.7 | 0.1 | N |  |  | N | IPP Non-CHP | 2 | X | WAT
Conventional Hydroelectric.WAT | hydro | TRUE | 39006 | Brookfield White Pine Hydro LLC | 1508 | West Buxton | ME | York | WB6 | Conventional Hydroelectric | HY |  | S | 4 | 0.9 | 4 | 4 | 0.1 | N |  |  | N | IPP Non-CHP | 2 | X | WAT
Conventional Hydroelectric.WAT | hydro | TRUE | 39006 | Brookfield White Pine Hydro LLC | 1509 | Weston Hydro | ME | Somerset | WE1 | Conventional Hydroelectric | HY |  | S | 3 | 0.8 | 3.3 | 3.3 | 0.1 | N |  |  | N | IPP Non-CHP | 2 | X | WAT
Conventional Hydroelectric.WAT | hydro | TRUE | 39006 | Brookfield White Pine Hydro LLC | 1509 | Weston Hydro | ME | Somerset | WE2 | Conventional Hydroelectric | HY |  | S | 3 | 0.8 | 3.3 | 3.3 | 0.1 | N |  |  | N | IPP Non-CHP | 2 | X | WAT
Conventional Hydroelectric.WAT | hydro | TRUE | 39006 | Brookfield White Pine Hydro LLC | 1509 | Weston Hydro | ME | Somerset | WE3 | Conventional Hydroelectric | HY |  | S | 3 | 0.8 | 3.3 | 3.3 | 0.1 | N |  |  | N | IPP Non-CHP | 2 | X | WAT
Conventional Hydroelectric.WAT | hydro | TRUE | 39006 | Brookfield White Pine Hydro LLC | 1509 | Weston Hydro | ME | Somerset | WE4 | Conventional Hydroelectric | HY |  | S | 3 | 0.8 | 3.3 | 3.3 | 0.1 | N |  |  | N | IPP Non-CHP | 2 | X | WAT
Conventional Hydroelectric.WAT | hydro | TRUE | 39006 | Brookfield White Pine Hydro LLC | 1510 | Williams Hydro | ME | Somerset | WI1 | Conventional Hydroelectric | HY |  | S | 7 | 0.9 | 8.2 | 8.2 | 0.1 | N |  |  | N | IPP Non-CHP | 2 | X | WAT
Conventional Hydroelectric.WAT | hydro | TRUE | 39006 | Brookfield White Pine Hydro LLC | 1510 | Williams Hydro | ME | Somerset | WI2 | Conventional Hydroelectric | HY |  | S | 6 | 0.9 | 6.7 | 6.7 | 0.1 | N |  |  | N | IPP Non-CHP | 2 | X | WAT
Conventional Hydroelectric.WAT | hydro | TRUE | 39006 | Brookfield White Pine Hydro LLC | 1511 | Wyman Hydro | ME | Somerset | WY1 | Conventional Hydroelectric | HY |  | S | 24 | 0.9 | 29.4 | 29.4 | 8 | N |  |  | N | IPP Non-CHP | 2 | X | WAT
Conventional Hydroelectric.WAT | hydro | TRUE | 39006 | Brookfield White Pine Hydro LLC | 1511 | Wyman Hydro | ME | Somerset | WY2 | Conventional Hydroelectric | HY |  | S | 24 | 1 | 29.9 | 29.9 | 23 | N |  |  | N | IPP Non-CHP | 2 | X | WAT
Conventional Hydroelectric.WAT | hydro | TRUE | 39006 | Brookfield White Pine Hydro LLC | 1511 | Wyman Hydro | ME | Somerset | WY3 | Conventional Hydroelectric | HY |  | S | 24 | 0.9 | 29.2 | 29.2 | 8 | N |  |  | N | IPP Non-CHP | 2 | X | WAT
Conventional Hydroelectric.WAT | hydro | TRUE | 14597 | Algonquin Northern Maine | 1516 | Squa Pan Hydro Station | ME | Aroostook | SP1 | Conventional Hydroelectric | HY |  | S | 1.5 | 0.8 | 1.4 | 1.4 | 1 | N |  |  | N | IPP Non-CHP | 2 | X | WAT
Petroleum Liquids.DFO | petroleum | TRUE | 60422 | H.A. Wagner LLC | 1554 | Herbert A Wagner | MD | Anne Arundel | 1 | Petroleum Liquids | ST |  | S | 132.8 | 0.85 | 126 | 126 | 40 | N |  |  | N | IPP Non-CHP | 2 | X | DFO | DFO
Conventional Steam Coal.BIT | hard coal | TRUE | 60422 | H.A. Wagner LLC | 1554 | Herbert A Wagner | MD | Anne Arundel | 3 | Conventional Steam Coal | ST |  | S | 359 | 0.9 | 305 | 305 | 105 | N |  |  | N | IPP Non-CHP | 2 | X | BIT | BIT
Petroleum Liquids.DFO | petroleum | TRUE | 60422 | H.A. Wagner LLC | 1554 | Herbert A Wagner | MD | Anne Arundel | 4 | Petroleum Liquids | ST |  | S | 414.7 | 0.9 | 397 | 397 | 60 | N |  |  | N | IPP Non-CHP | 2 | X | DFO | DFO
Petroleum Liquids.DFO | petroleum | TRUE | 60422 | H.A. Wagner LLC | 1554 | Herbert A Wagner | MD | Anne Arundel | GT1 | Petroleum Liquids | GT |  | S | 16 | 0.85 | 12.9 | 12.9 | 2 | N |  |  | N | IPP Non-CHP | 2 | X | DFO | DFO
Petroleum Liquids.DFO | petroleum | TRUE | 4161 | Constellation Power Source Gen | 1556 | Perryman | MD | Harford | GT1 | Petroleum Liquids | GT |  | S | 53.1 | 0.85 | 52 | 52 | 5 | N |  |  | N | IPP Non-CHP | 2 | X | DFO
Petroleum Liquids.DFO | petroleum | TRUE | 4161 | Constellation Power Source Gen | 1556 | Perryman | MD | Harford | GT3 | Petroleum Liquids | GT |  | S | 53.1 | 0.85 | 51 | 51 | 5 | N |  |  | N | IPP Non-CHP | 2 | X | DFO
Petroleum Liquids.DFO | petroleum | TRUE | 4161 | Constellation Power Source Gen | 1556 | Perryman | MD | Harford | GT4 | Petroleum Liquids | GT |  | S | 53.1 | 0.85 | 52 | 52 | 5 | N |  |  | N | IPP Non-CHP | 2 | X | DFO
Natural Gas Fired Combustion Turbine.NG | natural gas peaker | TRUE | 4161 | Constellation Power Source Gen | 1556 | Perryman | MD | Harford | GT5 | Natural Gas Fired Combustion Turbine | GT |  | S | 192 | 0.9 | 139 | 149 | 110 | N |  |  | N | IPP Non-CHP | 2 | X | NG | DFO
Natural Gas Fired Combustion Turbine.NG | natural gas peaker | TRUE | 4161 | Constellation Power Source Gen | 1556 | Perryman | MD | Harford | GT6 | Natural Gas Fired Combustion Turbine | GT |  | S | 141 | 0.85 | 109.8 | 120 | 60 | N |  |  | N | IPP Non-CHP | 2 | X | NG | DFO
Petroleum Liquids.DFO | petroleum | TRUE | 4161 | Constellation Power Source Gen | 1557 | Philadelphia | MD | Baltimore City | GT1 | Petroleum Liquids | GT |  | S | 20.7 | 0.85 | 15.3 | 16 | 3 | N |  |  | N | IPP Non-CHP | 2 | X | DFO
Petroleum Liquids.DFO | petroleum | TRUE | 4161 | Constellation Power Source Gen | 1557 | Philadelphia | MD | Baltimore City | GT2 | Petroleum Liquids | GT |  | S | 20.7 | 0.85 | 16 | 16 | 3 | N |  |  | N | IPP Non-CHP | 2 | X | DFO
Petroleum Liquids.DFO | petroleum | TRUE | 4161 | Constellation Power Source Gen | 1557 | Philadelphia | MD | Baltimore City | GT3 | Petroleum Liquids | GT |  | S | 20.7 | 0.85 | 14.8 | 16 | 3 | N |  |  | N | IPP Non-CHP | 2 | X | DFO
Petroleum Liquids.DFO | petroleum | TRUE | 4161 | Constellation Power Source Gen | 1557 | Philadelphia | MD | Baltimore City | GT4 | Petroleum Liquids | GT |  | S | 20.7 | 0.85 | 14.8 | 16 | 3 | N |  |  | N | IPP Non-CHP | 2 | X | DFO
Petroleum Liquids.DFO | petroleum | TRUE | 56609 | Calpine Mid-Atlantic Generation LLC | 1563 | Crisfield | MD | Somerset | CRIS | Petroleum Liquids | IC |  | S | 2.9 | 0.8 | 2.6 | 2.6 | 2 | N |  |  | N | IPP Non-CHP | 2 | X | DFO
Petroleum Liquids.DFO | petroleum | TRUE | 56609 | Calpine Mid-Atlantic Generation LLC | 1563 | Crisfield | MD | Somerset | CRS2 | Petroleum Liquids | IC |  | S | 2.9 | 0.8 | 2.6 | 2.6 | 2 | N |  |  | N | IPP Non-CHP | 2 | X | DFO
Petroleum Liquids.DFO | petroleum | TRUE | 56609 | Calpine Mid-Atlantic Generation LLC | 1563 | Crisfield | MD | Somerset | CRS3 | Petroleum Liquids | IC |  | S | 2.9 | 0.8 | 2.6 | 2.6 | 2 | N |  |  | N | IPP Non-CHP | 2 | X | DFO
Petroleum Liquids.DFO | petroleum | TRUE | 56609 | Calpine Mid-Atlantic Generation LLC | 1563 | Crisfield | MD | Somerset | CRS4 | Petroleum Liquids | IC |  | S | 2.9 | 0.8 | 2.6 | 2.6 | 2 | N |  |  | N | IPP Non-CHP | 2 | X | DFO
Petroleum Liquids.DFO | petroleum | TRUE | 19830 | NRG Vienna Operations Inc | 1564 | Vienna Operations | MD | Dorchester | 10 | Petroleum Liquids | GT |  | W | 18.6 | 0.85 | 14.3 | 14.3 | 14 | N |  |  | N | IPP Non-CHP | 2 | X | DFO
Petroleum Liquids.RFO | petroleum | TRUE | 19830 | NRG Vienna Operations Inc | 1564 | Vienna Operations | MD | Dorchester | 8 | Petroleum Liquids | ST |  | W | 162 | 0.9 | 153 | 153 | 55 | N |  |  | N | IPP Non-CHP | 2 | X | RFO | DFO
Conventional Hydroelectric.WAT | hydro | TRUE | 54679 | BP Piney & Deep Creek LLC | 1567 | Deep Creek | MD | Garrett | 1 | Conventional Hydroelectric | HY |  | S | 10 | 0.8 | 9 | 9 | 5 | N |  |  | N | IPP Non-CHP | 2 | X | WAT
Conventional Hydroelectric.WAT | hydro | TRUE | 54679 | BP Piney & Deep Creek LLC | 1567 | Deep Creek | MD | Garrett | 2 | Conventional Hydroelectric | HY |  | S | 10 | 0.8 | 9 | 9 | 5 | N |  |  | N | IPP Non-CHP | 2 | X | WAT
Natural Gas Steam Turbine.NG | natural gas steam turbine | TRUE | 12653 | Lanyard Power Holdings, LLC | 1571 | Chalk Point Power | MD | Prince Georges | 3 | Natural Gas Steam Turbine | ST |  | W | 659 | 0.9 | 595 | 614 | 582 | N |  |  | N | IPP Non-CHP | 2 | X | NG
Natural Gas Steam Turbine.NG | natural gas steam turbine | TRUE | 12653 | Lanyard Power Holdings, LLC | 1571 | Chalk Point Power | MD | Prince Georges | 4 | Natural Gas Steam Turbine | ST |  | W | 659 | 0.9 | 585.3 | 598.2 | 582 | N |  |  | N | IPP Non-CHP | 2 | X | NG
Petroleum Liquids.DFO | petroleum | TRUE | 12653 | Lanyard Power Holdings, LLC | 1571 | Chalk Point Power | MD | Prince Georges | GT2 | Petroleum Liquids | GT |  | W | 35 | 0.9 | 24 | 26 | 5 | N |  |  | N | IPP Non-CHP | 2 | X | DFO
Natural Gas Fired Combustion Turbine.NG | natural gas peaker | TRUE | 12653 | Lanyard Power Holdings, LLC | 1571 | Chalk Point Power | MD | Prince Georges | GT3 | Natural Gas Fired Combustion Turbine | GT |  | W | 103 | 0.85 | 86 | 100 | 33 | N |  |  | N | IPP Non-CHP | 2 | X | NG | DFO
Natural Gas Fired Combustion Turbine.NG | natural gas peaker | TRUE | 12653 | Lanyard Power Holdings, LLC | 1571 | Chalk Point Power | MD | Prince Georges | GT4 | Natural Gas Fired Combustion Turbine | GT |  | W | 103 | 0.85 | 86 | 100 | 33 | N |  |  | N | IPP Non-CHP | 2 | X | NG | DFO
Natural Gas Fired Combustion Turbine.NG | natural gas peaker | TRUE | 12653 | Lanyard Power Holdings, LLC | 1571 | Chalk Point Power | MD | Prince Georges | GT5 | Natural Gas Fired Combustion Turbine | GT |  | W | 125 | 0.9 | 109 | 123 | 65 | N |  |  | N | IPP Non-CHP | 2 | X | NG | DFO
Natural Gas Fired Combustion Turbine.NG | natural gas peaker | TRUE | 12653 | Lanyard Power Holdings, LLC | 1571 | Chalk Point Power | MD | Prince Georges | GT6 | Natural Gas Fired Combustion Turbine | GT |  | W | 125 | 0.9 | 109 | 126 | 65 | N |  |  | N | IPP Non-CHP | 2 | X | NG | DFO
Natural Gas Fired Combustion Turbine.NG | natural gas peaker | TRUE | 12653 | Lanyard Power Holdings, LLC | 1572 | Dickerson Power | MD | Montgomery | GT2 | Natural Gas Fired Combustion Turbine | GT |  | W | 163 | 0.9 | 147 | 167 | 40 | N |  |  | N | IPP Non-CHP | 2 | X | NG | DFO
Natural Gas Fired Combustion Turbine.NG | natural gas peaker | TRUE | 12653 | Lanyard Power Holdings, LLC | 1572 | Dickerson Power | MD | Montgomery | GT3 | Natural Gas Fired Combustion Turbine | GT |  | W | 163 | 0.9 | 147 | 167 | 40 | N |  |  | N | IPP Non-CHP | 2 | X | NG | DFO
Petroleum Liquids.DFO | petroleum | TRUE | 12653 | Lanyard Power Holdings, LLC | 1573 | Morgantown Generating Plant | MD | Charles | 3 | Petroleum Liquids | GT |  | S | 65 | 0.9 | 54 | 59 | 20 | N |  |  | N | IPP Non-CHP | 2 | X | DFO
Petroleum Liquids.DFO | petroleum | TRUE | 12653 | Lanyard Power Holdings, LLC | 1573 | Morgantown Generating Plant | MD | Charles | 4 | Petroleum Liquids | GT |  | S | 65 | 0.9 | 54 | 59 | 20 | N |  |  | N | IPP Non-CHP | 2 | X | DFO
Petroleum Liquids.DFO | petroleum | TRUE | 12653 | Lanyard Power Holdings, LLC | 1573 | Morgantown Generating Plant | MD | Charles | 5 | Petroleum Liquids | GT |  | S | 65 | 0.9 | 54 | 59 | 20 | N |  |  | N | IPP Non-CHP | 2 | X | DFO
Petroleum Liquids.DFO | petroleum | TRUE | 12653 | Lanyard Power Holdings, LLC | 1573 | Morgantown Generating Plant | MD | Charles | 6 | Petroleum Liquids | GT |  | S | 65 | 0.9 | 54 | 59 | 20 | N |  |  | N | IPP Non-CHP | 2 | X | DFO
Conventional Hydroelectric.WAT | hydro | TRUE | 6035 | Exelon Power | 1574 | Conowingo | MD | Harford | 1 | Conventional Hydroelectric | HY |  | S | 45 | 0.9 | 48 | 48 | 5 | N |  |  | N | IPP Non-CHP | 2 | X | WAT
Conventional Hydroelectric.WAT | hydro | TRUE | 6035 | Exelon Power | 1574 | Conowingo | MD | Harford | 10 | Conventional Hydroelectric | HY |  | S | 55.6 | 0.9 | 65 | 65 | 30 | N |  |  | N | IPP Non-CHP | 2 | X | WAT
Conventional Hydroelectric.WAT | hydro | TRUE | 6035 | Exelon Power | 1574 | Conowingo | MD | Harford | 11 | Conventional Hydroelectric | HY |  | S | 55.6 | 0.9 | 65 | 65 | 30 | N |  |  | N | IPP Non-CHP | 2 | X | WAT
Conventional Hydroelectric.WAT | hydro | TRUE | 6035 | Exelon Power | 1574 | Conowingo | MD | Harford | 2 | Conventional Hydroelectric | HY |  | S | 36 | 0.9 | 36 | 36 | 5 | N |  |  | N | IPP Non-CHP | 2 | X | WAT
Conventional Hydroelectric.WAT | hydro | TRUE | 6035 | Exelon Power | 1574 | Conowingo | MD | Harford | 3 | Conventional Hydroelectric | HY |  | S | 48 | 0.9 | 48 | 48 | 5 | N |  |  | N | IPP Non-CHP | 2 | X | WAT
Conventional Hydroelectric.WAT | hydro | TRUE | 6035 | Exelon Power | 1574 | Conowingo | MD | Harford | 4 | Conventional Hydroelectric | HY |  | S | 47.7 | 0.9 | 48 | 48 | 5 | N |  |  | N | IPP Non-CHP | 2 | X | WAT
Conventional Hydroelectric.WAT | hydro | TRUE | 6035 | Exelon Power | 1574 | Conowingo | MD | Harford | 5 | Conventional Hydroelectric | HY |  | S | 36 | 0.9 | 36 | 36 | 5 | N |  |  | N | IPP Non-CHP | 2 | X | WAT
Conventional Hydroelectric.WAT | hydro | TRUE | 6035 | Exelon Power | 1574 | Conowingo | MD | Harford | 6 | Conventional Hydroelectric | HY |  | S | 47.7 | 0.9 | 48 | 48 | 5 | N |  |  | N | IPP Non-CHP | 2 | X | WAT
Conventional Hydroelectric.WAT | hydro | TRUE | 6035 | Exelon Power | 1574 | Conowingo | MD | Harford | 7 | Conventional Hydroelectric | HY |  | S | 48 | 0.9 | 48 | 48 | 5 | N |  |  | N | IPP Non-CHP | 2 | X | WAT
Conventional Hydroelectric.WAT | hydro | TRUE | 6035 | Exelon Power | 1574 | Conowingo | MD | Harford | 8 | Conventional Hydroelectric | HY |  | S | 55.6 | 0.9 | 65 | 65 | 30 | N |  |  | N | IPP Non-CHP | 2 | X | WAT
Conventional Hydroelectric.WAT | hydro | TRUE | 6035 | Exelon Power | 1574 | Conowingo | MD | Harford | 9 | Conventional Hydroelectric | HY |  | S | 55.6 | 0.9 | 65 | 65 | 30 | N |  |  | N | IPP Non-CHP | 2 | X | WAT
Petroleum Liquids.DFO | petroleum | TRUE | 5625 | Easton Utilities Comm | 1580 | Easton | MD | Talbot | 10 | Petroleum Liquids | IC |  | S | 3.5 | 0.8 | 3.5 | 3.5 | 0 | N |  |  | N | Electric Utility | 1 | X | DFO
Petroleum Liquids.DFO | petroleum | TRUE | 5625 | Easton Utilities Comm | 1580 | Easton | MD | Talbot | 101 | Petroleum Liquids | IC |  | S | 1.5 | 0.8 | 1.5 | 1.5 | 0 | N |  |  | N | Electric Utility | 1 | X | DFO
Petroleum Liquids.DFO | petroleum | TRUE | 5625 | Easton Utilities Comm | 1580 | Easton | MD | Talbot | 102 | Petroleum Liquids | IC |  | S | 1.5 | 0.8 | 1.5 | 1.5 | 0 | N |  |  | N | Electric Utility | 1 | X | DFO
Petroleum Liquids.DFO | petroleum | TRUE | 5625 | Easton Utilities Comm | 1580 | Easton | MD | Talbot | 11 | Petroleum Liquids | IC |  | S | 3.8 | 0.8 | 3.6 | 3.6 | 0 | N |  |  | N | Electric Utility | 1 | X | DFO
Petroleum Liquids.DFO | petroleum | TRUE | 5625 | Easton Utilities Comm | 1580 | Easton | MD | Talbot | 12 | Petroleum Liquids | IC |  | S | 4.1 | 0.8 | 4.1 | 4.1 | 0 | N |  |  | N | Electric Utility | 1 | X | DFO
Petroleum Liquids.DFO | petroleum | TRUE | 5625 | Easton Utilities Comm | 1580 | Easton | MD | Talbot | 13 | Petroleum Liquids | IC |  | S | 5.6 | 0.8 | 5.6 | 5.6 | 0 | N |  |  | N | Electric Utility | 1 | X | DFO
Petroleum Liquids.DFO | petroleum | TRUE | 5625 | Easton Utilities Comm | 1580 | Easton | MD | Talbot | 14 | Petroleum Liquids | IC |  | S | 5.6 | 0.8 | 5.6 | 5.6 | 0 | N |  |  | N | Electric Utility | 1 | X | DFO
Petroleum Liquids.DFO | petroleum | TRUE | 5625 | Easton Utilities Comm | 1580 | Easton | MD | Talbot | 7 | Petroleum Liquids | IC |  | S | 2.5 | 0.8 | 2 | 2 | 0 | N |  |  | N | Electric Utility | 1 | X | DFO
Petroleum Liquids.DFO | petroleum | TRUE | 5625 | Easton Utilities Comm | 1580 | Easton | MD | Talbot | 8 | Petroleum Liquids | IC |  | S | 2.5 | 0.8 | 2 | 2 | 0 | N |  |  | N | Electric Utility | 1 | X | DFO
Petroleum Liquids.DFO | petroleum | TRUE | 5625 | Easton Utilities Comm | 1580 | Easton | MD | Talbot | 9 | Petroleum Liquids | IC |  | S | 3 | 0.8 | 2.5 | 2.5 | 0 | N |  |  | N | Electric Utility | 1 | X | DFO
Petroleum Liquids.DFO | petroleum | TRUE | 6035 | Exelon Power | 1586 | Exelon Framingham LLC | MA | Norfolk | GT1 | Petroleum Liquids | GT |  | S | 14.2 | 0.85 | 10.1 | 14.2 | 5 | N |  |  | N | IPP Non-CHP | 2 | X | DFO
Petroleum Liquids.DFO | petroleum | TRUE | 6035 | Exelon Power | 1586 | Exelon Framingham LLC | MA | Norfolk | GT2 | Petroleum Liquids | GT |  | S | 14.2 | 0.85 | 9.8 | 14.7 | 5 | N |  |  | N | IPP Non-CHP | 2 | X | DFO
Petroleum Liquids.DFO | petroleum | TRUE | 6035 | Exelon Power | 1586 | Exelon Framingham LLC | MA | Norfolk | GT3 | Petroleum Liquids | GT |  | S | 14.2 | 0.85 | 10.7 | 15.3 | 5 | N |  |  | N | IPP Non-CHP | 2 | X | DFO
Natural Gas Fired Combined Cycle.NG | natural gas combined cycle | TRUE | 49965 | Constellation Mystic Power LLC | 1588 | Mystic Generating Station | MA | Middlesex | GT81 | Natural Gas Fired Combined Cycle | CT | G941 | S | 278.6 | 0.85 | 228.8 | 268.1 | 140 | N | 6 | 2024 | N | IPP Non-CHP | 2 | X | NG
Natural Gas Fired Combined Cycle.NG | natural gas combined cycle | TRUE | 49965 | Constellation Mystic Power LLC | 1588 | Mystic Generating Station | MA | Middlesex | GT82 | Natural Gas Fired Combined Cycle | CT | G941 | S | 278.6 | 0.85 | 230 | 270.6 | 140 | N | 6 | 2024 | N | IPP Non-CHP | 2 | X | NG
Natural Gas Fired Combined Cycle.NG | natural gas combined cycle | TRUE | 49965 | Constellation Mystic Power LLC | 1588 | Mystic Generating Station | MA | Middlesex | GT93 | Natural Gas Fired Combined Cycle | CT | G942 | S | 278.6 | 0.85 | 231.1 | 275.8 | 140 | N | 6 | 2024 | N | IPP Non-CHP | 2 | X | NG
Natural Gas Fired Combined Cycle.NG | natural gas combined cycle | TRUE | 49965 | Constellation Mystic Power LLC | 1588 | Mystic Generating Station | MA | Middlesex | GT94 | Natural Gas Fired Combined Cycle | CT | G942 | S | 278.6 | 0.85 | 232.2 | 275.4 | 140 | N | 6 | 2024 | N | IPP Non-CHP | 2 | X | NG
Natural Gas Fired Combined Cycle.NG | natural gas combined cycle | TRUE | 49965 | Constellation Mystic Power LLC | 1588 | Mystic Generating Station | MA | Middlesex | ST85 | Natural Gas Fired Combined Cycle | CA | G941 | S | 315 | 0.85 | 244.6 | 300.8 | 75 | N | 6 | 2024 | N | IPP Non-CHP | 2 | X | NG
Natural Gas Fired Combined Cycle.NG | natural gas combined cycle | TRUE | 49965 | Constellation Mystic Power LLC | 1588 | Mystic Generating Station | MA | Middlesex | ST96 | Natural Gas Fired Combined Cycle | CA | G942 | S | 315 | 0.85 | 246.7 | 300.8 | 75 | N | 6 | 2024 | N | IPP Non-CHP | 2 | X | NG
Petroleum Liquids.DFO | petroleum | TRUE | 6035 | Exelon Power | 1592 | Exelon Medway LLC | MA | Norfolk | GT1 | Petroleum Liquids | GT |  | S | 45 | 0.85 | 42 | 64 | 20 | N |  |  | N | IPP Non-CHP | 2 | X | DFO
Petroleum Liquids.DFO | petroleum | TRUE | 6035 | Exelon Power | 1592 | Exelon Medway LLC | MA | Norfolk | GT2 | Petroleum Liquids | GT |  | S | 45 | 0.85 | 39.8 | 61.6 | 20 | N |  |  | N | IPP Non-CHP | 2 | X | DFO
Petroleum Liquids.DFO | petroleum | TRUE | 6035 | Exelon Power | 1592 | Exelon Medway LLC | MA | Norfolk | GT3 | Petroleum Liquids | GT |  | S | 45 | 0.85 | 42 | 62.4 | 20 | N |  |  | N | IPP Non-CHP | 2 | X | DFO
Natural Gas Fired Combined Cycle.NG | natural gas combined cycle | TRUE | 59528 | Kendall Green Energy, LLC | 1595 | Kendall Square Station | MA | Middlesex | 3 | Natural Gas Fired Combined Cycle | CA | CC1 | S | 27.2 | 0.8 | 22.9 | 22.9 | 14 | N |  |  | Y | IPP CHP | 3 | T | NG
Natural Gas Fired Combined Cycle.NG | natural gas combined cycle | TRUE | 59528 | Kendall Green Energy, LLC | 1595 | Kendall Square Station | MA | Middlesex | GEN4 | Natural Gas Fired Combined Cycle | CT | CC1 | S | 186.2 | 0.85 | 183.1 | 187.4 | 90 | N |  |  | Y | IPP CHP | 3 | T | NG | DFO
Petroleum Liquids.DFO | petroleum | TRUE | 59528 | Kendall Green Energy, LLC | 1595 | Kendall Square Station | MA | Middlesex | JET1 | Petroleum Liquids | GT |  | S | 21.3 | 0.85 | 18 | 23 | 14 | N |  |  | N | IPP CHP | 3 | X | DFO
Petroleum Liquids.DFO | petroleum | TRUE | 64488 | Vineyard Reliability LLC | 1597 | Oak Bluffs Diesel Generating Facility | MA | Dukes | UN1 | Petroleum Liquids | IC |  | S | 2.7 | 0.8 | 2.8 | 2.8 | 2 | N |  |  | N | IPP Non-CHP | 2 | X | DFO
Petroleum Liquids.DFO | petroleum | TRUE | 64488 | Vineyard Reliability LLC | 1597 | Oak Bluffs Diesel Generating Facility | MA | Dukes | UN2 | Petroleum Liquids | IC |  | S | 2.7 | 0.8 | 2.8 | 2.8 | 2 | N |  |  | N | IPP Non-CHP | 2 | X | DFO
Petroleum Liquids.DFO | petroleum | TRUE | 64488 | Vineyard Reliability LLC | 1597 | Oak Bluffs Diesel Generating Facility | MA | Dukes | UN3 | Petroleum Liquids | IC |  | S | 2.7 | 0.8 | 2.8 | 2.8 | 2 | N |  |  | N | IPP Non-CHP | 2 | X | DFO
Petroleum Liquids.RFO | petroleum | TRUE | 61708 | Canal Generating LLC | 1599 | Canal | MA | Barnstable | 1 | Petroleum Liquids | ST |  | W | 585 | 0.925 | 560 | 567 | 200 | N |  |  | N | IPP Non-CHP | 2 | X | RFO | DFO
Petroleum Liquids.RFO | petroleum | TRUE | 61708 | Canal Generating LLC | 1599 | Canal | MA | Barnstable | 2 | Petroleum Liquids | ST |  | W | 580 | 0.95 | 558.8 | 562 | 170 | N |  |  | N | IPP Non-CHP | 2 | X | RFO | NG | DFO
Natural Gas Fired Combustion Turbine.NG | natural gas peaker | TRUE | 61708 | Canal Generating LLC | 1599 | Canal | MA | Barnstable | 3 | Natural Gas Fired Combustion Turbine | GT |  | W | 330 | 0.85 | 330 | 367.7 | 103 | N |  |  | N | IPP Non-CHP | 2 | X | NG | DFO
Conventional Hydroelectric.WAT | hydro | TRUE | 8776 | City of Holyoke Gas and Electric Dept. | 1603 | Boatlock | MA | Hampden | 1 | Conventional Hydroelectric | HY |  | S | 0.7 | 0.9 | 0.7 | 0.7 | 0.3 | N |  |  | N | Electric Utility | 1 | X | WAT
Conventional Hydroelectric.WAT | hydro | TRUE | 8776 | City of Holyoke Gas and Electric Dept. | 1603 | Boatlock | MA | Hampden | 2 | Conventional Hydroelectric | HY |  | S | 1.2 | 0.8 | 1.5 | 1.5 | 0.8 | N |  |  | N | Electric Utility | 1 | X | WAT
Conventional Hydroelectric.WAT | hydro | TRUE | 8776 | City of Holyoke Gas and Electric Dept. | 1603 | Boatlock | MA | Hampden | 3 | Conventional Hydroelectric | HY |  | S | 1.2 | 0.8 | 1.2 | 1.2 | 0.8 | N |  |  | N | Electric Utility | 1 | X | WAT
Conventional Hydroelectric.WAT | hydro | TRUE | 8776 | City of Holyoke Gas and Electric Dept. | 1604 | Chemical | MA | Hampden | 1 | Conventional Hydroelectric | HY |  | S | 0.8 | 0.8 | 0.8 | 0.8 | 0.3 | N |  |  | N | Electric Utility | 1 | X | WAT
Conventional Hydroelectric.WAT | hydro | TRUE | 8776 | City of Holyoke Gas and Electric Dept. | 1604 | Chemical | MA | Hampden | 2 | Conventional Hydroelectric | HY |  | S | 0.8 | 0.8 | 0.8 | 0.8 | 0.3 | N |  |  | N | Electric Utility | 1 | X | WAT
Conventional Hydroelectric.WAT | hydro | TRUE | 8776 | City of Holyoke Gas and Electric Dept. | 1605 | Hadley Falls | MA | Hampden | 1 | Conventional Hydroelectric | HY |  | S | 17.6 | 0.8 | 18.1 | 18.1 | 5 | N |  |  | N | Electric Utility | 1 | X | WAT
Conventional Hydroelectric.WAT | hydro | TRUE | 8776 | City of Holyoke Gas and Electric Dept. | 1605 | Hadley Falls | MA | Hampden | 2 | Conventional Hydroelectric | HY |  | S | 15.8 | 0.9 | 15 | 15 | 10 | N |  |  | N | Electric Utility | 1 | X | WAT
Conventional Hydroelectric.WAT | hydro | TRUE | 8776 | City of Holyoke Gas and Electric Dept. | 1607 | Riverside Holyoke | MA | Hampden | 4 | Conventional Hydroelectric | HY |  | S | 0.8 | 0.8 | 0.8 | 0.8 | 0.4 | N |  |  | N | Electric Utility | 1 | X | WAT
Conventional Hydroelectric.WAT | hydro | TRUE | 8776 | City of Holyoke Gas and Electric Dept. | 1607 | Riverside Holyoke | MA | Hampden | 5 | Conventional Hydroelectric | HY |  | S | 0.6 | 0.8 | 0.6 | 0.6 | 0.4 | N |  |  | N | Electric Utility | 1 | X | WAT
Conventional Hydroelectric.WAT | hydro | TRUE | 8776 | City of Holyoke Gas and Electric Dept. | 1607 | Riverside Holyoke | MA | Hampden | 7 | Conventional Hydroelectric | HY |  | S | 1.5 | 0.8 | 1.5 | 1.5 | 0.9 | N |  |  | N | Electric Utility | 1 | X | WAT
Conventional Hydroelectric.WAT | hydro | TRUE | 8776 | City of Holyoke Gas and Electric Dept. | 1607 | Riverside Holyoke | MA | Hampden | 8 | Conventional Hydroelectric | HY |  | S | 4 | 0.8 | 4 | 4 | 2.7 | N |  |  | N | Electric Utility | 1 | X | WAT
Petroleum Liquids.DFO | petroleum | TRUE | 13206 | Nantucket Electric Co | 1615 | Nantucket Hybrid | MA | Nantucket | 18 | Petroleum Liquids | GT |  | W | 15.4 | 0.8 | 13.5 | 15.4 | 7.3 | N |  |  | N | Electric Utility | 1 | X | DFO
Petroleum Liquids.DFO | petroleum | TRUE | 13206 | Nantucket Electric Co | 1615 | Nantucket Hybrid | MA | Nantucket | 19 | Petroleum Liquids | IC |  | W | 1 | 0.8 | 1 | 1 | 0.1 | N |  |  | N | Electric Utility | 1 | X | DFO
Batteries.MWH | battery storage | 0 | 13206 | Nantucket Electric Co | 1615 | Nantucket Hybrid | MA | Nantucket | 20 | Batteries | BA |  | W | 6 |  | 6 | 6 | 0.1 | N |  |  | N | Electric Utility | 1 | X | MWH
Conventional Hydroelectric.WAT | hydro | TRUE | 61122 | Great River Hydro, LLC | 1620 | Deerfield 5 | MA | Berkshire | GEN1 | Conventional Hydroelectric | HY |  | S | 17.5 | 0.9 | 13.9 | 13.9 | 6.5 | N |  |  | N | IPP Non-CHP | 2 | X | WAT
Conventional Hydroelectric.WAT | hydro | TRUE | 58185 | FirstLight Power Resources, Inc. - MA | 1629 | Cabot | MA | Franklin | 1 | Conventional Hydroelectric | HY |  | S | 10.3 | 0.8 | 10.3 | 10.3 | 3 | N |  |  | N | IPP Non-CHP | 2 | X | WAT
Conventional Hydroelectric.WAT | hydro | TRUE | 58185 | FirstLight Power Resources, Inc. - MA | 1629 | Cabot | MA | Franklin | 2 | Conventional Hydroelectric | HY |  | S | 10.3 | 0.8 | 10.3 | 10.3 | 3 | N |  |  | N | IPP Non-CHP | 2 | X | WAT
Conventional Hydroelectric.WAT | hydro | TRUE | 58185 | FirstLight Power Resources, Inc. - MA | 1629 | Cabot | MA | Franklin | 3 | Conventional Hydroelectric | HY |  | S | 10.3 | 0.8 | 10.3 | 10.3 | 3 | N |  |  | N | IPP Non-CHP | 2 | X | WAT
Conventional Hydroelectric.WAT | hydro | TRUE | 58185 | FirstLight Power Resources, Inc. - MA | 1629 | Cabot | MA | Franklin | 4 | Conventional Hydroelectric | HY |  | S | 10.3 | 0.8 | 10.3 | 10.3 | 3 | N |  |  | N | IPP Non-CHP | 2 | X | WAT
Conventional Hydroelectric.WAT | hydro | TRUE | 58185 | FirstLight Power Resources, Inc. - MA | 1629 | Cabot | MA | Franklin | 5 | Conventional Hydroelectric | HY |  | S | 10.3 | 0.8 | 10.3 | 10.3 | 9 | N |  |  | N | IPP Non-CHP | 2 | X | WAT
Conventional Hydroelectric.WAT | hydro | TRUE | 58185 | FirstLight Power Resources, Inc. - MA | 1629 | Cabot | MA | Franklin | 6 | Conventional Hydroelectric | HY |  | S | 10.3 | 0.8 | 10.3 | 10.3 | 9 | N |  |  | N | IPP Non-CHP | 2 | X | WAT
Conventional Hydroelectric.WAT | hydro | TRUE | 8776 | City of Holyoke Gas and Electric Dept. | 1630 | Cobble Mountain | MA | Hampden | 1 | Conventional Hydroelectric | HY |  | W | 13 | 0.8 | 12.9 | 13 | 3 | N |  |  | N | Electric Utility | 1 | X | WAT
Conventional Hydroelectric.WAT | hydro | TRUE | 8776 | City of Holyoke Gas and Electric Dept. | 1630 | Cobble Mountain | MA | Hampden | 2 | Conventional Hydroelectric | HY |  | W | 7 | 0.8 | 6.8 | 6.9 | 1 | N |  |  | N | Electric Utility | 1 | X | WAT
Conventional Hydroelectric.WAT | hydro | TRUE | 8776 | City of Holyoke Gas and Electric Dept. | 1630 | Cobble Mountain | MA | Hampden | 3 | Conventional Hydroelectric | HY |  | W | 13 | 0.8 | 12.9 | 13 | 3 | N |  |  | N | Electric Utility | 1 | X | WAT
Conventional Hydroelectric.WAT | hydro | TRUE | 61350 | Central Rivers Power MA, LLC | 1634 | Gardners Falls | MA | Franklin | GF2 | Conventional Hydroelectric | HY |  | S | 0.4 | 0.8 | 0.4 | 0.4 | 0.4 | N |  |  | N | IPP Non-CHP | 2 | X | WAT
Conventional Hydroelectric.WAT | hydro | TRUE | 61350 | Central Rivers Power MA, LLC | 1634 | Gardners Falls | MA | Franklin | GF3 | Conventional Hydroelectric | HY |  | S | 0.9 | 0.8 | 0.9 | 0.9 | 0.8 | N |  |  | N | IPP Non-CHP | 2 | X | WAT
Conventional Hydroelectric.WAT | hydro | TRUE | 61350 | Central Rivers Power MA, LLC | 1634 | Gardners Falls | MA | Franklin | GF4 | Conventional Hydroelectric | HY |  | S | 0.9 | 0.8 | 0.9 | 0.9 | 0.8 | N |  |  | N | IPP Non-CHP | 2 | X | WAT
Conventional Hydroelectric.WAT | hydro | TRUE | 61350 | Central Rivers Power MA, LLC | 1634 | Gardners Falls | MA | Franklin | GF5 | Conventional Hydroelectric | HY |  | S | 1.3 | 0.8 | 1.3 | 1.3 | 1 | N |  |  | N | IPP Non-CHP | 2 | X | WAT
Conventional Hydroelectric.WAT | hydro | TRUE | 61350 | Central Rivers Power MA, LLC | 1637 | Putts Bridge | MA | Hampden | PB2 | Conventional Hydroelectric | HY |  | S | 1.6 | 0.8 | 1.6 | 1.6 | 0.5 | N |  |  | N | IPP Non-CHP | 2 | X | WAT
Conventional Hydroelectric.WAT | hydro | TRUE | 61350 | Central Rivers Power MA, LLC | 1637 | Putts Bridge | MA | Hampden | PB3 | Conventional Hydroelectric | HY |  | S | 1.6 | 0.8 | 1.6 | 1.6 | 0.5 | N |  |  | N | IPP Non-CHP | 2 | X | WAT
Conventional Hydroelectric.WAT | hydro | TRUE | 61350 | Central Rivers Power MA, LLC | 1638 | Redbridge | MA | Hampden | RB3 | Conventional Hydroelectric | HY |  | S | 1.8 | 0.8 | 1.8 | 1.8 | 0.5 | N |  |  | N | IPP Non-CHP | 2 | X | WAT
Conventional Hydroelectric.WAT | hydro | TRUE | 61350 | Central Rivers Power MA, LLC | 1638 | Redbridge | MA | Hampden | RB4 | Conventional Hydroelectric | HY |  | S | 1.8 | 0.8 | 1.8 | 1.8 | 0.5 | N |  |  | N | IPP Non-CHP | 2 | X | WAT
Natural Gas Fired Combined Cycle.NG | natural gas combined cycle | TRUE | 2144 | Town of Braintree - (MA) | 1660 | Potter Station 2 | MA | Norfolk | CC2 | Natural Gas Fired Combined Cycle | CT | POT2 | J | 76 | 0.9 | 62.6 | 77.6 | 37 | N |  |  | N | Electric Utility | 1 | X | NG | DFO
Natural Gas Fired Combined Cycle.NG | natural gas combined cycle | TRUE | 2144 | Town of Braintree - (MA) | 1660 | Potter Station 2 | MA | Norfolk | CC3 | Natural Gas Fired Combined Cycle | CA | POT2 | J | 25 | 0.9 | 15.5 | 18.5 | 8 | N |  |  | N | Electric Utility | 1 | X | NG | DFO
Natural Gas Fired Combustion Turbine.NG | natural gas peaker | TRUE | 2144 | Town of Braintree - (MA) | 1660 | Potter Station 2 | MA | Norfolk | WAT1 | Natural Gas Fired Combustion Turbine | GT |  | S | 58 | 0.85 | 52.6 | 57.4 | 28 | N |  |  | N | Electric Utility | 1 | X | NG | DFO
Natural Gas Fired Combustion Turbine.NG | natural gas peaker | TRUE | 2144 | Town of Braintree - (MA) | 1660 | Potter Station 2 | MA | Norfolk | WAT2 | Natural Gas Fired Combustion Turbine | GT |  | S | 58 | 0.85 | 52.6 | 57.4 | 28 | N |  |  | N | Electric Utility | 1 | X | NG | DFO
Natural Gas Internal Combustion Engine.NG | natural gas peaker | TRUE | 9442 | Town of Ipswich - (MA) | 1670 | High Street Station | MA | Essex | 1 | Natural Gas Internal Combustion Engine | IC |  | S | 1.2 | 0.8 | 1.2 | 1.3 | 0.7 | N |  |  | N | Electric Utility | 1 | X | NG | DFO
Natural Gas Internal Combustion Engine.NG | natural gas peaker | TRUE | 9442 | Town of Ipswich - (MA) | 1670 | High Street Station | MA | Essex | 10 | Natural Gas Internal Combustion Engine | IC |  | S | 1.2 | 0.8 | 1.2 | 1.3 | 0.7 | N |  |  | N | Electric Utility | 1 | X | NG | DFO
Natural Gas Internal Combustion Engine.NG | natural gas peaker | TRUE | 9442 | Town of Ipswich - (MA) | 1670 | High Street Station | MA | Essex | 11 | Natural Gas Internal Combustion Engine | IC |  | S | 1.2 | 0.8 | 1.2 | 1.1 | 0.7 | N |  |  | N | Electric Utility | 1 | X | NG | DFO
Natural Gas Internal Combustion Engine.NG | natural gas peaker | TRUE | 9442 | Town of Ipswich - (MA) | 1670 | High Street Station | MA | Essex | 12 | Natural Gas Internal Combustion Engine | IC |  | S | 1.2 | 0.8 | 1.2 | 1.3 | 0.7 | N |  |  | N | Electric Utility | 1 | X | NG | DFO
Natural Gas Internal Combustion Engine.NG | natural gas peaker | TRUE | 9442 | Town of Ipswich - (MA) | 1670 | High Street Station | MA | Essex | 2 | Natural Gas Internal Combustion Engine | IC |  | S | 1.3 | 0.8 | 1.3 | 1.3 | 0.7 | N |  |  | N | Electric Utility | 1 | X | NG | DFO
Natural Gas Internal Combustion Engine.NG | natural gas peaker | TRUE | 9442 | Town of Ipswich - (MA) | 1670 | High Street Station | MA | Essex | 6 | Natural Gas Internal Combustion Engine | IC |  | S | 1.1 | 0.8 | 1.2 | 1.2 | 0.7 | N |  |  | N | Electric Utility | 1 | X | NG | DFO
Petroleum Liquids.DFO | petroleum | TRUE | 9442 | Town of Ipswich - (MA) | 1670 | High Street Station | MA | Essex | 7 | Petroleum Liquids | IC |  | S | 1.3 | 0.8 | 1.3 | 1.4 | 0.7 | N |  |  | N | Electric Utility | 1 | X | DFO
Petroleum Liquids.DFO | petroleum | TRUE | 9442 | Town of Ipswich - (MA) | 1670 | High Street Station | MA | Essex | 8 | Petroleum Liquids | IC |  | S | 1.1 | 0.8 | 1.1 | 1.1 | 0.7 | N |  |  | N | Electric Utility | 1 | X | DFO
Natural Gas Internal Combustion Engine.NG | natural gas peaker | TRUE | 9442 | Town of Ipswich - (MA) | 1670 | High Street Station | MA | Essex | 9 | Natural Gas Internal Combustion Engine | IC |  | S | 1.3 | 0.8 | 1.3 | 1.3 | 0.7 | N |  |  | N | Electric Utility | 1 | X | NG | DFO
Natural Gas Fired Combustion Turbine.NG | natural gas peaker | TRUE | 14605 | City of Peabody - (MA) | 1678 | Waters River | MA | Essex | 1 | Natural Gas Fired Combustion Turbine | GT |  | S | 21.3 | 0.85 | 16 | 22 | 15 | N | 6 | 2026 | N | Electric Utility | 1 | X | NG | DFO
Natural Gas Fired Combustion Turbine.NG | natural gas peaker | TRUE | 14605 | City of Peabody - (MA) | 1678 | Waters River | MA | Essex | 2 | Natural Gas Fired Combustion Turbine | GT |  | S | 43.6 | 0.95 | 30 | 44 | 20 | N |  |  | N | Electric Utility | 1 | X | NG | DFO
Natural Gas Fired Combined Cycle.NG | natural gas combined cycle | TRUE | 18488 | City of Taunton | 1682 | Cleary Flood Hybrid | MA | Bristol | 9A | Natural Gas Fired Combined Cycle | CT | CC1 | J | 23 | 0.9 | 18 | 21.4 | 3 | N |  |  | N | Electric Utility | 1 | X | NG | DFO
Batteries.MWH | battery storage | 0 | 18488 | City of Taunton | 1682 | Cleary Flood Hybrid | MA | Bristol | BS1 | Batteries | BA |  | S | 3 |  | 2.9 | 3 | 0.1 | N |  |  | N | Electric Utility | 1 | X | MWH
Natural Gas Fired Combined Cycle.NG | natural gas combined cycle | TRUE | 18488 | City of Taunton | 1682 | Cleary Flood Hybrid | MA | Bristol | CA9 | Natural Gas Fired Combined Cycle | CA | CC1 | J | 95 | 0.9 | 85 | 87 | 70 | N |  |  | N | Electric Utility | 1 | X | NG | DFO
Conventional Hydroelectric.WAT | hydro | TRUE | 4254 | Consumers Energy Co | 1693 | Alcona | MI | Alcona | 1 | Conventional Hydroelectric | HY |  | S | 4 | 0.9 | 1.4 | 1.5 | 0 | N |  |  | N | Electric Utility | 1 | X | WAT
Conventional Hydroelectric.WAT | hydro | TRUE | 4254 | Consumers Energy Co | 1693 | Alcona | MI | Alcona | 2 | Conventional Hydroelectric | HY |  | S | 4 | 0.9 | 1.4 | 1.5 | 0 | N |  |  | N | Electric Utility | 1 | X | WAT
Conventional Hydroelectric.WAT | hydro | TRUE | 4254 | Consumers Energy Co | 1694 | Allegan Dam | MI | Allegan | 1 | Conventional Hydroelectric | HY |  | S | 0.5 | 0.8 | 0.3 | 0.3 | 0 | N |  |  | N | Electric Utility | 1 | X | WAT
Conventional Hydroelectric.WAT | hydro | TRUE | 4254 | Consumers Energy Co | 1694 | Allegan Dam | MI | Allegan | 2 | Conventional Hydroelectric | HY |  | S | 0.9 | 0.8 | 0.5 | 0.6 | 0 | N |  |  | N | Electric Utility | 1 | X | WAT
Conventional Hydroelectric.WAT | hydro | TRUE | 4254 | Consumers Energy Co | 1694 | Allegan Dam | MI | Allegan | 3 | Conventional Hydroelectric | HY |  | S | 1.2 | 0.8 | 0.6 | 0.7 | 0 | N |  |  | N | Electric Utility | 1 | X | WAT
Conventional Hydroelectric.WAT | hydro | TRUE | 4254 | Consumers Energy Co | 1698 | C W Tippy | MI | Manistee | 1 | Conventional Hydroelectric | HY |  | S | 6.7 | 0.95 | 2.1 | 2.2 | 0 | N |  |  | N | Electric Utility | 1 | X | WAT
Conventional Hydroelectric.WAT | hydro | TRUE | 4254 | Consumers Energy Co | 1698 | C W Tippy | MI | Manistee | 2 | Conventional Hydroelectric | HY |  | S | 6.7 | 0.95 | 2.1 | 2.2 | 0 | N |  |  | N | Electric Utility | 1 | X | WAT
Conventional Hydroelectric.WAT | hydro | TRUE | 4254 | Consumers Energy Co | 1698 | C W Tippy | MI | Manistee | 3 | Conventional Hydroelectric | HY |  | S | 6.7 | 0.95 | 2.1 | 2.2 | 0 | N |  |  | N | Electric Utility | 1 | X | WAT
Conventional Hydroelectric.WAT | hydro | TRUE | 4254 | Consumers Energy Co | 1700 | Cooke | MI | Iosco | 1 | Conventional Hydroelectric | HY |  | S | 3 | 0.9 | 1.6 | 1.5 | 0 | N |  |  | N | Electric Utility | 1 | X | WAT
Conventional Hydroelectric.WAT | hydro | TRUE | 4254 | Consumers Energy Co | 1700 | Cooke | MI | Iosco | 2 | Conventional Hydroelectric | HY |  | S | 3 | 0.9 | 2.9 | 3 | 0 | N |  |  | N | Electric Utility | 1 | X | WAT
Conventional Hydroelectric.WAT | hydro | TRUE | 4254 | Consumers Energy Co | 1700 | Cooke | MI | Iosco | 3 | Conventional Hydroelectric | HY |  | S | 3 | 0.9 | 2.8 | 2.9 | 0 | N |  |  | N | Electric Utility | 1 | X | WAT
Conventional Hydroelectric.WAT | hydro | TRUE | 4254 | Consumers Energy Co | 1701 | Croton | MI | Newaygo | 1 | Conventional Hydroelectric | HY |  | S | 3 | 0.8 | 1.2 | 1.5 | 0 | N |  |  | N | Electric Utility | 1 | X | WAT
Conventional Hydroelectric.WAT | hydro | TRUE | 4254 | Consumers Energy Co | 1701 | Croton | MI | Newaygo | 2 | Conventional Hydroelectric | HY |  | S | 3 | 0.8 | 1.2 | 1.5 | 0 | N |  |  | N | Electric Utility | 1 | X | WAT
Conventional Hydroelectric.WAT | hydro | TRUE | 4254 | Consumers Energy Co | 1701 | Croton | MI | Newaygo | 3 | Conventional Hydroelectric | HY |  | S | 1.4 | 1 | 0.5 | 0.7 | 0 | N |  |  | N | Electric Utility | 1 | X | WAT
Conventional Hydroelectric.WAT | hydro | TRUE | 4254 | Consumers Energy Co | 1701 | Croton | MI | Newaygo | 4 | Conventional Hydroelectric | HY |  | S | 1.5 | 0.9 | 0.6 | 0.8 | 0 | N |  |  | N | Electric Utility | 1 | X | WAT
Conventional Steam Coal.SUB | hard coal | TRUE | 4254 | Consumers Energy Co | 1702 | Dan E Karn | MI | Bay | 1A | Conventional Steam Coal | ST | G381 | S | 136 | 0.85 | 127.5 | 127.5 | 70 | N | 5 | 2023 | N | Electric Utility | 1 | X | SUB | BIT
Conventional Steam Coal.SUB | hard coal | TRUE | 4254 | Consumers Energy Co | 1702 | Dan E Karn | MI | Bay | 1B | Conventional Steam Coal | ST | G381 | S | 136 | 0.85 | 127.5 | 127.5 | 70 | N | 5 | 2023 | N | Electric Utility | 1 | X | SUB | BIT
Conventional Steam Coal.SUB | hard coal | TRUE | 4254 | Consumers Energy Co | 1702 | Dan E Karn | MI | Bay | 2A | Conventional Steam Coal | ST | G382 | S | 136 | 0.85 | 117.1 | 117.1 | 65 | N | 5 | 2023 | N | Electric Utility | 1 | X | SUB | BIT
Conventional Steam Coal.SUB | hard coal | TRUE | 4254 | Consumers Energy Co | 1702 | Dan E Karn | MI | Bay | 2B | Conventional Steam Coal | ST | G382 | S | 136 | 0.85 | 117.1 | 117.1 | 65 | N | 5 | 2023 | N | Electric Utility | 1 | X | SUB | BIT
Natural Gas Steam Turbine.NG | natural gas steam turbine | TRUE | 4254 | Consumers Energy Co | 1702 | Dan E Karn | MI | Bay | 3 | Natural Gas Steam Turbine | ST |  | S | 692.5 | 0.85 | 593.5 | 617.3 | 60 | N |  |  | N | Electric Utility | 1 | X | NG | RFO | DFO
Natural Gas Steam Turbine.NG | natural gas steam turbine | TRUE | 4254 | Consumers Energy Co | 1702 | Dan E Karn | MI | Bay | 4 | Natural Gas Steam Turbine | ST |  | S | 709.8 | 0.85 | 606.3 | 629.5 | 60 | N |  |  | N | Electric Utility | 1 | X | NG | RFO | DFO
Conventional Hydroelectric.WAT | hydro | TRUE | 4254 | Consumers Energy Co | 1704 | Five Channels | MI | Iosco | 1 | Conventional Hydroelectric | HY |  | S | 3 | 0.8 | 3 | 3.1 | 0 | N |  |  | N | Electric Utility | 1 | X | WAT
Conventional Hydroelectric.WAT | hydro | TRUE | 4254 | Consumers Energy Co | 1704 | Five Channels | MI | Iosco | 2 | Conventional Hydroelectric | HY |  | S | 3 | 0.9 | 2.9 | 3 | 0 | N |  |  | N | Electric Utility | 1 | X | WAT
Conventional Hydroelectric.WAT | hydro | TRUE | 4254 | Consumers Energy Co | 1705 | Foote | MI | Iosco | 1 | Conventional Hydroelectric | HY |  | S | 3 | 0.9 | 1 | 1.1 | 0 | N |  |  | N | Electric Utility | 1 | X | WAT
Conventional Hydroelectric.WAT | hydro | TRUE | 4254 | Consumers Energy Co | 1705 | Foote | MI | Iosco | 2 | Conventional Hydroelectric | HY |  | S | 3 | 0.9 | 1 | 1.1 | 0 | N |  |  | N | Electric Utility | 1 | X | WAT
Conventional Hydroelectric.WAT | hydro | TRUE | 4254 | Consumers Energy Co | 1705 | Foote | MI | Iosco | 3 | Conventional Hydroelectric | HY |  | S | 3 | 0.9 | 1 | 1.1 | 0 | N |  |  | N | Electric Utility | 1 | X | WAT
Conventional Hydroelectric.WAT | hydro | TRUE | 4254 | Consumers Energy Co | 1707 | Hardy | MI | Newaygo | 1 | Conventional Hydroelectric | HY |  | S | 10 | 0.8 | 10.6 | 10.4 | 0 | N |  |  | N | Electric Utility | 1 | X | WAT
Conventional Hydroelectric.WAT | hydro | TRUE | 4254 | Consumers Energy Co | 1707 | Hardy | MI | Newaygo | 2 | Conventional Hydroelectric | HY |  | S | 10 | 0.8 | 10.7 | 10.4 | 0 | N |  |  | N | Electric Utility | 1 | X | WAT
Conventional Hydroelectric.WAT | hydro | TRUE | 4254 | Consumers Energy Co | 1707 | Hardy | MI | Newaygo | 3 | Conventional Hydroelectric | HY |  | S | 11.5 | 0.8 | 12.1 | 11.9 | 0 | N |  |  | N | Electric Utility | 1 | X | WAT
Conventional Hydroelectric.WAT | hydro | TRUE | 4254 | Consumers Energy Co | 1708 | Hodenpyl | MI | Wexford | 1 | Conventional Hydroelectric | HY |  | S | 8.5 | 0.96 | 2.1 | 2.4 | 0 | N |  |  | N | Electric Utility | 1 | X | WAT
Conventional Hydroelectric.WAT | hydro | TRUE | 4254 | Consumers Energy Co | 1708 | Hodenpyl | MI | Wexford | 2 | Conventional Hydroelectric | HY |  | S | 8.5 | 0.96 | 2.1 | 2.4 | 0 | N |  |  | N | Electric Utility | 1 | X | WAT
Conventional Steam Coal.SUB | hard coal | TRUE | 4254 | Consumers Energy Co | 1710 | J H Campbell | MI | Ottawa | 1 | Conventional Steam Coal | ST |  | S | 265.2 | 0.85 | 260 | 260 | 100 | N | 5 | 2025 | N | Electric Utility | 1 | X | SUB
Conventional Steam Coal.SUB | hard coal | TRUE | 4254 | Consumers Energy Co | 1710 | J H Campbell | MI | Ottawa | 2 | Conventional Steam Coal | ST |  | S | 378.8 | 0.77 | 355.5 | 359.9 | 100 | N | 5 | 2025 | N | Electric Utility | 1 | X | SUB | BIT
Conventional Steam Coal.SUB | hard coal | TRUE | 4254 | Consumers Energy Co | 1710 | J H Campbell | MI | Ottawa | 3 | Conventional Steam Coal | ST |  | J | 916.8 | 0.86 | 784.6 | 785.3 | 350 | N | 5 | 2025 | N | Electric Utility | 1 | X | SUB
Conventional Hydroelectric.WAT | hydro | TRUE | 4254 | Consumers Energy Co | 1712 | Loud | MI | Iosco | 1 | Conventional Hydroelectric | HY |  | S | 2 | 0.9 | 2.4 | 2.5 | 0 | N |  |  | N | Electric Utility | 1 | X | WAT
Conventional Hydroelectric.WAT | hydro | TRUE | 4254 | Consumers Energy Co | 1712 | Loud | MI | Iosco | 2 | Conventional Hydroelectric | HY |  | S | 2 | 0.9 | 2.4 | 2.4 | 0 | N |  |  | N | Electric Utility | 1 | X | WAT
Hydroelectric Pumped Storage.WAT | other | TRUE | 4254 | Consumers Energy Co | 1713 | Ludington | MI | Mason | 1 | Hydroelectric Pumped Storage | PS |  | J | 329.8 | 0.85 | 362.9 | 346.2 | 240 | N |  |  | N | Electric Utility | 1 | X | WAT
Hydroelectric Pumped Storage.WAT | other | TRUE | 4254 | Consumers Energy Co | 1713 | Ludington | MI | Mason | 2 | Hydroelectric Pumped Storage | PS |  | J | 329.8 | 0.85 | 363.3 | 346.1 | 240 | N |  |  | N | Electric Utility | 1 | X | WAT
Hydroelectric Pumped Storage.WAT | other | TRUE | 4254 | Consumers Energy Co | 1713 | Ludington | MI | Mason | 3 | Hydroelectric Pumped Storage | PS |  | J | 329.8 | 0.85 | 363.7 | 348 | 240 | Y |  |  | N | Electric Utility | 1 | X | WAT
Hydroelectric Pumped Storage.WAT | other | TRUE | 4254 | Consumers Energy Co | 1713 | Ludington | MI | Mason | 4 | Hydroelectric Pumped Storage | PS |  | J | 329.8 | 0.85 | 369.2 | 345.6 | 240 | N |  |  | N | Electric Utility | 1 | X | WAT
Hydroelectric Pumped Storage.WAT | other | TRUE | 4254 | Consumers Energy Co | 1713 | Ludington | MI | Mason | 5 | Hydroelectric Pumped Storage | PS |  | J | 329.8 | 0.85 | 363 | 346.2 | 240 | N |  |  | N | Electric Utility | 1 | X | WAT
Hydroelectric Pumped Storage.WAT | other | TRUE | 4254 | Consumers Energy Co | 1713 | Ludington | MI | Mason | 6 | Hydroelectric Pumped Storage | PS |  | J | 329.8 | 0.85 | 363.5 | 346.2 | 240 | N |  |  | N | Electric Utility | 1 | X | WAT
Conventional Hydroelectric.WAT | hydro | TRUE | 4254 | Consumers Energy Co | 1714 | Mio | MI | Oscoda | 1 | Conventional Hydroelectric | HY |  | S | 2.5 | 0.9 | 0.8 | 0.8 | 0 | N |  |  | N | Electric Utility | 1 | X | WAT
Conventional Hydroelectric.WAT | hydro | TRUE | 4254 | Consumers Energy Co | 1714 | Mio | MI | Oscoda | 2 | Conventional Hydroelectric | HY |  | S | 2.5 | 0.9 | 0.8 | 0.8 | 0 | N |  |  | N | Electric Utility | 1 | X | WAT
Conventional Hydroelectric.WAT | hydro | TRUE | 4254 | Consumers Energy Co | 1716 | Rogers | MI | Mecosta | 1 | Conventional Hydroelectric | HY |  | S | 1.7 | 0.9 | 0.6 | 0.8 | 0 | N |  |  | N | Electric Utility | 1 | X | WAT
Conventional Hydroelectric.WAT | hydro | TRUE | 4254 | Consumers Energy Co | 1716 | Rogers | MI | Mecosta | 2 | Conventional Hydroelectric | HY |  | S | 1.7 | 0.9 | 0.6 | 0.8 | 0 | N |  |  | N | Electric Utility | 1 | X | WAT
Conventional Hydroelectric.WAT | hydro | TRUE | 4254 | Consumers Energy Co | 1716 | Rogers | MI | Mecosta | 3 | Conventional Hydroelectric | HY |  | S | 1.7 | 0.9 | 0.6 | 0.8 | 0 | N |  |  | N | Electric Utility | 1 | X | WAT
Conventional Hydroelectric.WAT | hydro | TRUE | 4254 | Consumers Energy Co | 1716 | Rogers | MI | Mecosta | 4 | Conventional Hydroelectric | HY |  | S | 1.7 | 0.9 | 0.6 | 0.8 | 0 | N |  |  | N | Electric Utility | 1 | X | WAT
Conventional Hydroelectric.WAT | hydro | TRUE | 4254 | Consumers Energy Co | 1722 | Webber | MI | Ionia | 1 | Conventional Hydroelectric | HY |  | S | 3.3 | 1 | 0.9 | 1.3 | 0 | N |  |  | N | Electric Utility | 1 | X | WAT
Conventional Hydroelectric.WAT | hydro | TRUE | 4254 | Consumers Energy Co | 1722 | Webber | MI | Ionia | 2 | Conventional Hydroelectric | HY |  | S | 1 | 0.8 | 0.3 | 0.4 | 0 | N |  |  | N | Electric Utility | 1 | X | WAT
Petroleum Liquids.DFO | petroleum | TRUE | 5109 | DTE Electric Company | 1725 | Colfax | MI | Livingston | 1 | Petroleum Liquids | IC |  | S | 2.7 | 0.8 | 2 | 2 | 0.6 | N |  |  | N | Electric Utility | 1 | X | DFO
Petroleum Liquids.DFO | petroleum | TRUE | 5109 | DTE Electric Company | 1725 | Colfax | MI | Livingston | 2 | Petroleum Liquids | IC |  | S | 2.7 | 0.8 | 3 | 3 | 0.6 | N |  |  | N | Electric Utility | 1 | X | DFO
Petroleum Liquids.DFO | petroleum | TRUE | 5109 | DTE Electric Company | 1725 | Colfax | MI | Livingston | 3 | Petroleum Liquids | IC |  | S | 2.7 | 0.8 | 3 | 3 | 0.6 | N |  |  | N | Electric Utility | 1 | X | DFO
Petroleum Liquids.DFO | petroleum | TRUE | 5109 | DTE Electric Company | 1725 | Colfax | MI | Livingston | 4 | Petroleum Liquids | IC |  | S | 2.7 | 0.8 | 3 | 3 | 0.6 | N |  |  | N | Electric Utility | 1 | X | DFO
Petroleum Liquids.DFO | petroleum | TRUE | 5109 | DTE Electric Company | 1725 | Colfax | MI | Livingston | 5 | Petroleum Liquids | IC |  | S | 2.7 | 0.8 | 3 | 3 | 0.6 | N |  |  | N | Electric Utility | 1 | X | DFO
Natural Gas Fired Combustion Turbine.NG | natural gas peaker | TRUE | 5109 | DTE Electric Company | 1728 | Delray | MI | Wayne | 11-1 | Natural Gas Fired Combustion Turbine | GT |  | S | 71.1 | 0.97 | 64 | 80 | 35 | N |  |  | N | Electric Utility | 1 | X | NG
Natural Gas Fired Combustion Turbine.NG | natural gas peaker | TRUE | 5109 | DTE Electric Company | 1728 | Delray | MI | Wayne | 12-1 | Natural Gas Fired Combustion Turbine | GT |  | S | 71.1 | 0.85 | 63 | 79 | 35 | N |  |  | N | Electric Utility | 1 | X | NG
Nuclear.NUC | nuclear | TRUE | 5109 | DTE Electric Company | 1729 | Fermi | MI | Monroe | 2 | Nuclear | ST |  | S | 1217 | 0.9 | 1141 | 1161 | 690 | N |  |  | N | Electric Utility | 1 | X | NUC
Petroleum Liquids.DFO | petroleum | TRUE | 5109 | DTE Electric Company | 1729 | Fermi | MI | Monroe | 3 | Petroleum Liquids | GT |  | S | 16 | 0.85 | 13 | 19 | 4 | N |  |  | N | Electric Utility | 1 | X | DFO
Petroleum Liquids.DFO | petroleum | TRUE | 5109 | DTE Electric Company | 1729 | Fermi | MI | Monroe | 4 | Petroleum Liquids | GT |  | S | 16 | 0.85 | 12 | 18 | 4 | N |  |  | N | Electric Utility | 1 | X | DFO
Petroleum Liquids.DFO | petroleum | TRUE | 5109 | DTE Electric Company | 1729 | Fermi | MI | Monroe | GT1 | Petroleum Liquids | GT |  | S | 16 | 0.85 | 13 | 19 | 4 | N |  |  | N | Electric Utility | 1 | X | DFO
Petroleum Liquids.DFO | petroleum | TRUE | 5109 | DTE Electric Company | 1729 | Fermi | MI | Monroe | GT2 | Petroleum Liquids | GT |  | S | 16 | 0.85 | 13 | 19 | 4 | N |  |  | N | Electric Utility | 1 | X | DFO
Natural Gas Fired Combustion Turbine.NG | natural gas peaker | TRUE | 5109 | DTE Electric Company | 1730 | Hancock | MI | Oakland | 1 | Natural Gas Fired Combustion Turbine | GT |  | S | 19 | 0.85 | 11 | 18 | 3 | N |  |  | N | Electric Utility | 1 | X | NG
Natural Gas Fired Combustion Turbine.NG | natural gas peaker | TRUE | 5109 | DTE Electric Company | 1730 | Hancock | MI | Oakland | 3 | Natural Gas Fired Combustion Turbine | GT |  | S | 19 | 0.85 | 17 | 22 | 3 | N |  |  | N | Electric Utility | 1 | X | NG
Natural Gas Fired Combustion Turbine.NG | natural gas peaker | TRUE | 5109 | DTE Electric Company | 1730 | Hancock | MI | Oakland | 5 | Natural Gas Fired Combustion Turbine | GT |  | S | 41.8 | 0.9 | 32 | 42 | 4 | N |  |  | N | Electric Utility | 1 | X | NG
Natural Gas Fired Combustion Turbine.NG | natural gas peaker | TRUE | 5109 | DTE Electric Company | 1730 | Hancock | MI | Oakland | 6 | Natural Gas Fired Combustion Turbine | GT |  | S | 41.8 | 0.9 | 33 | 42 | 4 | N |  |  | N | Electric Utility | 1 | X | NG
Conventional Steam Coal.RC | hard coal | TRUE | 5109 | DTE Electric Company | 1733 | Monroe (MI) | MI | Monroe | 1 | Conventional Steam Coal | ST |  | S | 817.2 | 0.9 | 758 | 758 | 280 | N |  |  | N | Electric Utility | 1 | X | RC | PC | DFO | BIT | SUB
Conventional Steam Coal.RC | hard coal | TRUE | 5109 | DTE Electric Company | 1733 | Monroe (MI) | MI | Monroe | 2 | Conventional Steam Coal | ST |  | S | 822.6 | 0.95 | 773 | 783 | 280 | N |  |  | N | Electric Utility | 1 | X | RC | PC | DFO | BIT | SUB
Conventional Steam Coal.RC | hard coal | TRUE | 5109 | DTE Electric Company | 1733 | Monroe (MI) | MI | Monroe | 3 | Conventional Steam Coal | ST |  | S | 822.6 | 0.9 | 773 | 783 | 280 | N |  |  | N | Electric Utility | 1 | X | RC | PC | DFO | BIT | SUB
Conventional Steam Coal.RC | hard coal | TRUE | 5109 | DTE Electric Company | 1733 | Monroe (MI) | MI | Monroe | 4 | Conventional Steam Coal | ST |  | S | 817.2 | 0.95 | 762 | 762 | 280 | N |  |  | N | Electric Utility | 1 | X | RC | PC | DFO | BIT | SUB
Petroleum Liquids.DFO | petroleum | TRUE | 5109 | DTE Electric Company | 1733 | Monroe (MI) | MI | Monroe | IC1 | Petroleum Liquids | IC |  | S | 2.7 | 0.8 | 2 | 2 | 0.6 | N |  |  | N | Electric Utility | 1 | X | DFO
Petroleum Liquids.DFO | petroleum | TRUE | 5109 | DTE Electric Company | 1733 | Monroe (MI) | MI | Monroe | IC2 | Petroleum Liquids | IC |  | S | 2.7 | 0.8 | 3 | 3 | 0.6 | N |  |  | N | Electric Utility | 1 | X | DFO
Petroleum Liquids.DFO | petroleum | TRUE | 5109 | DTE Electric Company | 1733 | Monroe (MI) | MI | Monroe | IC3 | Petroleum Liquids | IC |  | S | 2.7 | 0.8 | 3 | 3 | 0.6 | N |  |  | N | Electric Utility | 1 | X | DFO
Petroleum Liquids.DFO | petroleum | TRUE | 5109 | DTE Electric Company | 1733 | Monroe (MI) | MI | Monroe | IC4 | Petroleum Liquids | IC |  | S | 2.7 | 0.8 | 3 | 3 | 0.6 | N |  |  | N | Electric Utility | 1 | X | DFO
Petroleum Liquids.DFO | petroleum | TRUE | 5109 | DTE Electric Company | 1733 | Monroe (MI) | MI | Monroe | IC5 | Petroleum Liquids | IC |  | S | 2.7 | 0.8 | 3 | 3 | 0.6 | N |  |  | N | Electric Utility | 1 | X | DFO
Natural Gas Fired Combustion Turbine.NG | natural gas peaker | TRUE | 5109 | DTE Electric Company | 1734 | Northeast (MI) | MI | Macomb | 1 | Natural Gas Fired Combustion Turbine | GT |  | S | 16 | 0.85 | 15 | 20 | 7 | N |  |  | N | Electric Utility | 1 | X | NG
Natural Gas Fired Combustion Turbine.NG | natural gas peaker | TRUE | 5109 | DTE Electric Company | 1734 | Northeast (MI) | MI | Macomb | 2 | Natural Gas Fired Combustion Turbine | GT |  | S | 16 | 0.85 | 15 | 20 | 6.5 | N |  |  | N | Electric Utility | 1 | X | NG
Natural Gas Fired Combustion Turbine.NG | natural gas peaker | TRUE | 5109 | DTE Electric Company | 1734 | Northeast (MI) | MI | Macomb | 3 | Natural Gas Fired Combustion Turbine | GT |  | S | 16 | 0.85 | 14 | 20 | 6.5 | N |  |  | N | Electric Utility | 1 | X | NG
Natural Gas Fired Combustion Turbine.NG | natural gas peaker | TRUE | 5109 | DTE Electric Company | 1734 | Northeast (MI) | MI | Macomb | 4 | Natural Gas Fired Combustion Turbine | GT |  | S | 16 | 0.85 | 15 | 20 | 6.5 | N |  |  | N | Electric Utility | 1 | X | NG
Natural Gas Fired Combustion Turbine.NG | natural gas peaker | TRUE | 5109 | DTE Electric Company | 1734 | Northeast (MI) | MI | Macomb | 5 | Natural Gas Fired Combustion Turbine | GT |  | S | 23.4 | 0.85 | 18 | 24 | 8 | N |  |  | N | Electric Utility | 1 | X | NG | DFO
Petroleum Liquids.DFO | petroleum | TRUE | 5109 | DTE Electric Company | 1734 | Northeast (MI) | MI | Macomb | 6 | Petroleum Liquids | GT |  | S | 21.2 | 0.85 | 19 | 23 | 8 | N |  |  | N | Electric Utility | 1 | X | DFO
Petroleum Liquids.DFO | petroleum | TRUE | 5109 | DTE Electric Company | 1734 | Northeast (MI) | MI | Macomb | 7 | Petroleum Liquids | GT |  | S | 21.2 | 0.85 | 20 | 23 | 8 | N |  |  | N | Electric Utility | 1 | X | DFO
Petroleum Liquids.DFO | petroleum | TRUE | 5109 | DTE Electric Company | 1735 | Oliver | MI | Huron | 1 | Petroleum Liquids | IC |  | S | 2.7 | 0.8 | 2 | 2 | 0.6 | N |  |  | N | Electric Utility | 1 | X | DFO
Petroleum Liquids.DFO | petroleum | TRUE | 5109 | DTE Electric Company | 1735 | Oliver | MI | Huron | 2 | Petroleum Liquids | IC |  | S | 2.7 | 0.8 | 3 | 3 | 0.6 | N |  |  | N | Electric Utility | 1 | X | DFO
Petroleum Liquids.DFO | petroleum | TRUE | 5109 | DTE Electric Company | 1735 | Oliver | MI | Huron | 3 | Petroleum Liquids | IC |  | S | 2.7 | 0.8 | 3 | 3 | 0.6 | N |  |  | N | Electric Utility | 1 | X | DFO
Petroleum Liquids.DFO | petroleum | TRUE | 5109 | DTE Electric Company | 1735 | Oliver | MI | Huron | 4 | Petroleum Liquids | IC |  | S | 2.7 | 0.8 | 3 | 3 | 0.6 | N |  |  | N | Electric Utility | 1 | X | DFO
Petroleum Liquids.DFO | petroleum | TRUE | 5109 | DTE Electric Company | 1735 | Oliver | MI | Huron | 5 | Petroleum Liquids | IC |  | S | 2.7 | 0.8 | 3 | 3 | 0.6 | N |  |  | N | Electric Utility | 1 | X | DFO
Petroleum Liquids.DFO | petroleum | TRUE | 5109 | DTE Electric Company | 1737 | Placid 12 | MI | Oakland | 1 | Petroleum Liquids | IC |  | S | 2.7 | 0.8 | 2 | 2 | 0.6 | N |  |  | N | Electric Utility | 1 | X | DFO
Petroleum Liquids.DFO | petroleum | TRUE | 5109 | DTE Electric Company | 1737 | Placid 12 | MI | Oakland | 2 | Petroleum Liquids | IC |  | S | 2.7 | 0.8 | 3 | 3 | 0.6 | N |  |  | N | Electric Utility | 1 | X | DFO
Petroleum Liquids.DFO | petroleum | TRUE | 5109 | DTE Electric Company | 1737 | Placid 12 | MI | Oakland | 3 | Petroleum Liquids | IC |  | S | 2.7 | 0.8 | 3 | 3 | 0.6 | N |  |  | N | Electric Utility | 1 | X | DFO
Petroleum Liquids.DFO | petroleum | TRUE | 5109 | DTE Electric Company | 1737 | Placid 12 | MI | Oakland | 4 | Petroleum Liquids | IC |  | S | 2.7 | 0.8 | 3 | 3 | 0.6 | N |  |  | N | Electric Utility | 1 | X | DFO
Petroleum Liquids.DFO | petroleum | TRUE | 5109 | DTE Electric Company | 1737 | Placid 12 | MI | Oakland | 5 | Petroleum Liquids | IC |  | S | 2.7 | 0.8 | 3 | 3 | 0.6 | N |  |  | N | Electric Utility | 1 | X | DFO
Petroleum Liquids.DFO | petroleum | TRUE | 5109 | DTE Electric Company | 1739 | Putnam (MI) | MI | Oakland | 1 | Petroleum Liquids | IC |  | S | 2.7 | 0.8 | 2 | 2 | 0.6 | N |  |  | N | Electric Utility | 1 | X | DFO
Petroleum Liquids.DFO | petroleum | TRUE | 5109 | DTE Electric Company | 1739 | Putnam (MI) | MI | Oakland | 2 | Petroleum Liquids | IC |  | S | 2.7 | 0.8 | 3 | 3 | 0.6 | N |  |  | N | Electric Utility | 1 | X | DFO
Petroleum Liquids.DFO | petroleum | TRUE | 5109 | DTE Electric Company | 1739 | Putnam (MI) | MI | Oakland | 3 | Petroleum Liquids | IC |  | S | 2.7 | 0.8 | 3 | 3 | 0.6 | N |  |  | N | Electric Utility | 1 | X | DFO
Petroleum Liquids.DFO | petroleum | TRUE | 5109 | DTE Electric Company | 1739 | Putnam (MI) | MI | Oakland | 4 | Petroleum Liquids | IC |  | S | 2.7 | 0.8 | 3 | 3 | 0.6 | N |  |  | N | Electric Utility | 1 | X | DFO
Petroleum Liquids.DFO | petroleum | TRUE | 5109 | DTE Electric Company | 1739 | Putnam (MI) | MI | Oakland | 5 | Petroleum Liquids | IC |  | S | 2.7 | 0.8 | 3 | 3 | 0.6 | N |  |  | N | Electric Utility | 1 | X | DFO
Petroleum Liquids.DFO | petroleum | TRUE | 5109 | DTE Electric Company | 1740 | River Rouge | MI | Wayne | IC1 | Petroleum Liquids | IC |  | S | 2.7 | 0.8 | 2 | 2 | 0.8 | N |  |  | N | Electric Utility | 1 | X | DFO
Petroleum Liquids.DFO | petroleum | TRUE | 5109 | DTE Electric Company | 1740 | River Rouge | MI | Wayne | IC2 | Petroleum Liquids | IC |  | S | 2.7 | 0.8 | 3 | 3 | 0.8 | N |  |  | N | Electric Utility | 1 | X | DFO
Petroleum Liquids.DFO | petroleum | TRUE | 5109 | DTE Electric Company | 1740 | River Rouge | MI | Wayne | IC3 | Petroleum Liquids | IC |  | S | 2.7 | 0.8 | 3 | 3 | 0.8 | N |  |  | N | Electric Utility | 1 | X | DFO
Petroleum Liquids.DFO | petroleum | TRUE | 5109 | DTE Electric Company | 1740 | River Rouge | MI | Wayne | IC4 | Petroleum Liquids | IC |  | S | 2.7 | 0.8 | 3 | 3 | 0.8 | N |  |  | N | Electric Utility | 1 | X | DFO
Petroleum Liquids.DFO | petroleum | TRUE | 5109 | DTE Electric Company | 1741 | Slocum | MI | Wayne | 1 | Petroleum Liquids | IC |  | S | 2.7 | 0.8 | 2 | 2 | 0.6 | N |  |  | N | Electric Utility | 1 | X | DFO
Petroleum Liquids.DFO | petroleum | TRUE | 5109 | DTE Electric Company | 1741 | Slocum | MI | Wayne | 2 | Petroleum Liquids | IC |  | S | 2.7 | 0.8 | 3 | 3 | 0.6 | N |  |  | N | Electric Utility | 1 | X | DFO
Petroleum Liquids.DFO | petroleum | TRUE | 5109 | DTE Electric Company | 1741 | Slocum | MI | Wayne | 3 | Petroleum Liquids | IC |  | S | 2.7 | 0.8 | 3 | 3 | 0.6 | N |  |  | N | Electric Utility | 1 | X | DFO
Petroleum Liquids.DFO | petroleum | TRUE | 5109 | DTE Electric Company | 1741 | Slocum | MI | Wayne | 4 | Petroleum Liquids | IC |  | S | 2.7 | 0.8 | 3 | 3 | 0.6 | N |  |  | N | Electric Utility | 1 | X | DFO
Petroleum Liquids.DFO | petroleum | TRUE | 5109 | DTE Electric Company | 1741 | Slocum | MI | Wayne | 5 | Petroleum Liquids | IC |  | S | 2.7 | 0.8 | 3 | 3 | 0.6 | N |  |  | N | Electric Utility | 1 | X | DFO
Natural Gas Fired Combustion Turbine.NG | natural gas peaker | TRUE | 5109 | DTE Electric Company | 1743 | St Clair | MI | St Clair | 11 | Natural Gas Fired Combustion Turbine | GT |  | S | 18.5 | 0.85 | 19 | 23 | 3 | N |  |  | N | Electric Utility | 1 | X | NG | DFO
Petroleum Liquids.DFO | petroleum | TRUE | 5109 | DTE Electric Company | 1743 | St Clair | MI | St Clair | 12A | Petroleum Liquids | IC |  | S | 2.7 | 0.8 | 2 | 2 | 0.6 | N |  |  | N | Electric Utility | 1 | X | DFO
Petroleum Liquids.DFO | petroleum | TRUE | 5109 | DTE Electric Company | 1743 | St Clair | MI | St Clair | 12B | Petroleum Liquids | IC |  | S | 2.7 | 0.8 | 3 | 3 | 0.6 | N |  |  | N | Electric Utility | 1 | X | DFO
Petroleum Liquids.DFO | petroleum | TRUE | 5109 | DTE Electric Company | 1744 | Superior | MI | Washtenaw | 1 | Petroleum Liquids | GT |  | S | 16 | 0.85 | 13 | 19 | 5 | N |  |  | N | Electric Utility | 1 | X | DFO
Petroleum Liquids.DFO | petroleum | TRUE | 5109 | DTE Electric Company | 1744 | Superior | MI | Washtenaw | 2 | Petroleum Liquids | GT |  | S | 16 | 0.85 | 13 | 19 | 5 | N |  |  | N | Electric Utility | 1 | X | DFO
Petroleum Liquids.DFO | petroleum | TRUE | 5109 | DTE Electric Company | 1744 | Superior | MI | Washtenaw | 3 | Petroleum Liquids | GT |  | S | 16 | 0.85 | 12 | 18 | 5 | N |  |  | N | Electric Utility | 1 | X | DFO
Petroleum Liquids.DFO | petroleum | TRUE | 5109 | DTE Electric Company | 1744 | Superior | MI | Washtenaw | 4 | Petroleum Liquids | GT |  | S | 16 | 0.85 | 14 | 20 | 5 | N |  |  | N | Electric Utility | 1 | X | DFO
Petroleum Liquids.DFO | petroleum | TRUE | 5109 | DTE Electric Company | 1746 | Wilmot | MI | Tuscola | 1 | Petroleum Liquids | IC |  | S | 2.7 | 0.8 | 2 | 2 | 0.6 | N |  |  | N | Electric Utility | 1 | X | DFO
Petroleum Liquids.DFO | petroleum | TRUE | 5109 | DTE Electric Company | 1746 | Wilmot | MI | Tuscola | 2 | Petroleum Liquids | IC |  | S | 2.7 | 0.8 | 3 | 3 | 0.6 | N |  |  | N | Electric Utility | 1 | X | DFO
Petroleum Liquids.DFO | petroleum | TRUE | 5109 | DTE Electric Company | 1746 | Wilmot | MI | Tuscola | 3 | Petroleum Liquids | IC |  | S | 2.7 | 0.8 | 3 | 3 | 0.6 | N |  |  | N | Electric Utility | 1 | X | DFO
Petroleum Liquids.DFO | petroleum | TRUE | 5109 | DTE Electric Company | 1746 | Wilmot | MI | Tuscola | 4 | Petroleum Liquids | IC |  | S | 2.7 | 0.8 | 3 | 3 | 0.6 | N |  |  | N | Electric Utility | 1 | X | DFO
Petroleum Liquids.DFO | petroleum | TRUE | 5109 | DTE Electric Company | 1746 | Wilmot | MI | Tuscola | 5 | Petroleum Liquids | IC |  | S | 2.7 | 0.8 | 3 | 3 | 0.6 | N |  |  | N | Electric Utility | 1 | X | DFO
Petroleum Liquids.DFO | petroleum | TRUE | 3828 | Cloverland Electric Co-op | 1750 | Manistique | MI | Schoolcraft | 1 | Petroleum Liquids | IC |  | S | 2 | 0.9 | 2 | 2 | 2 | N |  |  | N | Electric Utility | 1 | X | DFO
Petroleum Liquids.DFO | petroleum | TRUE | 3828 | Cloverland Electric Co-op | 1750 | Manistique | MI | Schoolcraft | 2 | Petroleum Liquids | IC |  | S | 2.8 | 0.9 | 2.8 | 2.8 | 2.8 | N |  |  | N | Electric Utility | 1 | X | DFO
Conventional Hydroelectric.WAT | hydro | TRUE | 3828 | Cloverland Electric Co-op | 1751 | Edison Sault | MI | Chippewa | 10 | Conventional Hydroelectric | HY |  | S | 0.6 | 0.9 | 0.4 | 0.3 | 0.4 | N |  |  | N | Electric Utility | 1 | X | WAT
Conventional Hydroelectric.WAT | hydro | TRUE | 3828 | Cloverland Electric Co-op | 1751 | Edison Sault | MI | Chippewa | 11 | Conventional Hydroelectric | HY |  | S | 0.6 | 0.9 | 0.4 | 0.3 | 0.4 | N |  |  | N | Electric Utility | 1 | X | WAT
Conventional Hydroelectric.WAT | hydro | TRUE | 3828 | Cloverland Electric Co-op | 1751 | Edison Sault | MI | Chippewa | 12 | Conventional Hydroelectric | HY |  | S | 0.6 | 0.9 | 0.4 | 0.3 | 0.4 | N |  |  | N | Electric Utility | 1 | X | WAT
Conventional Hydroelectric.WAT | hydro | TRUE | 3828 | Cloverland Electric Co-op | 1751 | Edison Sault | MI | Chippewa | 13 | Conventional Hydroelectric | HY |  | S | 0.6 | 0.9 | 0.4 | 0.3 | 0.4 | N |  |  | N | Electric Utility | 1 | X | WAT
Conventional Hydroelectric.WAT | hydro | TRUE | 3828 | Cloverland Electric Co-op | 1751 | Edison Sault | MI | Chippewa | 14 | Conventional Hydroelectric | HY |  | S | 0.6 | 0.9 | 0.4 | 0.3 | 0.4 | N |  |  | N | Electric Utility | 1 | X | WAT
Conventional Hydroelectric.WAT | hydro | TRUE | 3828 | Cloverland Electric Co-op | 1751 | Edison Sault | MI | Chippewa | 15 | Conventional Hydroelectric | HY |  | S | 0.6 | 0.9 | 0.4 | 0.3 | 0.4 | N |  |  | N | Electric Utility | 1 | X | WAT
Conventional Hydroelectric.WAT | hydro | TRUE | 3828 | Cloverland Electric Co-op | 1751 | Edison Sault | MI | Chippewa | 16 | Conventional Hydroelectric | HY |  | S | 0.6 | 0.9 | 0.4 | 0.3 | 0.4 | N |  |  | N | Electric Utility | 1 | X | WAT
Conventional Hydroelectric.WAT | hydro | TRUE | 3828 | Cloverland Electric Co-op | 1751 | Edison Sault | MI | Chippewa | 17 | Conventional Hydroelectric | HY |  | S | 0.6 | 0.9 | 0.4 | 0.3 | 0.4 | N |  |  | N | Electric Utility | 1 | X | WAT
Conventional Hydroelectric.WAT | hydro | TRUE | 3828 | Cloverland Electric Co-op | 1751 | Edison Sault | MI | Chippewa | 18 | Conventional Hydroelectric | HY |  | S | 0.6 | 0.9 | 0.4 | 0.3 | 0.4 | N |  |  | N | Electric Utility | 1 | X | WAT
Conventional Hydroelectric.WAT | hydro | TRUE | 3828 | Cloverland Electric Co-op | 1751 | Edison Sault | MI | Chippewa | 19 | Conventional Hydroelectric | HY |  | S | 0.6 | 0.9 | 0.4 | 0.3 | 0.4 | N |  |  | N | Electric Utility | 1 | X | WAT
Conventional Hydroelectric.WAT | hydro | TRUE | 3828 | Cloverland Electric Co-op | 1751 | Edison Sault | MI | Chippewa | 20 | Conventional Hydroelectric | HY |  | S | 0.6 | 0.9 | 0.4 | 0.3 | 0.4 | N |  |  | N | Electric Utility | 1 | X | WAT
Conventional Hydroelectric.WAT | hydro | TRUE | 3828 | Cloverland Electric Co-op | 1751 | Edison Sault | MI | Chippewa | 21 | Conventional Hydroelectric | HY |  | S | 0.6 | 0.9 | 0.4 | 0.3 | 0.4 | N |  |  | N | Electric Utility | 1 | X | WAT
Conventional Hydroelectric.WAT | hydro | TRUE | 3828 | Cloverland Electric Co-op | 1751 | Edison Sault | MI | Chippewa | 22 | Conventional Hydroelectric | HY |  | S | 0.6 | 0.9 | 0.4 | 0.3 | 0.4 | N |  |  | N | Electric Utility | 1 | X | WAT
Conventional Hydroelectric.WAT | hydro | TRUE | 3828 | Cloverland Electric Co-op | 1751 | Edison Sault | MI | Chippewa | 23 | Conventional Hydroelectric | HY |  | S | 0.6 | 0.9 | 0.4 | 0.3 | 0.4 | N |  |  | N | Electric Utility | 1 | X | WAT
Conventional Hydroelectric.WAT | hydro | TRUE | 3828 | Cloverland Electric Co-op | 1751 | Edison Sault | MI | Chippewa | 24 | Conventional Hydroelectric | HY |  | S | 0.6 | 0.9 | 0.4 | 0.3 | 0.4 | N |  |  | N | Electric Utility | 1 | X | WAT
Conventional Hydroelectric.WAT | hydro | TRUE | 3828 | Cloverland Electric Co-op | 1751 | Edison Sault | MI | Chippewa | 25 | Conventional Hydroelectric | HY |  | S | 0.6 | 0.9 | 0.4 | 0.3 | 0.4 | N |  |  | N | Electric Utility | 1 | X | WAT
Conventional Hydroelectric.WAT | hydro | TRUE | 3828 | Cloverland Electric Co-op | 1751 | Edison Sault | MI | Chippewa | 26 | Conventional Hydroelectric | HY |  | S | 0.6 | 0.9 | 0.4 | 0.3 | 0.4 | N |  |  | N | Electric Utility | 1 | X | WAT
Conventional Hydroelectric.WAT | hydro | TRUE | 3828 | Cloverland Electric Co-op | 1751 | Edison Sault | MI | Chippewa | 27 | Conventional Hydroelectric | HY |  | S | 0.6 | 0.9 | 0.4 | 0.3 | 0.4 | N |  |  | N | Electric Utility | 1 | X | WAT
Conventional Hydroelectric.WAT | hydro | TRUE | 3828 | Cloverland Electric Co-op | 1751 | Edison Sault | MI | Chippewa | 28 | Conventional Hydroelectric | HY |  | S | 0.6 | 0.9 | 0.4 | 0.3 | 0.4 | N |  |  | N | Electric Utility | 1 | X | WAT
Conventional Hydroelectric.WAT | hydro | TRUE | 3828 | Cloverland Electric Co-op | 1751 | Edison Sault | MI | Chippewa | 29 | Conventional Hydroelectric | HY |  | S | 0.6 | 0.9 | 0.4 | 0.3 | 0.4 | N |  |  | N | Electric Utility | 1 | X | WAT
Conventional Hydroelectric.WAT | hydro | TRUE | 3828 | Cloverland Electric Co-op | 1751 | Edison Sault | MI | Chippewa | 30 | Conventional Hydroelectric | HY |  | S | 0.6 | 0.9 | 0.4 | 0.3 | 0.4 | N |  |  | N | Electric Utility | 1 | X | WAT
Conventional Hydroelectric.WAT | hydro | TRUE | 3828 | Cloverland Electric Co-op | 1751 | Edison Sault | MI | Chippewa | 31 | Conventional Hydroelectric | HY |  | S | 0.6 | 0.9 | 0.4 | 0.3 | 0.4 | N |  |  | N | Electric Utility | 1 | X | WAT
Conventional Hydroelectric.WAT | hydro | TRUE | 3828 | Cloverland Electric Co-op | 1751 | Edison Sault | MI | Chippewa | 32 | Conventional Hydroelectric | HY |  | S | 0.6 | 0.9 | 0.4 | 0.3 | 0.4 | N |  |  | N | Electric Utility | 1 | X | WAT
Conventional Hydroelectric.WAT | hydro | TRUE | 3828 | Cloverland Electric Co-op | 1751 | Edison Sault | MI | Chippewa | 33 | Conventional Hydroelectric | HY |  | S | 0.6 | 0.9 | 0.4 | 0.3 | 0.4 | N |  |  | N | Electric Utility | 1 | X | WAT
Conventional Hydroelectric.WAT | hydro | TRUE | 3828 | Cloverland Electric Co-op | 1751 | Edison Sault | MI | Chippewa | 34 | Conventional Hydroelectric | HY |  | S | 0.6 | 0.9 | 0.4 | 0.3 | 0.4 | N |  |  | N | Electric Utility | 1 | X | WAT
Conventional Hydroelectric.WAT | hydro | TRUE | 3828 | Cloverland Electric Co-op | 1751 | Edison Sault | MI | Chippewa | 35 | Conventional Hydroelectric | HY |  | S | 0.6 | 0.9 | 0.4 | 0.3 | 0.4 | N |  |  | N | Electric Utility | 1 | X | WAT
Conventional Hydroelectric.WAT | hydro | TRUE | 3828 | Cloverland Electric Co-op | 1751 | Edison Sault | MI | Chippewa | 36 | Conventional Hydroelectric | HY |  | S | 0.6 | 0.9 | 0.4 | 0.3 | 0.4 | N |  |  | N | Electric Utility | 1 | X | WAT
Conventional Hydroelectric.WAT | hydro | TRUE | 3828 | Cloverland Electric Co-op | 1751 | Edison Sault | MI | Chippewa | 37 | Conventional Hydroelectric | HY |  | S | 0.6 | 0.9 | 0.4 | 0.3 | 0.4 | N |  |  | N | Electric Utility | 1 | X | WAT
Conventional Hydroelectric.WAT | hydro | TRUE | 3828 | Cloverland Electric Co-op | 1751 | Edison Sault | MI | Chippewa | 38 | Conventional Hydroelectric | HY |  | S | 0.6 | 0.9 | 0.4 | 0.3 | 0.4 | N |  |  | N | Electric Utility | 1 | X | WAT
Conventional Hydroelectric.WAT | hydro | TRUE | 3828 | Cloverland Electric Co-op | 1751 | Edison Sault | MI | Chippewa | 39 | Conventional Hydroelectric | HY |  | S | 0.6 | 0.9 | 0.4 | 0.3 | 0.4 | N |  |  | N | Electric Utility | 1 | X | WAT
Conventional Hydroelectric.WAT | hydro | TRUE | 3828 | Cloverland Electric Co-op | 1751 | Edison Sault | MI | Chippewa | 40 | Conventional Hydroelectric | HY |  | S | 0.6 | 0.9 | 0.4 | 0.3 | 0.4 | N |  |  | N | Electric Utility | 1 | X | WAT
Conventional Hydroelectric.WAT | hydro | TRUE | 3828 | Cloverland Electric Co-op | 1751 | Edison Sault | MI | Chippewa | 41 | Conventional Hydroelectric | HY |  | S | 0.6 | 0.9 | 0.4 | 0.3 | 0.4 | N |  |  | N | Electric Utility | 1 | X | WAT
Conventional Hydroelectric.WAT | hydro | TRUE | 3828 | Cloverland Electric Co-op | 1751 | Edison Sault | MI | Chippewa | 42 | Conventional Hydroelectric | HY |  | S | 0.5 | 0.9 | 0.4 | 0.3 | 0.4 | N |  |  | N | Electric Utility | 1 | X | WAT
Conventional Hydroelectric.WAT | hydro | TRUE | 3828 | Cloverland Electric Co-op | 1751 | Edison Sault | MI | Chippewa | 45 | Conventional Hydroelectric | HY |  | S | 0.6 | 0.9 | 0.4 | 0.3 | 0.4 | N |  |  | N | Electric Utility | 1 | X | WAT
Conventional Hydroelectric.WAT | hydro | TRUE | 3828 | Cloverland Electric Co-op | 1751 | Edison Sault | MI | Chippewa | 46 | Conventional Hydroelectric | HY |  | S | 0.6 | 0.9 | 0.4 | 0.4 | 0.4 | N |  |  | N | Electric Utility | 1 | X | WAT
Conventional Hydroelectric.WAT | hydro | TRUE | 3828 | Cloverland Electric Co-op | 1751 | Edison Sault | MI | Chippewa | 47 | Conventional Hydroelectric | HY |  | S | 0.6 | 0.9 | 0.4 | 0.4 | 0.4 | N |  |  | N | Electric Utility | 1 | X | WAT
Conventional Hydroelectric.WAT | hydro | TRUE | 3828 | Cloverland Electric Co-op | 1751 | Edison Sault | MI | Chippewa | 48 | Conventional Hydroelectric | HY |  | S | 0.6 | 0.9 | 0.4 | 0.4 | 0.4 | N |  |  | N | Electric Utility | 1 | X | WAT
Conventional Hydroelectric.WAT | hydro | TRUE | 3828 | Cloverland Electric Co-op | 1751 | Edison Sault | MI | Chippewa | 49 | Conventional Hydroelectric | HY |  | S | 0.6 | 0.9 | 0.4 | 0.4 | 0.4 | N |  |  | N | Electric Utility | 1 | X | WAT
Conventional Hydroelectric.WAT | hydro | TRUE | 3828 | Cloverland Electric Co-op | 1751 | Edison Sault | MI | Chippewa | 50 | Conventional Hydroelectric | HY |  | S | 0.6 | 0.9 | 0.4 | 0.4 | 0.4 | N |  |  | N | Electric Utility | 1 | X | WAT
Conventional Hydroelectric.WAT | hydro | TRUE | 3828 | Cloverland Electric Co-op | 1751 | Edison Sault | MI | Chippewa | 51 | Conventional Hydroelectric | HY |  | S | 0.6 | 0.9 | 0.4 | 0.4 | 0.4 | N |  |  | N | Electric Utility | 1 | X | WAT
Conventional Hydroelectric.WAT | hydro | TRUE | 3828 | Cloverland Electric Co-op | 1751 | Edison Sault | MI | Chippewa | 52 | Conventional Hydroelectric | HY |  | S | 0.6 | 0.9 | 0.4 | 0.3 | 0.4 | N |  |  | N | Electric Utility | 1 | X | WAT
Conventional Hydroelectric.WAT | hydro | TRUE | 3828 | Cloverland Electric Co-op | 1751 | Edison Sault | MI | Chippewa | 53 | Conventional Hydroelectric | HY |  | S | 0.6 | 0.9 | 0.4 | 0.3 | 0.4 | N |  |  | N | Electric Utility | 1 | X | WAT
Conventional Hydroelectric.WAT | hydro | TRUE | 3828 | Cloverland Electric Co-op | 1751 | Edison Sault | MI | Chippewa | 54 | Conventional Hydroelectric | HY |  | S | 0.6 | 0.9 | 0.4 | 0.3 | 0.4 | N |  |  | N | Electric Utility | 1 | X | WAT
Conventional Hydroelectric.WAT | hydro | TRUE | 3828 | Cloverland Electric Co-op | 1751 | Edison Sault | MI | Chippewa | 55 | Conventional Hydroelectric | HY |  | S | 0.6 | 0.9 | 0.4 | 0.3 | 0.4 | N |  |  | N | Electric Utility | 1 | X | WAT
Conventional Hydroelectric.WAT | hydro | TRUE | 3828 | Cloverland Electric Co-op | 1751 | Edison Sault | MI | Chippewa | 56 | Conventional Hydroelectric | HY |  | S | 0.6 | 0.9 | 0.4 | 0.3 | 0.4 | N |  |  | N | Electric Utility | 1 | X | WAT
Conventional Hydroelectric.WAT | hydro | TRUE | 3828 | Cloverland Electric Co-op | 1751 | Edison Sault | MI | Chippewa | 57 | Conventional Hydroelectric | HY |  | S | 0.6 | 0.9 | 0.4 | 0.3 | 0.4 | N |  |  | N | Electric Utility | 1 | X | WAT
Conventional Hydroelectric.WAT | hydro | TRUE | 3828 | Cloverland Electric Co-op | 1751 | Edison Sault | MI | Chippewa | 58 | Conventional Hydroelectric | HY |  | S | 0.6 | 0.9 | 0.4 | 0.3 | 0.4 | N |  |  | N | Electric Utility | 1 | X | WAT
Conventional Hydroelectric.WAT | hydro | TRUE | 3828 | Cloverland Electric Co-op | 1751 | Edison Sault | MI | Chippewa | 59 | Conventional Hydroelectric | HY |  | S | 0.6 | 0.9 | 0.4 | 0.3 | 0.4 | N |  |  | N | Electric Utility | 1 | X | WAT
Conventional Hydroelectric.WAT | hydro | TRUE | 3828 | Cloverland Electric Co-op | 1751 | Edison Sault | MI | Chippewa | 6 | Conventional Hydroelectric | HY |  | S | 0.6 | 0.9 | 0.4 | 0.3 | 0.4 | N |  |  | N | Electric Utility | 1 | X | WAT
Conventional Hydroelectric.WAT | hydro | TRUE | 3828 | Cloverland Electric Co-op | 1751 | Edison Sault | MI | Chippewa | 60 | Conventional Hydroelectric | HY |  | S | 0.6 | 0.9 | 0.4 | 0.3 | 0.4 | N |  |  | N | Electric Utility | 1 | X | WAT
Conventional Hydroelectric.WAT | hydro | TRUE | 3828 | Cloverland Electric Co-op | 1751 | Edison Sault | MI | Chippewa | 61 | Conventional Hydroelectric | HY |  | S | 0.6 | 0.9 | 0.4 | 0.3 | 0.4 | N |  |  | N | Electric Utility | 1 | X | WAT
Conventional Hydroelectric.WAT | hydro | TRUE | 3828 | Cloverland Electric Co-op | 1751 | Edison Sault | MI | Chippewa | 62 | Conventional Hydroelectric | HY |  | S | 0.5 | 0.9 | 0.4 | 0.3 | 0.4 | N |  |  | N | Electric Utility | 1 | X | WAT
Conventional Hydroelectric.WAT | hydro | TRUE | 3828 | Cloverland Electric Co-op | 1751 | Edison Sault | MI | Chippewa | 63 | Conventional Hydroelectric | HY |  | S | 0.5 | 0.9 | 0.4 | 0.3 | 0.4 | N |  |  | N | Electric Utility | 1 | X | WAT
Conventional Hydroelectric.WAT | hydro | TRUE | 3828 | Cloverland Electric Co-op | 1751 | Edison Sault | MI | Chippewa | 64 | Conventional Hydroelectric | HY |  | S | 0.5 | 0.9 | 0.4 | 0.3 | 0.4 | N |  |  | N | Electric Utility | 1 | X | WAT
Conventional Hydroelectric.WAT | hydro | TRUE | 3828 | Cloverland Electric Co-op | 1751 | Edison Sault | MI | Chippewa | 65 | Conventional Hydroelectric | HY |  | S | 0.5 | 0.9 | 0.4 | 0.3 | 0.4 | N |  |  | N | Electric Utility | 1 | X | WAT
Conventional Hydroelectric.WAT | hydro | TRUE | 3828 | Cloverland Electric Co-op | 1751 | Edison Sault | MI | Chippewa | 66 | Conventional Hydroelectric | HY |  | S | 0.5 | 0.9 | 0.4 | 0.3 | 0.4 | N |  |  | N | Electric Utility | 1 | X | WAT
Conventional Hydroelectric.WAT | hydro | TRUE | 3828 | Cloverland Electric Co-op | 1751 | Edison Sault | MI | Chippewa | 67 | Conventional Hydroelectric | HY |  | S | 0.5 | 0.9 | 0.4 | 0.3 | 0.4 | N |  |  | N | Electric Utility | 1 | X | WAT
Conventional Hydroelectric.WAT | hydro | TRUE | 3828 | Cloverland Electric Co-op | 1751 | Edison Sault | MI | Chippewa | 68 | Conventional Hydroelectric | HY |  | S | 0.5 | 0.9 | 0.4 | 0.3 | 0.4 | N |  |  | N | Electric Utility | 1 | X | WAT
Conventional Hydroelectric.WAT | hydro | TRUE | 3828 | Cloverland Electric Co-op | 1751 | Edison Sault | MI | Chippewa | 69 | Conventional Hydroelectric | HY |  | S | 0.5 | 0.9 | 0.4 | 0.3 | 0.4 | N |  |  | N | Electric Utility | 1 | X | WAT
Conventional Hydroelectric.WAT | hydro | TRUE | 3828 | Cloverland Electric Co-op | 1751 | Edison Sault | MI | Chippewa | 7 | Conventional Hydroelectric | HY |  | S | 0.6 | 0.9 | 0.4 | 0.3 | 0.4 | N |  |  | N | Electric Utility | 1 | X | WAT
Conventional Hydroelectric.WAT | hydro | TRUE | 3828 | Cloverland Electric Co-op | 1751 | Edison Sault | MI | Chippewa | 70 | Conventional Hydroelectric | HY |  | S | 0.5 | 0.9 | 0.4 | 0.3 | 0.4 | N |  |  | N | Electric Utility | 1 | X | WAT
Conventional Hydroelectric.WAT | hydro | TRUE | 3828 | Cloverland Electric Co-op | 1751 | Edison Sault | MI | Chippewa | 71 | Conventional Hydroelectric | HY |  | S | 0.5 | 0.9 | 0.4 | 0.3 | 0.4 | N |  |  | N | Electric Utility | 1 | X | WAT
Conventional Hydroelectric.WAT | hydro | TRUE | 3828 | Cloverland Electric Co-op | 1751 | Edison Sault | MI | Chippewa | 72 | Conventional Hydroelectric | HY |  | S | 0.5 | 0.9 | 0.4 | 0.3 | 0.4 | N |  |  | N | Electric Utility | 1 | X | WAT
Conventional Hydroelectric.WAT | hydro | TRUE | 3828 | Cloverland Electric Co-op | 1751 | Edison Sault | MI | Chippewa | 73 | Conventional Hydroelectric | HY |  | S | 0.5 | 0.9 | 0.4 | 0.3 | 0.4 | N |  |  | N | Electric Utility | 1 | X | WAT
Conventional Hydroelectric.WAT | hydro | TRUE | 3828 | Cloverland Electric Co-op | 1751 | Edison Sault | MI | Chippewa | 74 | Conventional Hydroelectric | HY |  | S | 0.5 | 0.9 | 0.4 | 0.3 | 0.4 | N |  |  | N | Electric Utility | 1 | X | WAT
Conventional Hydroelectric.WAT | hydro | TRUE | 3828 | Cloverland Electric Co-op | 1751 | Edison Sault | MI | Chippewa | 75 | Conventional Hydroelectric | HY |  | S | 0.5 | 0.9 | 0.4 | 0.3 | 0.4 | N |  |  | N | Electric Utility | 1 | X | WAT
Conventional Hydroelectric.WAT | hydro | TRUE | 3828 | Cloverland Electric Co-op | 1751 | Edison Sault | MI | Chippewa | 76 | Conventional Hydroelectric | HY |  | S | 0.5 | 0.9 | 0.4 | 0.3 | 0.4 | N |  |  | N | Electric Utility | 1 | X | WAT
Conventional Hydroelectric.WAT | hydro | TRUE | 3828 | Cloverland Electric Co-op | 1751 | Edison Sault | MI | Chippewa | 77 | Conventional Hydroelectric | HY |  | S | 0.5 | 0.9 | 0.4 | 0.3 | 0.4 | N |  |  | N | Electric Utility | 1 | X | WAT
Conventional Hydroelectric.WAT | hydro | TRUE | 3828 | Cloverland Electric Co-op | 1751 | Edison Sault | MI | Chippewa | 78 | Conventional Hydroelectric | HY |  | S | 0.5 | 0.9 | 0.4 | 0.3 | 0.4 | N |  |  | N | Electric Utility | 1 | X | WAT
Conventional Hydroelectric.WAT | hydro | TRUE | 3828 | Cloverland Electric Co-op | 1751 | Edison Sault | MI | Chippewa | 79 | Conventional Hydroelectric | HY |  | S | 0.5 | 0.9 | 0.4 | 0.3 | 0.4 | N |  |  | N | Electric Utility | 1 | X | WAT
Conventional Hydroelectric.WAT | hydro | TRUE | 3828 | Cloverland Electric Co-op | 1751 | Edison Sault | MI | Chippewa | 8 | Conventional Hydroelectric | HY |  | S | 0.6 | 0.9 | 0.4 | 0.3 | 0.4 | N |  |  | N | Electric Utility | 1 | X | WAT
Conventional Hydroelectric.WAT | hydro | TRUE | 3828 | Cloverland Electric Co-op | 1751 | Edison Sault | MI | Chippewa | 80 | Conventional Hydroelectric | HY |  | S | 0.5 | 0.9 | 0.4 | 0.3 | 0.4 | N |  |  | N | Electric Utility | 1 | X | WAT
Conventional Hydroelectric.WAT | hydro | TRUE | 3828 | Cloverland Electric Co-op | 1751 | Edison Sault | MI | Chippewa | 9 | Conventional Hydroelectric | HY |  | S | 0.6 | 0.9 | 0.4 | 0.3 | 0.4 | N |  |  | N | Electric Utility | 1 | X | WAT
Conventional Hydroelectric.WAT | hydro | TRUE | 9324 | Indiana Michigan Power Co | 1753 | Berrien Springs | MI | Berrien | 10 | Conventional Hydroelectric | HY |  | S | 0.6 | 0.8 | 0.4 | 0.2 | 0.1 | N |  |  | N | Electric Utility | 1 | X | WAT
Conventional Hydroelectric.WAT | hydro | TRUE | 9324 | Indiana Michigan Power Co | 1753 | Berrien Springs | MI | Berrien | 11 | Conventional Hydroelectric | HY |  | S | 0.6 | 0.8 | 0.4 | 0.2 | 0.1 | N |  |  | N | Electric Utility | 1 | X | WAT
Conventional Hydroelectric.WAT | hydro | TRUE | 9324 | Indiana Michigan Power Co | 1753 | Berrien Springs | MI | Berrien | 12 | Conventional Hydroelectric | HY |  | S | 0.6 | 0.8 | 0.4 | 0.2 | 0.1 | N |  |  | N | Electric Utility | 1 | X | WAT
Conventional Hydroelectric.WAT | hydro | TRUE | 9324 | Indiana Michigan Power Co | 1753 | Berrien Springs | MI | Berrien | 1A | Conventional Hydroelectric | HY |  | S | 0.6 | 0.8 | 0.4 | 0.2 | 0.1 | N |  |  | N | Electric Utility | 1 | X | WAT
Conventional Hydroelectric.WAT | hydro | TRUE | 9324 | Indiana Michigan Power Co | 1753 | Berrien Springs | MI | Berrien | 2A | Conventional Hydroelectric | HY |  | S | 0.6 | 1 | 0.4 | 0.2 | 0.1 | N |  |  | N | Electric Utility | 1 | X | WAT
Conventional Hydroelectric.WAT | hydro | TRUE | 9324 | Indiana Michigan Power Co | 1753 | Berrien Springs | MI | Berrien | 3A | Conventional Hydroelectric | HY |  | S | 0.6 | 1 | 0.4 | 0.2 | 0.1 | N |  |  | N | Electric Utility | 1 | X | WAT
Conventional Hydroelectric.WAT | hydro | TRUE | 9324 | Indiana Michigan Power Co | 1753 | Berrien Springs | MI | Berrien | 4A | Conventional Hydroelectric | HY |  | S | 0.6 | 1 | 0.4 | 0.2 | 0.1 | N |  |  | N | Electric Utility | 1 | X | WAT
Conventional Hydroelectric.WAT | hydro | TRUE | 9324 | Indiana Michigan Power Co | 1753 | Berrien Springs | MI | Berrien | 5 | Conventional Hydroelectric | HY |  | S | 0.6 | 0.8 | 0.4 | 0.2 | 0.1 | N |  |  | N | Electric Utility | 1 | X | WAT
Conventional Hydroelectric.WAT | hydro | TRUE | 9324 | Indiana Michigan Power Co | 1753 | Berrien Springs | MI | Berrien | 6 | Conventional Hydroelectric | HY |  | S | 0.6 | 0.8 | 0.4 | 0.2 | 0.1 | N |  |  | N | Electric Utility | 1 | X | WAT
Conventional Hydroelectric.WAT | hydro | TRUE | 9324 | Indiana Michigan Power Co | 1753 | Berrien Springs | MI | Berrien | 7 | Conventional Hydroelectric | HY |  | S | 0.6 | 0.8 | 0.4 | 0.2 | 0.1 | N |  |  | N | Electric Utility | 1 | X | WAT
Conventional Hydroelectric.WAT | hydro | TRUE | 9324 | Indiana Michigan Power Co | 1753 | Berrien Springs | MI | Berrien | 8 | Conventional Hydroelectric | HY |  | S | 0.6 | 0.8 | 0.4 | 0.2 | 0.1 | N |  |  | N | Electric Utility | 1 | X | WAT
Conventional Hydroelectric.WAT | hydro | TRUE | 9324 | Indiana Michigan Power Co | 1753 | Berrien Springs | MI | Berrien | 9 | Conventional Hydroelectric | HY |  | S | 0.6 | 0.8 | 0.4 | 0.2 | 0.1 | N |  |  | N | Electric Utility | 1 | X | WAT
Conventional Hydroelectric.WAT | hydro | TRUE | 9324 | Indiana Michigan Power Co | 1754 | Buchanan (MI) | MI | Berrien | 1 | Conventional Hydroelectric | HY |  | S | 0.4 | 0.8 | 0.2 | 0.2 | 0.1 | N |  |  | N | Electric Utility | 1 | X | WAT
Conventional Hydroelectric.WAT | hydro | TRUE | 9324 | Indiana Michigan Power Co | 1754 | Buchanan (MI) | MI | Berrien | 10 | Conventional Hydroelectric | HY |  | S | 0.5 | 0.8 | 0.2 | 0.2 | 0.1 | N |  |  | N | Electric Utility | 1 | X | WAT
Conventional Hydroelectric.WAT | hydro | TRUE | 9324 | Indiana Michigan Power Co | 1754 | Buchanan (MI) | MI | Berrien | 2 | Conventional Hydroelectric | HY |  | S | 0.4 | 0.8 | 0.2 | 0.2 | 0.1 | N |  |  | N | Electric Utility | 1 | X | WAT
Conventional Hydroelectric.WAT | hydro | TRUE | 9324 | Indiana Michigan Power Co | 1754 | Buchanan (MI) | MI | Berrien | 3 | Conventional Hydroelectric | HY |  | S | 0.4 | 0.8 | 0.2 | 0.2 | 0.1 | N |  |  | N | Electric Utility | 1 | X | WAT
Conventional Hydroelectric.WAT | hydro | TRUE | 9324 | Indiana Michigan Power Co | 1754 | Buchanan (MI) | MI | Berrien | 4 | Conventional Hydroelectric | HY |  | S | 0.4 | 0.8 | 0.2 | 0.2 | 0.1 | N |  |  | N | Electric Utility | 1 | X | WAT
Conventional Hydroelectric.WAT | hydro | TRUE | 9324 | Indiana Michigan Power Co | 1754 | Buchanan (MI) | MI | Berrien | 5 | Conventional Hydroelectric | HY |  | S | 0.4 | 0.8 | 0.2 | 0.2 | 0.1 | N |  |  | N | Electric Utility | 1 | X | WAT
Conventional Hydroelectric.WAT | hydro | TRUE | 9324 | Indiana Michigan Power Co | 1754 | Buchanan (MI) | MI | Berrien | 6 | Conventional Hydroelectric | HY |  | S | 0.4 | 0.8 | 0.2 | 0.2 | 0.1 | N |  |  | N | Electric Utility | 1 | X | WAT
Conventional Hydroelectric.WAT | hydro | TRUE | 9324 | Indiana Michigan Power Co | 1754 | Buchanan (MI) | MI | Berrien | 7 | Conventional Hydroelectric | HY |  | S | 0.5 | 0.8 | 0.2 | 0.2 | 0.1 | N |  |  | N | Electric Utility | 1 | X | WAT
Conventional Hydroelectric.WAT | hydro | TRUE | 9324 | Indiana Michigan Power Co | 1754 | Buchanan (MI) | MI | Berrien | 8 | Conventional Hydroelectric | HY |  | S | 0.5 | 0.8 | 0.2 | 0.2 | 0.1 | N |  |  | N | Electric Utility | 1 | X | WAT
Conventional Hydroelectric.WAT | hydro | TRUE | 9324 | Indiana Michigan Power Co | 1754 | Buchanan (MI) | MI | Berrien | 9 | Conventional Hydroelectric | HY |  | S | 0.5 | 0.8 | 0.2 | 0.2 | 0.1 | N |  |  | N | Electric Utility | 1 | X | WAT
Conventional Hydroelectric.WAT | hydro | TRUE | 13781 | Northern States Power Co - Minnesota | 1756 | Saxon Falls | WI | Iron | 1 | Conventional Hydroelectric | HY |  | S | 0.8 | 1 | 0.5 | 0.5 | 0.2 | N | 12 | 2064 | N | Electric Utility | 1 | X | WAT
Conventional Hydroelectric.WAT | hydro | TRUE | 13781 | Northern States Power Co - Minnesota | 1756 | Saxon Falls | WI | Iron | 2 | Conventional Hydroelectric | HY |  | S | 0.8 | 1 | 0.5 | 0.6 | 0.2 | N | 12 | 2064 | N | Electric Utility | 1 | X | WAT
Conventional Hydroelectric.WAT | hydro | TRUE | 13781 | Northern States Power Co - Minnesota | 1757 | Superior Falls | MI | Gogebic | 1 | Conventional Hydroelectric | HY |  | S | 0.7 | 0.8 | 0.5 | 0.6 | 0.2 | N | 12 | 2064 | N | Electric Utility | 1 | X | WAT
Conventional Hydroelectric.WAT | hydro | TRUE | 13781 | Northern States Power Co - Minnesota | 1757 | Superior Falls | MI | Gogebic | 2 | Conventional Hydroelectric | HY |  | S | 0.7 | 0.8 | 0.5 | 0.6 | 0.2 | N | 12 | 2064 | N | Electric Utility | 1 | X | WAT
Conventional Hydroelectric.WAT | hydro | TRUE | 9324 | Indiana Michigan Power Co | 1760 | Constantine | MI | St Joseph | 1 | Conventional Hydroelectric | HY |  | S | 0.3 | 0.8 | 0.1 | 0.2 | 0.1 | N |  |  | N | Electric Utility | 1 | X | WAT
Conventional Hydroelectric.WAT | hydro | TRUE | 9324 | Indiana Michigan Power Co | 1760 | Constantine | MI | St Joseph | 2 | Conventional Hydroelectric | HY |  | S | 0.3 | 0.8 | 0.1 | 0.2 | 0.1 | N |  |  | N | Electric Utility | 1 | X | WAT
Conventional Hydroelectric.WAT | hydro | TRUE | 9324 | Indiana Michigan Power Co | 1760 | Constantine | MI | St Joseph | 3 | Conventional Hydroelectric | HY |  | S | 0.3 | 0.8 | 0.1 | 0.2 | 0.1 | N |  |  | N | Electric Utility | 1 | X | WAT
Conventional Hydroelectric.WAT | hydro | TRUE | 9324 | Indiana Michigan Power Co | 1760 | Constantine | MI | St Joseph | 4 | Conventional Hydroelectric | HY |  | S | 0.3 | 0.8 | 0.1 | 0.2 | 0.1 | N |  |  | N | Electric Utility | 1 | X | WAT
Conventional Hydroelectric.WAT | hydro | TRUE | 9324 | Indiana Michigan Power Co | 1761 | Mottville | MI | St Joseph | 1 | Conventional Hydroelectric | HY |  | S | 0.4 | 0.8 | 0.1 | 0.2 | 0.1 | N |  |  | N | Electric Utility | 1 | X | WAT
Conventional Hydroelectric.WAT | hydro | TRUE | 9324 | Indiana Michigan Power Co | 1761 | Mottville | MI | St Joseph | 2 | Conventional Hydroelectric | HY |  | S | 0.4 | 0.8 | 0.1 | 0.2 | 0.1 | N |  |  | N | Electric Utility | 1 | X | WAT
Conventional Hydroelectric.WAT | hydro | TRUE | 9324 | Indiana Michigan Power Co | 1761 | Mottville | MI | St Joseph | 3 | Conventional Hydroelectric | HY |  | S | 0.4 | 0.8 | 0.1 | 0.2 | 0.1 | N |  |  | N | Electric Utility | 1 | X | WAT
Conventional Hydroelectric.WAT | hydro | TRUE | 9324 | Indiana Michigan Power Co | 1761 | Mottville | MI | St Joseph | 4 | Conventional Hydroelectric | HY |  | S | 0.4 | 0.8 | 0.1 | 0.2 | 0.1 | N |  |  | N | Electric Utility | 1 | X | WAT
Wood/Wood Waste Biomass.WDS | biomass | TRUE | 56133 | L'Anse Warden Electric Company LLC | 1772 | John H Warden | MI | Baraga | 1 | Wood/Wood Waste Biomass | ST |  | S | 22 | 0.85 | 17.7 | 17.7 | 6 | N |  |  | N | IPP Non-CHP | 2 | X | WDS | TDF
Conventional Hydroelectric.WAT | hydro | TRUE | 19578 | Upper Peninsula Power Company | 1773 | Prickett | MI | Baraga | 1 | Conventional Hydroelectric | HY |  | S | 1.1 | 0.8 | 0.4 | 0.4 | 0 | N |  |  | N | Electric Utility | 1 | X | WAT
Conventional Hydroelectric.WAT | hydro | TRUE | 19578 | Upper Peninsula Power Company | 1773 | Prickett | MI | Baraga | 2 | Conventional Hydroelectric | HY |  | S | 1.1 | 0.8 | 0.4 | 0.4 | 0 | N |  |  | N | Electric Utility | 1 | X | WAT
Conventional Hydroelectric.WAT | hydro | TRUE | 19578 | Upper Peninsula Power Company | 1774 | Victoria Dam | MI | Ontonagon | 1 | Conventional Hydroelectric | HY |  | S | 6 | 0.8 | 5.9 | 5.9 | 0 | N |  |  | N | Electric Utility | 1 | X | WAT
Conventional Hydroelectric.WAT | hydro | TRUE | 19578 | Upper Peninsula Power Company | 1774 | Victoria Dam | MI | Ontonagon | 2 | Conventional Hydroelectric | HY |  | S | 6 | 0.8 | 5.9 | 5.9 | 0 | N |  |  | N | Electric Utility | 1 | X | WAT
Conventional Hydroelectric.WAT | hydro | TRUE | 20847 | Wisconsin Electric Power Co | 1775 | Brule | WI | Florence | 1 | Conventional Hydroelectric | HY |  | S | 1.3 | 0.8 | 1.3 | 1.3 | 0.1 | N |  |  | N | Electric Utility | 1 | X | WAT
Conventional Hydroelectric.WAT | hydro | TRUE | 20847 | Wisconsin Electric Power Co | 1775 | Brule | WI | Florence | 2 | Conventional Hydroelectric | HY |  | S | 2 | 0.8 | 2 | 2 | 0.1 | N |  |  | N | Electric Utility | 1 | X | WAT
Conventional Hydroelectric.WAT | hydro | TRUE | 20847 | Wisconsin Electric Power Co | 1775 | Brule | WI | Florence | 3 | Conventional Hydroelectric | HY |  | S | 2 | 0.8 | 2 | 2 | 0.1 | N |  |  | N | Electric Utility | 1 | X | WAT
Conventional Hydroelectric.WAT | hydro | TRUE | 20847 | Wisconsin Electric Power Co | 1776 | Chalk Hill | MI | Menominee | 1 | Conventional Hydroelectric | HY |  | S | 2.6 | 0.8 | 2.6 | 2.6 | 0.6 | N |  |  | N | Electric Utility | 1 | X | WAT
Conventional Hydroelectric.WAT | hydro | TRUE | 20847 | Wisconsin Electric Power Co | 1776 | Chalk Hill | MI | Menominee | 2 | Conventional Hydroelectric | HY |  | S | 2.6 | 0.8 | 2.6 | 2.6 | 0.7 | N |  |  | N | Electric Utility | 1 | X | WAT
Conventional Hydroelectric.WAT | hydro | TRUE | 20847 | Wisconsin Electric Power Co | 1776 | Chalk Hill | MI | Menominee | 3 | Conventional Hydroelectric | HY |  | S | 2.6 | 0.8 | 2.6 | 2.6 | 1.7 | N |  |  | N | Electric Utility | 1 | X | WAT
Conventional Hydroelectric.WAT | hydro | TRUE | 20847 | Wisconsin Electric Power Co | 1777 | Hemlock Falls | MI | Iron | 1 | Conventional Hydroelectric | HY |  | S | 2.8 | 0.9 | 2.8 | 2.8 | 0.4 | N |  |  | N | Electric Utility | 1 | X | WAT
Conventional Hydroelectric.WAT | hydro | TRUE | 20847 | Wisconsin Electric Power Co | 1778 | Kingsford | MI | Dickinson | 1 | Conventional Hydroelectric | HY |  | S | 2.4 | 0.8 | 2.4 | 2.4 | 0.9 | N |  |  | N | Electric Utility | 1 | X | WAT
Conventional Hydroelectric.WAT | hydro | TRUE | 20847 | Wisconsin Electric Power Co | 1778 | Kingsford | MI | Dickinson | 2 | Conventional Hydroelectric | HY |  | S | 2.4 | 0.8 | 2.4 | 2.4 | 0.9 | N |  |  | N | Electric Utility | 1 | X | WAT
Conventional Hydroelectric.WAT | hydro | TRUE | 20847 | Wisconsin Electric Power Co | 1778 | Kingsford | MI | Dickinson | 3 | Conventional Hydroelectric | HY |  | S | 2.4 | 0.8 | 2.4 | 2.4 | 0.9 | N |  |  | N | Electric Utility | 1 | X | WAT
Conventional Hydroelectric.WAT | hydro | TRUE | 20847 | Wisconsin Electric Power Co | 1780 | Michigamme Falls | MI | Iron | 1 | Conventional Hydroelectric | HY |  | S | 4.8 | 0.9 | 4.8 | 4.8 | 0.6 | N |  |  | N | Electric Utility | 1 | X | WAT
Conventional Hydroelectric.WAT | hydro | TRUE | 20847 | Wisconsin Electric Power Co | 1780 | Michigamme Falls | MI | Iron | 2 | Conventional Hydroelectric | HY |  | S | 4.8 | 0.9 | 4.8 | 4.8 | 0.5 | N |  |  | N | Electric Utility | 1 | X | WAT
Conventional Hydroelectric.WAT | hydro | TRUE | 20847 | Wisconsin Electric Power Co | 1781 | Peavy Falls | MI | Iron | 1 | Conventional Hydroelectric | HY |  | S | 6 | 0.8 | 6 | 6 | 5.2 | N |  |  | N | Electric Utility | 1 | X | WAT
Conventional Hydroelectric.WAT | hydro | TRUE | 20847 | Wisconsin Electric Power Co | 1781 | Peavy Falls | MI | Iron | 2 | Conventional Hydroelectric | HY |  | S | 6 | 0.8 | 6 | 6 | 5.2 | N |  |  | N | Electric Utility | 1 | X | WAT
Conventional Hydroelectric.WAT | hydro | TRUE | 20847 | Wisconsin Electric Power Co | 1785 | Way Dam | MI | Iron | 1 | Conventional Hydroelectric | HY |  | S | 1.8 | 0.8 | 1.8 | 1.8 | 0.1 | N |  |  | N | Electric Utility | 1 | X | WAT
Conventional Hydroelectric.WAT | hydro | TRUE | 20847 | Wisconsin Electric Power Co | 1786 | White Rapids | MI | Menominee | 1 | Conventional Hydroelectric | HY |  | S | 3 | 0.8 | 2.6 | 2.6 | 1.1 | N |  |  | N | Electric Utility | 1 | X | WAT
Conventional Hydroelectric.WAT | hydro | TRUE | 20847 | Wisconsin Electric Power Co | 1786 | White Rapids | MI | Menominee | 2 | Conventional Hydroelectric | HY |  | S | 3 | 0.8 | 2 | 2 | 0.1 | N |  |  | N | Electric Utility | 1 | X | WAT
Conventional Hydroelectric.WAT | hydro | TRUE | 20847 | Wisconsin Electric Power Co | 1786 | White Rapids | MI | Menominee | 3 | Conventional Hydroelectric | HY |  | S | 3 | 0.8 | 2.6 | 2.6 | 1.3 | N |  |  | N | Electric Utility | 1 | X | WAT
Conventional Hydroelectric.WAT | hydro | TRUE | 20860 | Wisconsin Public Service Corp | 1787 | Grand Rapids | MI | Menominee | 1 | Conventional Hydroelectric | HY |  | S | 1.1 | 1 | 1.1 | 1.1 | 0 | N |  |  | N | Electric Utility | 1 | X | WAT
Conventional Hydroelectric.WAT | hydro | TRUE | 20860 | Wisconsin Public Service Corp | 1787 | Grand Rapids | MI | Menominee | 2 | Conventional Hydroelectric | HY |  | S | 1.1 | 1 | 1.1 | 1.1 | 0 | N |  |  | N | Electric Utility | 1 | X | WAT
Conventional Hydroelectric.WAT | hydro | TRUE | 20860 | Wisconsin Public Service Corp | 1787 | Grand Rapids | MI | Menominee | 3 | Conventional Hydroelectric | HY |  | S | 1.5 | 1 | 1.5 | 1.5 | 0 | N |  |  | N | Electric Utility | 1 | X | WAT
Conventional Hydroelectric.WAT | hydro | TRUE | 20860 | Wisconsin Public Service Corp | 1787 | Grand Rapids | MI | Menominee | 4 | Conventional Hydroelectric | HY |  | S | 1.9 | 0.8 | 1.9 | 1.9 | 0 | N |  |  | N | Electric Utility | 1 | X | WAT
Conventional Hydroelectric.WAT | hydro | TRUE | 20860 | Wisconsin Public Service Corp | 1787 | Grand Rapids | MI | Menominee | 5 | Conventional Hydroelectric | HY |  | S | 1.9 | 0.85 | 1.9 | 1.9 | 0 | N |  |  | N | Electric Utility | 1 | X | WAT
Conventional Hydroelectric.WAT | hydro | TRUE | 4604 | City of Crystal Falls | 1821 | Crystal Falls | MI | Iron | 1 | Conventional Hydroelectric | HY |  | S | 0.3 | 1 | 0.3 | 0.3 | 0.1 | N |  |  | N | Electric Utility | 1 | X | WAT
Conventional Hydroelectric.WAT | hydro | TRUE | 4604 | City of Crystal Falls | 1821 | Crystal Falls | MI | Iron | 2 | Conventional Hydroelectric | HY |  | S | 0.3 | 1 | 0.3 | 0.3 | 0.1 | N |  |  | N | Electric Utility | 1 | X | WAT
Conventional Hydroelectric.WAT | hydro | TRUE | 4604 | City of Crystal Falls | 1821 | Crystal Falls | MI | Iron | 3 | Conventional Hydroelectric | HY |  | S | 0.4 | 1 | 0.4 | 0.4 | 0.1 | N |  |  | N | Electric Utility | 1 | X | WAT
Natural Gas Internal Combustion Engine.NG | natural gas peaker | TRUE | 8205 | City of Hart Hydro - (MI) | 1827 | Hart | MI | Oceana | 4 | Natural Gas Internal Combustion Engine | IC |  | S | 1.4 | 0.8 | 1.4 | 1.4 | 0.4 | N |  |  | N | Electric Utility | 1 | X | NG | DFO
Petroleum Liquids.DFO | petroleum | TRUE | 8205 | City of Hart Hydro - (MI) | 1827 | Hart | MI | Oceana | IC1 | Petroleum Liquids | IC |  | S | 1.7 | 0.8 | 1.7 | 1.7 | 0.4 | N |  |  | N | Electric Utility | 1 | X | DFO | NG
Petroleum Liquids.DFO | petroleum | TRUE | 8205 | City of Hart Hydro - (MI) | 1827 | Hart | MI | Oceana | IC3 | Petroleum Liquids | IC |  | S | 2 | 0.8 | 2 | 2 | 0.4 | N |  |  | N | Electric Utility | 1 | X | DFO | NG
Natural Gas Internal Combustion Engine.NG | natural gas peaker | TRUE | 8631 | Hillsdale Board of Public Wks | 1829 | Hillsdale | MI | Hillsdale | 5 | Natural Gas Internal Combustion Engine | IC |  | S | 5.6 | 0.8 | 5.6 | 5.6 | 4.5 | N |  |  | N | Electric Utility | 1 | X | NG | DFO
Natural Gas Internal Combustion Engine.NG | natural gas peaker | TRUE | 8631 | Hillsdale Board of Public Wks | 1829 | Hillsdale | MI | Hillsdale | 6 | Natural Gas Internal Combustion Engine | IC |  | S | 6 | 0.8 | 6 | 6 | 4.8 | N |  |  | N | Electric Utility | 1 | X | NG | DFO
Petroleum Liquids.DFO | petroleum | TRUE | 11701 | City of Marquette - (MI) | 1840 | Plant Four | MI | Marquette | CT1 | Petroleum Liquids | GT |  | S | 24 | 0.95 | 20 | 22 | 5 | N |  |  | N | Electric Utility | 1 | X | DFO
Conventional Hydroelectric.WAT | hydro | TRUE | 11701 | City of Marquette - (MI) | 1842 | James R Smith | MI | Marquette | 1 | Conventional Hydroelectric | HY |  | S | 1.6 | 0.8 | 1.6 | 1.6 | 0.1 | N |  |  | N | Electric Utility | 1 | X | WAT
Conventional Hydroelectric.WAT | hydro | TRUE | 11701 | City of Marquette - (MI) | 1842 | James R Smith | MI | Marquette | 2 | Conventional Hydroelectric | HY |  | S | 1.6 | 0.8 | 1.6 | 1.6 | 0.1 | N |  |  | N | Electric Utility | 1 | X | WAT
Conventional Hydroelectric.WAT | hydro | TRUE | 11713 | City of Marshall - (MI) | 1844 | Marshall (MI) | MI | Calhoun | 1 | Conventional Hydroelectric | HY |  | S | 0.2 | 0.8 | 0.2 | 0.2 | 0.1 | N |  |  | N | Electric Utility | 1 | X | WAT
Conventional Hydroelectric.WAT | hydro | TRUE | 11713 | City of Marshall - (MI) | 1844 | Marshall (MI) | MI | Calhoun | 3 | Conventional Hydroelectric | HY |  | S | 0.1 | 0.8 | 0.1 | 0.1 | 0.1 | N |  |  | N | Electric Utility | 1 | X | WAT
Natural Gas Internal Combustion Engine.NG | natural gas peaker | TRUE | 11713 | City of Marshall - (MI) | 1844 | Marshall (MI) | MI | Calhoun | IC3 | Natural Gas Internal Combustion Engine | IC |  | S | 2.1 | 0.8 | 1.9 | 1.9 | 1 | N |  |  | N | Electric Utility | 1 | X | NG | DFO
Natural Gas Internal Combustion Engine.NG | natural gas peaker | TRUE | 11713 | City of Marshall - (MI) | 1844 | Marshall (MI) | MI | Calhoun | IC5 | Natural Gas Internal Combustion Engine | IC |  | S | 1.7 | 0.8 | 1.4 | 1.4 | 0.5 | N |  |  | N | Electric Utility | 1 | X | NG | DFO
Natural Gas Internal Combustion Engine.NG | natural gas peaker | TRUE | 11713 | City of Marshall - (MI) | 1844 | Marshall (MI) | MI | Calhoun | IC6 | Natural Gas Internal Combustion Engine | IC |  | S | 5.7 | 0.8 | 5.6 | 5.6 | 1.2 | N |  |  | N | Electric Utility | 1 | X | NG | DFO
Petroleum Liquids.DFO | petroleum | TRUE | 13525 | Newberry Water & Light Board | 1846 | Newberry | MI | Luce | 1 | Petroleum Liquids | IC |  | S | 3 | 0.9 | 2.5 | 2.5 | 2.5 | N |  |  | N | Electric Utility | 1 | X | DFO
Petroleum Liquids.DFO | petroleum | TRUE | 13525 | Newberry Water & Light Board | 1846 | Newberry | MI | Luce | 2 | Petroleum Liquids | IC |  | S | 0.7 | 0.9 | 0.5 | 0.5 | 0.5 | N |  |  | N | Electric Utility | 1 | X | DFO
Petroleum Liquids.DFO | petroleum | TRUE | 13525 | Newberry Water & Light Board | 1846 | Newberry | MI | Luce | 4 | Petroleum Liquids | IC |  | S | 1.8 | 0.9 | 1.5 | 1.5 | 1.5 | N |  |  | N | Electric Utility | 1 | X | DFO
Conventional Hydroelectric.WAT | hydro | TRUE | 13826 | City of Norway | 1848 | Norway (MI) | MI | Dickinson | 1 | Conventional Hydroelectric | HY |  | S | 2.7 | 1 | 3 | 3 | 1 | N |  |  | N | Electric Utility | 1 | X | WAT
Conventional Hydroelectric.WAT | hydro | TRUE | 13826 | City of Norway | 1848 | Norway (MI) | MI | Dickinson | 2 | Conventional Hydroelectric | HY |  | S | 1.2 | 1 | 1.2 | 1.2 | 0.8 | N |  |  | N | Electric Utility | 1 | X | WAT
Conventional Hydroelectric.WAT | hydro | TRUE | 13826 | City of Norway | 1848 | Norway (MI) | MI | Dickinson | 3 | Conventional Hydroelectric | HY |  | S | 1.2 | 1 | 1.1 | 1.1 | 0.8 | N |  |  | N | Electric Utility | 1 | X | WAT
Conventional Hydroelectric.WAT | hydro | TRUE | 13826 | City of Norway | 1848 | Norway (MI) | MI | Dickinson | 4 | Conventional Hydroelectric | HY |  | S | 1.2 | 1 | 0.9 | 0.9 | 0.8 | N |  |  | N | Electric Utility | 1 | X | WAT
Petroleum Liquids.DFO | petroleum | TRUE | 15246 | City of Portland - (MI) | 1851 | Frank Jenkins | MI | Ionia | 4 | Petroleum Liquids | IC |  | S | 0.8 | 1 | 0.8 | 0.8 | 0.1 | N |  |  | N | Electric Utility | 1 | X | DFO
Petroleum Liquids.DFO | petroleum | TRUE | 15246 | City of Portland - (MI) | 1851 | Frank Jenkins | MI | Ionia | 5 | Petroleum Liquids | IC |  | S | 2 | 1 | 1.7 | 1.7 | 0.2 | N |  |  | N | Electric Utility | 1 | X | DFO | NG
Petroleum Liquids.DFO | petroleum | TRUE | 15246 | City of Portland - (MI) | 1851 | Frank Jenkins | MI | Ionia | 6 | Petroleum Liquids | IC |  | S | 1 | 1 | 1 | 1 | 0.1 | N |  |  | N | Electric Utility | 1 | X | DFO | NG
Petroleum Liquids.DFO | petroleum | TRUE | 17886 | City of St Louis - (MI) | 1852 | St Louis | MI | Gratiot | 1 | Petroleum Liquids | IC |  | S | 1.3 | 0.9 | 1.3 | 1.3 | 0.1 | N |  |  | N | Electric Utility | 1 | X | DFO | NG
Petroleum Liquids.DFO | petroleum | TRUE | 17886 | City of St Louis - (MI) | 1852 | St Louis | MI | Gratiot | 2 | Petroleum Liquids | IC |  | S | 0.6 | 0.9 | 0.6 | 0.6 | 0.1 | N |  |  | N | Electric Utility | 1 | X | DFO
Petroleum Liquids.DFO | petroleum | TRUE | 17886 | City of St Louis - (MI) | 1852 | St Louis | MI | Gratiot | 3 | Petroleum Liquids | IC |  | S | 0.9 | 0.9 | 0.9 | 0.9 | 0.1 | N |  |  | N | Electric Utility | 1 | X | DFO
Conventional Hydroelectric.WAT | hydro | TRUE | 17886 | City of St Louis - (MI) | 1852 | St Louis | MI | Gratiot | 5 | Conventional Hydroelectric | HY |  | S | 0.2 | 0.9 | 0.2 | 0.2 | 0.1 | N |  |  | N | Electric Utility | 1 | X | WAT
Conventional Hydroelectric.WAT | hydro | TRUE | 17886 | City of St Louis - (MI) | 1852 | St Louis | MI | Gratiot | 6 | Conventional Hydroelectric | HY |  | S | 0.2 | 0.9 | 0.2 | 0.2 | 0.1 | N |  |  | N | Electric Utility | 1 | X | WAT
Petroleum Liquids.DFO | petroleum | TRUE | 17886 | City of St Louis - (MI) | 1852 | St Louis | MI | Gratiot | 7 | Petroleum Liquids | IC |  | S | 1.1 | 0.9 | 1.1 | 1.1 | 0.1 | N |  |  | N | Electric Utility | 1 | X | DFO | NG
Petroleum Liquids.DFO | petroleum | TRUE | 17886 | City of St Louis - (MI) | 1852 | St Louis | MI | Gratiot | 8 | Petroleum Liquids | IC |  | S | 1.5 | 0.9 | 1.5 | 1.5 | 0.1 | N |  |  | N | Electric Utility | 1 | X | DFO
Petroleum Liquids.DFO | petroleum | TRUE | 17886 | City of St Louis - (MI) | 1852 | St Louis | MI | Gratiot | 9 | Petroleum Liquids | IC |  | S | 1.3 | 0.9 | 1.1 | 1.1 | 0.1 | N |  |  | N | Electric Utility | 1 | X | DFO
Petroleum Liquids.DFO | petroleum | TRUE | 16873 | Village of Sebewaing - (MI) | 1853 | Main Street (MI) | MI | Huron | 1 | Petroleum Liquids | IC |  | S | 1 | 0.95 | 0.9 | 1 | 0.1 | N |  |  | N | Electric Utility | 1 | X | DFO
Petroleum Liquids.DFO | petroleum | TRUE | 16873 | Village of Sebewaing - (MI) | 1853 | Main Street (MI) | MI | Huron | 2 | Petroleum Liquids | IC |  | S | 0.9 | 0.95 | 0.8 | 0.9 | 0.1 | N |  |  | N | Electric Utility | 1 | X | DFO
Petroleum Liquids.DFO | petroleum | TRUE | 16873 | Village of Sebewaing - (MI) | 1853 | Main Street (MI) | MI | Huron | 3 | Petroleum Liquids | IC |  | S | 1.1 | 0.95 | 1.1 | 1.1 | 0.1 | N |  |  | N | Electric Utility | 1 | X | DFO
Petroleum Liquids.DFO | petroleum | TRUE | 16873 | Village of Sebewaing - (MI) | 1853 | Main Street (MI) | MI | Huron | 4 | Petroleum Liquids | IC |  | S | 1.3 | 0.95 | 1.2 | 1.3 | 0.1 | N |  |  | N | Electric Utility | 1 | X | DFO
Petroleum Liquids.DFO | petroleum | TRUE | 16873 | Village of Sebewaing - (MI) | 1853 | Main Street (MI) | MI | Huron | 5 | Petroleum Liquids | IC |  | S | 1.1 | 0.95 | 1 | 1.1 | 0.1 | N |  |  | N | Electric Utility | 1 | X | DFO
Petroleum Liquids.DFO | petroleum | TRUE | 16873 | Village of Sebewaing - (MI) | 1853 | Main Street (MI) | MI | Huron | 6 | Petroleum Liquids | IC |  | S | 0.6 | 0.95 | 0.6 | 0.6 | 0.1 | N |  |  | N | Electric Utility | 1 | X | DFO
Natural Gas Internal Combustion Engine.NG | natural gas peaker | TRUE | 18252 | City of Sturgis | 1855 | Sturgis City Diesel Plant | MI | St Joseph | 6 | Natural Gas Internal Combustion Engine | IC |  | S | 6 | 1 | 6 | 6 | 3 | N |  |  | N | Electric Utility | 1 | X | NG | DFO
Conventional Hydroelectric.WAT | hydro | TRUE | 18252 | City of Sturgis | 1856 | Hydro Plant | MI | St Joseph | 1 | Conventional Hydroelectric | HY |  | S | 0.4 | 0.8 | 0.4 | 0.4 | 0.2 | N |  |  | N | Electric Utility | 1 | X | WAT
Conventional Hydroelectric.WAT | hydro | TRUE | 18252 | City of Sturgis | 1856 | Hydro Plant | MI | St Joseph | 2 | Conventional Hydroelectric | HY |  | S | 0.4 | 0.8 | 0.4 | 0.4 | 0.1 | N |  |  | N | Electric Utility | 1 | X | WAT
Conventional Hydroelectric.WAT | hydro | TRUE | 18252 | City of Sturgis | 1856 | Hydro Plant | MI | St Joseph | 3 | Conventional Hydroelectric | HY |  | S | 0.7 | 1 | 0.7 | 0.7 | 0.4 | N |  |  | N | Electric Utility | 1 | X | WAT
Conventional Hydroelectric.WAT | hydro | TRUE | 18252 | City of Sturgis | 1856 | Hydro Plant | MI | St Joseph | 4 | Conventional Hydroelectric | HY |  | S | 0.7 | 1 | 0.7 | 0.7 | 0.4 | N |  |  | N | Electric Utility | 1 | X | WAT
Conventional Hydroelectric.WAT | hydro | TRUE | 21264 | USACE-Detroit District | 1865 | Saint Marys Falls | MI | Chippewa | 1 | Conventional Hydroelectric | HY |  | S | 6.2 | 0.9 | 5.1 | 5.1 | 1 | N |  |  | N | Electric Utility | 1 | X | WAT
Conventional Hydroelectric.WAT | hydro | TRUE | 21264 | USACE-Detroit District | 1865 | Saint Marys Falls | MI | Chippewa | 10 | Conventional Hydroelectric | HY |  | S | 2.6 | 0.8 | 2.6 | 2.6 | 1.2 | N |  |  | N | Electric Utility | 1 | X | WAT
Conventional Hydroelectric.WAT | hydro | TRUE | 21264 | USACE-Detroit District | 1865 | Saint Marys Falls | MI | Chippewa | 2 | Conventional Hydroelectric | HY |  | S | 6.2 | 0.9 | 5.2 | 5.2 | 1 | N |  |  | N | Electric Utility | 1 | X | WAT
Conventional Hydroelectric.WAT | hydro | TRUE | 21264 | USACE-Detroit District | 1865 | Saint Marys Falls | MI | Chippewa | 3 | Conventional Hydroelectric | HY |  | S | 6.2 | 0.9 | 5.2 | 5.2 | 1 | N |  |  | N | Electric Utility | 1 | X | WAT
Conventional Hydroelectric.WAT | hydro | TRUE | 21264 | USACE-Detroit District | 1865 | Saint Marys Falls | MI | Chippewa | 3A | Conventional Hydroelectric | HY |  | S | 2.5 | 0.91 | 2.5 | 2.5 | 0.5 | N |  |  | N | Electric Utility | 1 | X | WAT
Natural Gas Steam Turbine.NG | natural gas steam turbine | TRUE | 21048 | Wyandotte Municipal Serv Comm | 1866 | Wyandotte | MI | Wayne | 4 | Natural Gas Steam Turbine | ST |  | S | 11.5 | 0.85 | 10.5 | 11.5 | 5 | N | 10 | 2026 | N | Electric Utility | 1 | X | NG
Natural Gas Steam Turbine.NG | natural gas steam turbine | TRUE | 21048 | Wyandotte Municipal Serv Comm | 1866 | Wyandotte | MI | Wayne | 7 | Natural Gas Steam Turbine | ST |  | S | 32 | 0.85 | 32 | 35 | 5 | N | 10 | 2026 | N | Electric Utility | 1 | X | NG
Petroleum Liquids.DFO | petroleum | TRUE | 21048 | Wyandotte Municipal Serv Comm | 1866 | Wyandotte | MI | Wayne | DG1 | Petroleum Liquids | IC |  | S | 1.8 | 0.85 | 1.8 | 1.8 | 1.8 | N |  |  | N | Electric Utility | 1 | X | DFO
Petroleum Liquids.DFO | petroleum | TRUE | 21048 | Wyandotte Municipal Serv Comm | 1866 | Wyandotte | MI | Wayne | DG2 | Petroleum Liquids | IC |  | S | 1.8 | 0.85 | 1.8 | 1.8 | 1.8 | N |  |  | N | Electric Utility | 1 | X | DFO
Petroleum Liquids.DFO | petroleum | TRUE | 21048 | Wyandotte Municipal Serv Comm | 1866 | Wyandotte | MI | Wayne | DG3 | Petroleum Liquids | IC |  | S | 1.8 | 0.85 | 1.8 | 1.8 | 1.8 | N |  |  | N | Electric Utility | 1 | X | DFO
Natural Gas Internal Combustion Engine.NG | natural gas peaker | TRUE | 21158 | City of Zeeland - (MI) | 1867 | Zeeland | MI | Ottawa | 1 | Natural Gas Internal Combustion Engine | IC |  | S | 1.4 | 0.8 | 1.5 | 1.5 | 0.7 | N |  |  | N | Electric Utility | 1 | X | NG | DFO
Natural Gas Internal Combustion Engine.NG | natural gas peaker | TRUE | 21158 | City of Zeeland - (MI) | 1867 | Zeeland | MI | Ottawa | 10 | Natural Gas Internal Combustion Engine | IC |  | S | 5.6 | 0.8 | 6 | 6.2 | 2.8 | N |  |  | N | Electric Utility | 1 | X | NG | DFO
Natural Gas Internal Combustion Engine.NG | natural gas peaker | TRUE | 21158 | City of Zeeland - (MI) | 1867 | Zeeland | MI | Ottawa | 11 | Natural Gas Internal Combustion Engine | IC |  | S | 6 | 0.8 | 6.4 | 6.6 | 3 | N |  |  | N | Electric Utility | 1 | X | NG | DFO
Natural Gas Internal Combustion Engine.NG | natural gas peaker | TRUE | 21158 | City of Zeeland - (MI) | 1867 | Zeeland | MI | Ottawa | 2 | Natural Gas Internal Combustion Engine | IC |  | S | 1.1 | 0.8 | 1.2 | 1.2 | 0.6 | N |  |  | N | Electric Utility | 1 | X | NG | DFO
Natural Gas Internal Combustion Engine.NG | natural gas peaker | TRUE | 21158 | City of Zeeland - (MI) | 1867 | Zeeland | MI | Ottawa | 7 | Natural Gas Internal Combustion Engine | IC |  | S | 2 | 0.8 | 2 | 2 | 1 | N |  |  | N | Electric Utility | 1 | X | NG | DFO
Natural Gas Internal Combustion Engine.NG | natural gas peaker | TRUE | 21158 | City of Zeeland - (MI) | 1867 | Zeeland | MI | Ottawa | 8 | Natural Gas Internal Combustion Engine | IC |  | S | 1.7 | 0.8 | 1.6 | 1.6 | 0.9 | N |  |  | N | Electric Utility | 1 | X | NG | DFO
Natural Gas Internal Combustion Engine.NG | natural gas peaker | TRUE | 21158 | City of Zeeland - (MI) | 1867 | Zeeland | MI | Ottawa | 9 | Natural Gas Internal Combustion Engine | IC |  | S | 4.5 | 0.8 | 5 | 5 | 2.3 | N |  |  | N | Electric Utility | 1 | X | NG | DFO
Petroleum Liquids.DFO | petroleum | TRUE | 3828 | Cloverland Electric Co-op | 1868 | Dafter | MI | Chippewa | 1C | Petroleum Liquids | IC |  | S | 2 | 0.9 | 1.8 | 1.8 | 1.8 | N |  |  | N | Electric Utility | 1 | X | DFO
Petroleum Liquids.DFO | petroleum | TRUE | 3828 | Cloverland Electric Co-op | 1868 | Dafter | MI | Chippewa | 2C | Petroleum Liquids | IC |  | S | 2 | 0.9 | 1.8 | 1.8 | 1.8 | N |  |  | N | Electric Utility | 1 | X | DFO
Petroleum Liquids.DFO | petroleum | TRUE | 3828 | Cloverland Electric Co-op | 1868 | Dafter | MI | Chippewa | 3C | Petroleum Liquids | IC |  | S | 2 | 0.9 | 1.8 | 1.8 | 1.8 | N |  |  | N | Electric Utility | 1 | X | DFO
Petroleum Liquids.DFO | petroleum | TRUE | 3828 | Cloverland Electric Co-op | 1868 | Dafter | MI | Chippewa | 4 | Petroleum Liquids | IC |  | S | 3 | 0.9 | 2.5 | 2.5 | 2.5 | N |  |  | N | Electric Utility | 1 | X | DFO
Petroleum Liquids.DFO | petroleum | TRUE | 3828 | Cloverland Electric Co-op | 1868 | Dafter | MI | Chippewa | 4C | Petroleum Liquids | IC |  | S | 2 | 0.9 | 1.8 | 1.8 | 1.8 | N |  |  | N | Electric Utility | 1 | X | DFO
Conventional Hydroelectric.WAT | hydro | TRUE | 19037 | Tower Kleber Ltd Partnership | 1871 | Kleber | MI | Cheboygan | K1 | Conventional Hydroelectric | HY |  | S | 0.6 | 1 | 0.6 | 0.6 | 0.2 | N |  |  | N | IPP Non-CHP | 2 | X | WAT
Conventional Hydroelectric.WAT | hydro | TRUE | 19037 | Tower Kleber Ltd Partnership | 1871 | Kleber | MI | Cheboygan | K2 | Conventional Hydroelectric | HY |  | S | 0.6 | 1 | 0.6 | 0.6 | 0.2 | N |  |  | N | IPP Non-CHP | 2 | X | WAT
Conventional Hydroelectric.WAT | hydro | TRUE | 19037 | Tower Kleber Ltd Partnership | 1871 | Kleber | MI | Cheboygan | T1 | Conventional Hydroelectric | HY |  | S | 0.3 | 1 | 0.3 | 0.3 | 0.1 | N |  |  | N | IPP Non-CHP | 2 | X | WAT
Conventional Hydroelectric.WAT | hydro | TRUE | 19037 | Tower Kleber Ltd Partnership | 1871 | Kleber | MI | Cheboygan | T2 | Conventional Hydroelectric | HY |  | S | 0.3 | 1 | 0.3 | 0.3 | 0.1 | N |  |  | N | IPP Non-CHP | 2 | X | WAT
Petroleum Liquids.DFO | petroleum | TRUE | 20910 | Wolverine Power Supply Coop | 1873 | Tower | MI | Cheboygan | GT4 | Petroleum Liquids | GT |  | S | 21.3 | 0.85 | 19.3 | 24.7 | 5 | N |  |  | N | Electric Utility | 1 | X | DFO
Petroleum Liquids.DFO | petroleum | TRUE | 18895 | Thumb Electric Coop of Mich | 1874 | Caro | MI | Tuscola | 1 | Petroleum Liquids | IC |  | S | 1.3 | 0.8 | 1 | 1 | 0.5 | N |  |  | N | Electric Utility | 1 | X | DFO
Petroleum Liquids.DFO | petroleum | TRUE | 18895 | Thumb Electric Coop of Mich | 1874 | Caro | MI | Tuscola | 2 | Petroleum Liquids | IC |  | S | 1.3 | 0.8 | 1 | 1 | 0.5 | N |  |  | N | Electric Utility | 1 | X | DFO
Petroleum Liquids.DFO | petroleum | TRUE | 18895 | Thumb Electric Coop of Mich | 1874 | Caro | MI | Tuscola | 3 | Petroleum Liquids | IC |  | S | 1.3 | 0.8 | 1 | 1 | 0.5 | N |  |  | N | Electric Utility | 1 | X | DFO
Petroleum Liquids.DFO | petroleum | TRUE | 18895 | Thumb Electric Coop of Mich | 1874 | Caro | MI | Tuscola | 4 | Petroleum Liquids | IC |  | S | 1.5 | 1 | 1.5 | 1.5 | 0.8 | N |  |  | N | Electric Utility | 1 | X | DFO
Petroleum Liquids.DFO | petroleum | TRUE | 18895 | Thumb Electric Coop of Mich | 1874 | Caro | MI | Tuscola | 5 | Petroleum Liquids | IC |  | S | 2 | 1 | 2 | 2 | 1 | N |  |  | N | Electric Utility | 1 | X | DFO
Petroleum Liquids.DFO | petroleum | TRUE | 18895 | Thumb Electric Coop of Mich | 1874 | Caro | MI | Tuscola | 6 | Petroleum Liquids | IC |  | S | 2 | 1 | 2 | 2 | 1 | N |  |  | N | Electric Utility | 1 | X | DFO
Petroleum Liquids.DFO | petroleum | TRUE | 18895 | Thumb Electric Coop of Mich | 1875 | Ubly | MI | Huron | 1 | Petroleum Liquids | IC |  | S | 0.6 | 0.8 | 0.6 | 0.6 | 0.3 | N |  |  | N | Electric Utility | 1 | X | DFO
Petroleum Liquids.DFO | petroleum | TRUE | 18895 | Thumb Electric Coop of Mich | 1875 | Ubly | MI | Huron | 2 | Petroleum Liquids | IC |  | S | 0.7 | 0.8 | 0.6 | 0.6 | 0.3 | N |  |  | N | Electric Utility | 1 | X | DFO
Petroleum Liquids.DFO | petroleum | TRUE | 18895 | Thumb Electric Coop of Mich | 1875 | Ubly | MI | Huron | 3 | Petroleum Liquids | IC |  | S | 0.7 | 0.8 | 0.7 | 0.7 | 0.4 | N |  |  | N | Electric Utility | 1 | X | DFO
Petroleum Liquids.DFO | petroleum | TRUE | 18895 | Thumb Electric Coop of Mich | 1875 | Ubly | MI | Huron | 4 | Petroleum Liquids | IC |  | S | 0.9 | 0.8 | 0.9 | 0.9 | 0.5 | N |  |  | N | Electric Utility | 1 | X | DFO
Petroleum Liquids.DFO | petroleum | TRUE | 18895 | Thumb Electric Coop of Mich | 1875 | Ubly | MI | Huron | 5 | Petroleum Liquids | IC |  | S | 1.5 | 0.8 | 1.5 | 1.5 | 0.8 | N |  |  | N | Electric Utility | 1 | X | DFO
Petroleum Liquids.DFO | petroleum | TRUE | 18895 | Thumb Electric Coop of Mich | 1875 | Ubly | MI | Huron | 6 | Petroleum Liquids | IC |  | S | 1.5 | 0.8 | 1.5 | 1.5 | 0.8 | N |  |  | N | Electric Utility | 1 | X | DFO | NG
Petroleum Liquids.DFO | petroleum | TRUE | 18895 | Thumb Electric Coop of Mich | 1875 | Ubly | MI | Huron | 7 | Petroleum Liquids | IC |  | S | 2.5 | 1 | 2.5 | 2.5 | 1.8 | N |  |  | N | Electric Utility | 1 | X | DFO
Petroleum Liquids.DFO | petroleum | TRUE | 18895 | Thumb Electric Coop of Mich | 1875 | Ubly | MI | Huron | 8 | Petroleum Liquids | IC |  | S | 2.5 | 1 | 2.5 | 2.5 | 1.8 | N |  |  | N | Electric Utility | 1 | X | DFO | NG
Petroleum Liquids.DFO | petroleum | TRUE | 18895 | Thumb Electric Coop of Mich | 1875 | Ubly | MI | Huron | 9 | Petroleum Liquids | IC |  | S | 1.5 | 1 | 1.5 | 1.5 | 0.8 | N |  |  | N | Electric Utility | 1 | X | DFO | NG
Natural Gas Fired Combustion Turbine.NG | natural gas peaker | TRUE | 20910 | Wolverine Power Supply Coop | 1877 | George Johnson | MI | Osceola | 10 | Natural Gas Fired Combustion Turbine | GT |  | S | 25 | 0.85 | 24.3 | 30.4 | 19 | N |  |  | N | Electric Utility | 1 | X | NG
Petroleum Liquids.DFO | petroleum | TRUE | 20910 | Wolverine Power Supply Coop | 1877 | George Johnson | MI | Osceola | 11 | Petroleum Liquids | IC |  | S | 1 | 0.8 | 1 | 1 | 0.6 | N |  |  | N | Electric Utility | 1 | X | DFO
Natural Gas Fired Combustion Turbine.NG | natural gas peaker | TRUE | 20910 | Wolverine Power Supply Coop | 1877 | George Johnson | MI | Osceola | 9 | Natural Gas Fired Combustion Turbine | GT |  | S | 25 | 0.85 | 24.4 | 29.7 | 19 | N |  |  | N | Electric Utility | 1 | X | NG
Natural Gas Fired Combustion Turbine.NG | natural gas peaker | TRUE | 20910 | Wolverine Power Supply Coop | 1880 | Claude Vandyke | MI | Allegan | 8 | Natural Gas Fired Combustion Turbine | GT |  | S | 24.8 | 0.8 | 20.2 | 27.3 | 17.4 | N |  |  | N | Electric Utility | 1 | X | NG
Natural Gas Fired Combustion Turbine.NG | natural gas peaker | TRUE | 20910 | Wolverine Power Supply Coop | 1881 | Vestaburg | MI | Montcalm | 8 | Natural Gas Fired Combustion Turbine | GT |  | S | 23.7 | 0.9 | 18.5 | 25.5 | 5 | N |  |  | N | Electric Utility | 1 | X | NG | DFO
Natural Gas Steam Turbine.NG | natural gas steam turbine | TRUE | 12647 | ALLETE, Inc. | 1891 | Syl Laskin | MN | St Louis | 1 | Natural Gas Steam Turbine | ST |  | S | 58 | 0.85 | 49 | 49 | 17 | N |  |  | N | Electric Utility | 1 | X | NG
Natural Gas Steam Turbine.NG | natural gas steam turbine | TRUE | 12647 | ALLETE, Inc. | 1891 | Syl Laskin | MN | St Louis | 2 | Natural Gas Steam Turbine | ST |  | S | 58 | 0.85 | 49 | 49 | 17 | N |  |  | N | Electric Utility | 1 | X | NG
Conventional Hydroelectric.WAT | hydro | TRUE | 12647 | ALLETE, Inc. | 1892 | Blanchard | MN | Morrison | 1 | Conventional Hydroelectric | HY |  | S | 6 | 0.8 | 5.4 | 5.4 | 0.8 | N |  |  | N | Electric Utility | 1 | X | WAT
Conventional Hydroelectric.WAT | hydro | TRUE | 12647 | ALLETE, Inc. | 1892 | Blanchard | MN | Morrison | 2 | Conventional Hydroelectric | HY |  | S | 6 | 0.8 | 5.4 | 5.4 | 0.8 | N |  |  | N | Electric Utility | 1 | X | WAT
Conventional Hydroelectric.WAT | hydro | TRUE | 12647 | ALLETE, Inc. | 1892 | Blanchard | MN | Morrison | 3 | Conventional Hydroelectric | HY |  | S | 6 | 1 | 5.4 | 5.4 | 0.8 | N |  |  | N | Electric Utility | 1 | X | WAT
Conventional Steam Coal.SUB | hard coal | TRUE | 12647 | ALLETE, Inc. | 1893 | Clay Boswell | MN | Itasca | 3 | Conventional Steam Coal | ST |  | S | 364.5 | 0.9 | 352 | 352 | 75 | N |  |  | N | Electric Utility | 1 | X | SUB | NG | RC
Conventional Steam Coal.SUB | hard coal | TRUE | 12647 | ALLETE, Inc. | 1893 | Clay Boswell | MN | Itasca | 4 | Conventional Steam Coal | ST |  | J | 558 | 0.9 | 585 | 585 | 185 | N |  |  | N | Electric Utility | 1 | X | SUB | NG | RC
Petroleum Liquids.DFO | petroleum | TRUE | 12647 | ALLETE, Inc. | 1893 | Clay Boswell | MN | Itasca | D4 | Petroleum Liquids | IC |  | J | 0.8 | 0.8 | 0.8 | 0.8 | 0.8 | N |  |  | N | Electric Utility | 1 | X | DFO
Conventional Hydroelectric.WAT | hydro | TRUE | 12647 | ALLETE, Inc. | 1894 | Fond Du Lac | MN | St Louis | 1 | Conventional Hydroelectric | HY |  | S | 12 | 0.8 | 13.1 | 13.1 | 0.5 | N |  |  | N | Electric Utility | 1 | X | WAT
Conventional Hydroelectric.WAT | hydro | TRUE | 12647 | ALLETE, Inc. | 1895 | Knife Falls | MN | Carlton | 1 | Conventional Hydroelectric | HY |  | S | 0.8 | 0.8 | 0.8 | 0.8 | 0.1 | N |  |  | N | Electric Utility | 1 | X | WAT
Conventional Hydroelectric.WAT | hydro | TRUE | 12647 | ALLETE, Inc. | 1895 | Knife Falls | MN | Carlton | 2 | Conventional Hydroelectric | HY |  | S | 0.8 | 0.8 | 0.8 | 0.8 | 0.1 | N |  |  | N | Electric Utility | 1 | X | WAT
Conventional Hydroelectric.WAT | hydro | TRUE | 12647 | ALLETE, Inc. | 1895 | Knife Falls | MN | Carlton | 3 | Conventional Hydroelectric | HY |  | S | 0.8 | 0.8 | 0.7 | 0.7 | 0.1 | N |  |  | N | Electric Utility | 1 | X | WAT
Conventional Hydroelectric.WAT | hydro | TRUE | 12647 | ALLETE, Inc. | 1896 | Little Falls (MN) | MN | Morrison | 1 | Conventional Hydroelectric | HY |  | S | 0.8 | 0.8 | 0.9 | 0.9 | 0.1 | N |  |  | N | Electric Utility | 1 | X | WAT
Conventional Hydroelectric.WAT | hydro | TRUE | 12647 | ALLETE, Inc. | 1896 | Little Falls (MN) | MN | Morrison | 2 | Conventional Hydroelectric | HY |  | S | 0.8 | 0.8 | 0.9 | 0.9 | 0.1 | N |  |  | N | Electric Utility | 1 | X | WAT
Conventional Hydroelectric.WAT | hydro | TRUE | 12647 | ALLETE, Inc. | 1896 | Little Falls (MN) | MN | Morrison | 3 | Conventional Hydroelectric | HY |  | S | 1 | 0.8 | 1 | 1 | 0.3 | N |  |  | N | Electric Utility | 1 | X | WAT
Conventional Hydroelectric.WAT | hydro | TRUE | 12647 | ALLETE, Inc. | 1896 | Little Falls (MN) | MN | Morrison | 4 | Conventional Hydroelectric | HY |  | S | 1.2 | 0.8 | 1.3 | 1.3 | 0.5 | N |  |  | N | Electric Utility | 1 | X | WAT
Conventional Hydroelectric.WAT | hydro | TRUE | 12647 | ALLETE, Inc. | 1896 | Little Falls (MN) | MN | Morrison | 5 | Conventional Hydroelectric | HY |  | S | 0.4 | 0.8 | 0.5 | 0.5 | 0.1 | N |  |  | N | Electric Utility | 1 | X | WAT
Conventional Hydroelectric.WAT | hydro | TRUE | 12647 | ALLETE, Inc. | 1896 | Little Falls (MN) | MN | Morrison | 6 | Conventional Hydroelectric | HY |  | S | 0.4 | 0.8 | 0.5 | 0.5 | 0.1 | N |  |  | N | Electric Utility | 1 | X | WAT
Wood/Wood Waste Biomass.WDS | biomass | TRUE | 12647 | ALLETE, Inc. | 1897 | M L Hibbard | MN | St Louis | 3 | Wood/Wood Waste Biomass | ST |  | S | 35.3 | 0.85 | 30 | 30 | 10 | N |  |  | Y | Commercial CHP | 5 | T | WDS | SUB | NG
Wood/Wood Waste Biomass.WDS | biomass | TRUE | 12647 | ALLETE, Inc. | 1897 | M L Hibbard | MN | St Louis | 4 | Wood/Wood Waste Biomass | ST |  | S | 37.5 | 0.85 | 30 | 30 | 10 | N |  |  | Y | Commercial CHP | 5 | T | WDS | SUB | NG
Conventional Hydroelectric.WAT | hydro | TRUE | 12647 | ALLETE, Inc. | 1898 | Pillager | MN | Cass | 1 | Conventional Hydroelectric | HY |  | S | 0.8 | 0.8 | 0.9 | 0.9 | 0.1 | N |  |  | N | Electric Utility | 1 | X | WAT
Conventional Hydroelectric.WAT | hydro | TRUE | 12647 | ALLETE, Inc. | 1898 | Pillager | MN | Cass | 2 | Conventional Hydroelectric | HY |  | S | 0.8 | 0.8 | 0.8 | 0.8 | 0.1 | N |  |  | N | Electric Utility | 1 | X | WAT
Conventional Hydroelectric.WAT | hydro | TRUE | 12647 | ALLETE, Inc. | 1899 | Scanlon | MN | Carlton | 1 | Conventional Hydroelectric | HY |  | S | 0.4 | 0.8 | 0.4 | 0.4 | 0.1 | N |  |  | N | Electric Utility | 1 | X | WAT
Conventional Hydroelectric.WAT | hydro | TRUE | 12647 | ALLETE, Inc. | 1899 | Scanlon | MN | Carlton | 2 | Conventional Hydroelectric | HY |  | S | 0.4 | 0.8 | 0.4 | 0.4 | 0.1 | N |  |  | N | Electric Utility | 1 | X | WAT
Conventional Hydroelectric.WAT | hydro | TRUE | 12647 | ALLETE, Inc. | 1899 | Scanlon | MN | Carlton | 3 | Conventional Hydroelectric | HY |  | S | 0.4 | 0.8 | 0.4 | 0.4 | 0.1 | N |  |  | N | Electric Utility | 1 | X | WAT
Conventional Hydroelectric.WAT | hydro | TRUE | 12647 | ALLETE, Inc. | 1899 | Scanlon | MN | Carlton | 4 | Conventional Hydroelectric | HY |  | S | 0.4 | 0.8 | 0.4 | 0.4 | 0.1 | N |  |  | N | Electric Utility | 1 | X | WAT
Conventional Hydroelectric.WAT | hydro | TRUE | 12647 | ALLETE, Inc. | 1900 | Sylvan | MN | Cass | 1 | Conventional Hydroelectric | HY |  | S | 0.6 | 1 | 0.6 | 0.6 | 0.1 | N |  |  | N | Electric Utility | 1 | X | WAT
Conventional Hydroelectric.WAT | hydro | TRUE | 12647 | ALLETE, Inc. | 1900 | Sylvan | MN | Cass | 2 | Conventional Hydroelectric | HY |  | S | 0.6 | 1 | 0.6 | 0.6 | 0.1 | N |  |  | N | Electric Utility | 1 | X | WAT
Conventional Hydroelectric.WAT | hydro | TRUE | 12647 | ALLETE, Inc. | 1900 | Sylvan | MN | Cass | 3 | Conventional Hydroelectric | HY |  | S | 0.6 | 0.8 | 0.6 | 0.6 | 0.1 | N |  |  | N | Electric Utility | 1 | X | WAT
Conventional Hydroelectric.WAT | hydro | TRUE | 12647 | ALLETE, Inc. | 1901 | Thomson | MN | Carlton | 1 | Conventional Hydroelectric | HY |  | S | 13 | 0.8 | 12.5 | 12.5 | 0.5 | N |  |  | N | Electric Utility | 1 | X | WAT
Conventional Hydroelectric.WAT | hydro | TRUE | 12647 | ALLETE, Inc. | 1901 | Thomson | MN | Carlton | 2 | Conventional Hydroelectric | HY |  | S | 13 | 0.8 | 12.5 | 12.5 | 0.5 | N |  |  | N | Electric Utility | 1 | X | WAT
Conventional Hydroelectric.WAT | hydro | TRUE | 12647 | ALLETE, Inc. | 1901 | Thomson | MN | Carlton | 3 | Conventional Hydroelectric | HY |  | S | 13 | 0.8 | 12.5 | 12.5 | 0.5 | N |  |  | N | Electric Utility | 1 | X | WAT
Conventional Hydroelectric.WAT | hydro | TRUE | 12647 | ALLETE, Inc. | 1901 | Thomson | MN | Carlton | 4 | Conventional Hydroelectric | HY |  | S | 10.8 | 0.8 | 12.1 | 12.1 | 0.5 | N |  |  | N | Electric Utility | 1 | X | WAT
Conventional Hydroelectric.WAT | hydro | TRUE | 12647 | ALLETE, Inc. | 1901 | Thomson | MN | Carlton | 5 | Conventional Hydroelectric | HY |  | S | 10.8 | 0.8 | 11.9 | 11.9 | 0.5 | N |  |  | N | Electric Utility | 1 | X | WAT
Conventional Hydroelectric.WAT | hydro | TRUE | 12647 | ALLETE, Inc. | 1901 | Thomson | MN | Carlton | 6 | Conventional Hydroelectric | HY |  | S | 12 | 0.8 | 14.7 | 14.7 | 0.5 | N |  |  | N | Electric Utility | 1 | X | WAT
Conventional Hydroelectric.WAT | hydro | TRUE | 12647 | ALLETE, Inc. | 1902 | Winton | MN | Lake | 2 | Conventional Hydroelectric | HY |  | S | 2 | 0.8 | 2.1 | 2.1 | 0.3 | N |  |  | N | Electric Utility | 1 | X | WAT
Conventional Hydroelectric.WAT | hydro | TRUE | 12647 | ALLETE, Inc. | 1902 | Winton | MN | Lake | 3 | Conventional Hydroelectric | HY |  | S | 2 | 0.8 | 2 | 2 | 0.3 | N |  |  | N | Electric Utility | 1 | X | WAT
Natural Gas Fired Combined Cycle.NG | natural gas combined cycle | TRUE | 13781 | Northern States Power Co - Minnesota | 1904 | Black Dog | MN | Dakota | 2 | Natural Gas Fired Combined Cycle | CA | BDS0 | S | 136.9 | 0.88 | 117 | 117 | 66 | N | 12 | 2031 | N | Electric Utility | 1 | X | NG
Natural Gas Fired Combined Cycle.NG | natural gas combined cycle | TRUE | 13781 | Northern States Power Co - Minnesota | 1904 | Black Dog | MN | Dakota | 5 | Natural Gas Fired Combined Cycle | CT | BDS0 | S | 187.9 | 0.85 | 165 | 181 | 94 | N | 12 | 2031 | N | Electric Utility | 1 | X | NG
Natural Gas Fired Combustion Turbine.NG | natural gas peaker | TRUE | 13781 | Northern States Power Co - Minnesota | 1904 | Black Dog | MN | Dakota | 6-1 | Natural Gas Fired Combustion Turbine | GT |  | S | 238 | 0.85 | 212 | 228 | 60 | N | 12 | 2058 | N | Electric Utility | 1 | X | NG
Conventional Hydroelectric.WAT | hydro | TRUE | 13781 | Northern States Power Co - Minnesota | 1911 | Hennepin Island | MN | Hennepin | 1 | Conventional Hydroelectric | HY |  | S | 2.8 | 0.9 | 1.2 | 1.4 | 0.6 | N |  |  | N | Electric Utility | 1 | X | WAT
Conventional Hydroelectric.WAT | hydro | TRUE | 13781 | Northern States Power Co - Minnesota | 1911 | Hennepin Island | MN | Hennepin | 2 | Conventional Hydroelectric | HY |  | S | 2.8 | 0.9 | 1.2 | 1.4 | 0.6 | N |  |  | N | Electric Utility | 1 | X | WAT
Conventional Hydroelectric.WAT | hydro | TRUE | 13781 | Northern States Power Co - Minnesota | 1911 | Hennepin Island | MN | Hennepin | 3 | Conventional Hydroelectric | HY |  | S | 2.8 | 0.9 | 1.2 | 1.4 | 0.6 | N |  |  | N | Electric Utility | 1 | X | WAT
Conventional Hydroelectric.WAT | hydro | TRUE | 13781 | Northern States Power Co - Minnesota | 1911 | Hennepin Island | MN | Hennepin | 4 | Conventional Hydroelectric | HY |  | S | 2.8 | 0.9 | 1.2 | 1.4 | 0.6 | N |  |  | N | Electric Utility | 1 | X | WAT
Conventional Hydroelectric.WAT | hydro | TRUE | 13781 | Northern States Power Co - Minnesota | 1911 | Hennepin Island | MN | Hennepin | 5 | Conventional Hydroelectric | HY |  | S | 2.5 | 0.8 | 1.3 | 1.5 | 0.6 | N |  |  | N | Electric Utility | 1 | X | WAT
Natural Gas Fired Combined Cycle.NG | natural gas combined cycle | TRUE | 13781 | Northern States Power Co - Minnesota | 1912 | High Bridge | MN | Ramsey | 7 | Natural Gas Fired Combined Cycle | CT | HBR0 | S | 197 | 0.85 | 152 | 185 | 88 | N |  |  | N | Electric Utility | 1 | X | NG
Natural Gas Fired Combined Cycle.NG | natural gas combined cycle | TRUE | 13781 | Northern States Power Co - Minnesota | 1912 | High Bridge | MN | Ramsey | 8 | Natural Gas Fired Combined Cycle | CT | HBR0 | S | 197 | 0.85 | 152 | 185 | 88 | N |  |  | N | Electric Utility | 1 | X | NG
Natural Gas Fired Combined Cycle.NG | natural gas combined cycle | TRUE | 13781 | Northern States Power Co - Minnesota | 1912 | High Bridge | MN | Ramsey | 9 | Natural Gas Fired Combined Cycle | CA | HBR0 | S | 250 | 0.85 | 226 | 236 | 162 | N |  |  | N | Electric Utility | 1 | X | NG
Natural Gas Fired Combustion Turbine.NG | natural gas peaker | TRUE | 13781 | Northern States Power Co - Minnesota | 1913 | Inver Hills | MN | Dakota | 1 | Natural Gas Fired Combustion Turbine | GT |  | S | 46.8 | 0.85 | 47 | 62 | 10 | N | 12 | 2026 | N | Electric Utility | 1 | X | NG | DFO
Natural Gas Fired Combustion Turbine.NG | natural gas peaker | TRUE | 13781 | Northern States Power Co - Minnesota | 1913 | Inver Hills | MN | Dakota | 2 | Natural Gas Fired Combustion Turbine | GT |  | S | 46.8 | 0.85 | 47 | 62 | 10 | N | 12 | 2026 | N | Electric Utility | 1 | X | NG | DFO
Natural Gas Fired Combustion Turbine.NG | natural gas peaker | TRUE | 13781 | Northern States Power Co - Minnesota | 1913 | Inver Hills | MN | Dakota | 3 | Natural Gas Fired Combustion Turbine | GT |  | S | 46.8 | 0.85 | 47 | 62 | 10 | N | 12 | 2026 | N | Electric Utility | 1 | X | NG | DFO
Natural Gas Fired Combustion Turbine.NG | natural gas peaker | TRUE | 13781 | Northern States Power Co - Minnesota | 1913 | Inver Hills | MN | Dakota | 4 | Natural Gas Fired Combustion Turbine | GT |  | S | 46.8 | 0.85 | 47 | 62 | 10 | N | 12 | 2026 | N | Electric Utility | 1 | X | NG | DFO
Natural Gas Fired Combustion Turbine.NG | natural gas peaker | TRUE | 13781 | Northern States Power Co - Minnesota | 1913 | Inver Hills | MN | Dakota | 5 | Natural Gas Fired Combustion Turbine | GT |  | S | 46.8 | 0.85 | 47 | 61 | 10 | N | 12 | 2026 | N | Electric Utility | 1 | X | NG | DFO
Natural Gas Fired Combustion Turbine.NG | natural gas peaker | TRUE | 13781 | Northern States Power Co - Minnesota | 1913 | Inver Hills | MN | Dakota | 6 | Natural Gas Fired Combustion Turbine | GT |  | S | 46.8 | 0.85 | 47 | 62 | 10 | N | 12 | 2026 | N | Electric Utility | 1 | X | NG | DFO
Petroleum Liquids.DFO | petroleum | TRUE | 13781 | Northern States Power Co - Minnesota | 1913 | Inver Hills | MN | Dakota | 7 | Petroleum Liquids | GT |  | S | 1.8 | 0.8 | 1.8 | 1.8 | 0.8 | N | 12 | 2026 | N | Electric Utility | 1 | X | DFO
Petroleum Liquids.DFO | petroleum | TRUE | 13781 | Northern States Power Co - Minnesota | 1913 | Inver Hills | MN | Dakota | 8 | Petroleum Liquids | GT |  | S | 1.8 | 0.8 | 1.8 | 1.8 | 0.8 | N | 12 | 2026 | N | Electric Utility | 1 | X | DFO
Conventional Steam Coal.SUB | hard coal | TRUE | 13781 | Northern States Power Co - Minnesota | 1915 | Allen S King | MN | Washington | 1 | Conventional Steam Coal | ST |  | S | 598.4 | 0.85 | 511 | 511 | 345 | N |  |  | N | Electric Utility | 1 | X | SUB | NG | DFO
Nuclear.NUC | nuclear | TRUE | 13781 | Northern States Power Co - Minnesota | 1922 | Monticello Nuclear Facility | MN | Wright | 1 | Nuclear | ST |  | S | 685 | 0.95 | 617 | 646 | 500 | N |  |  | N | Electric Utility | 1 | X | NUC
Nuclear.NUC | nuclear | TRUE | 13781 | Northern States Power Co - Minnesota | 1925 | Prairie Island | MN | Goodhue | 1 | Nuclear | ST |  | S | 593.1 | 0.9 | 521 | 546 | 500 | N |  |  | N | Electric Utility | 1 | X | NUC
Nuclear.NUC | nuclear | TRUE | 13781 | Northern States Power Co - Minnesota | 1925 | Prairie Island | MN | Goodhue | 2 | Nuclear | ST |  | S | 593.1 | 0.9 | 519 | 546 | 500 | N |  |  | N | Electric Utility | 1 | X | NUC
Municipal Solid Waste.MSW | municipal solid waste | TRUE | 13781 | Northern States Power Co - Minnesota | 1926 | Red Wing | MN | Goodhue | 1 | Municipal Solid Waste | ST |  | S | 11.5 | 0.85 | 9 | 9 | 6 | N | 12 | 2027 | N | Electric Utility | 1 | X | MSW | WDS | NG
Municipal Solid Waste.MSW | municipal solid waste | TRUE | 13781 | Northern States Power Co - Minnesota | 1926 | Red Wing | MN | Goodhue | 2 | Municipal Solid Waste | ST |  | S | 11.5 | 0.85 | 9 | 9 | 6 | N | 12 | 2027 | N | Electric Utility | 1 | X | MSW | WDS | NG
Natural Gas Fired Combined Cycle.NG | natural gas combined cycle | TRUE | 13781 | Northern States Power Co - Minnesota | 1927 | Riverside (MN) | MN | Hennepin | 10 | Natural Gas Fired Combined Cycle | CT | RIV0 | S | 210.6 | 0.9 | 147 | 171 | 79 | N |  |  | N | Electric Utility | 1 | X | NG | DFO
Natural Gas Fired Combined Cycle.NG | natural gas combined cycle | TRUE | 13781 | Northern States Power Co - Minnesota | 1927 | Riverside (MN) | MN | Hennepin | 9 | Natural Gas Fired Combined Cycle | CT | RIV0 | S | 210.6 | 0.9 | 147 | 171 | 79 | N |  |  | N | Electric Utility | 1 | X | NG | DFO
Natural Gas Fired Combined Cycle.NG | natural gas combined cycle | TRUE | 13781 | Northern States Power Co - Minnesota | 1927 | Riverside (MN) | MN | Hennepin | ST7 | Natural Gas Fired Combined Cycle | CA | RIV0 | S | 164.7 | 0.9 | 160 | 158 | 76 | N |  |  | N | Electric Utility | 1 | X | NG
Petroleum Liquids.DFO | petroleum | TRUE | 17876 | City of St James - (MN) | 1929 | St James | MN | Watonwan | 1 | Petroleum Liquids | IC |  | S | 2 | 0.8 | 2 | 2 | 1.5 | N |  |  | N | Electric Utility | 1 | X | DFO
Petroleum Liquids.DFO | petroleum | TRUE | 17876 | City of St James - (MN) | 1929 | St James | MN | Watonwan | 2 | Petroleum Liquids | IC |  | S | 2 | 0.8 | 2 | 2 | 1.5 | N |  |  | N | Electric Utility | 1 | X | DFO
Petroleum Liquids.DFO | petroleum | TRUE | 17876 | City of St James - (MN) | 1929 | St James | MN | Watonwan | 3 | Petroleum Liquids | IC |  | S | 2 | 0.8 | 2 | 2 | 1.5 | N |  |  | N | Electric Utility | 1 | X | DFO
Petroleum Liquids.DFO | petroleum | TRUE | 17876 | City of St James - (MN) | 1929 | St James | MN | Watonwan | 4 | Petroleum Liquids | IC |  | S | 2 | 0.8 | 2 | 2 | 1.5 | N |  |  | N | Electric Utility | 1 | X | DFO
Petroleum Liquids.DFO | petroleum | TRUE | 17876 | City of St James - (MN) | 1929 | St James | MN | Watonwan | 5 | Petroleum Liquids | IC |  | S | 2 | 0.8 | 2 | 2 | 1.5 | N |  |  | N | Electric Utility | 1 | X | DFO
Petroleum Liquids.DFO | petroleum | TRUE | 17876 | City of St James - (MN) | 1929 | St James | MN | Watonwan | 6 | Petroleum Liquids | IC |  | S | 2 | 0.8 | 2 | 2 | 1.5 | N |  |  | N | Electric Utility | 1 | X | DFO
Municipal Solid Waste.MSW | municipal solid waste | TRUE | 13781 | Northern States Power Co - Minnesota | 1934 | Wilmarth | MN | Blue Earth | 1 | Municipal Solid Waste | ST |  | S | 12.5 | 0.8 | 9 | 9 | 1 | N | 12 | 2027 | N | Electric Utility | 1 | X | MSW | NG
Municipal Solid Waste.MSW | municipal solid waste | TRUE | 13781 | Northern States Power Co - Minnesota | 1934 | Wilmarth | MN | Blue Earth | 2 | Municipal Solid Waste | ST |  | S | 12.5 | 0.8 | 9 | 9 | 1 | N | 12 | 2027 | N | Electric Utility | 1 | X | MSW | NG
Conventional Hydroelectric.WAT | hydro | TRUE | 14232 | Otter Tail Power Co | 1943 | Hoot Lake | MN | Otter Tail | H1 | Conventional Hydroelectric | HY |  | S | 1 | 0.8 | 0.8 | 0.8 | 0 | N |  |  | N | Electric Utility | 1 | X | WAT
Petroleum Liquids.DFO | petroleum | TRUE | 150 | Adrian Public Utilities Comm | 1956 | Adrian | MN | Nobles | 5 | Petroleum Liquids | IC |  | S | 2 | 0.8 | 2 | 2 | 0.8 | N |  |  | N | Electric Utility | 1 | X | DFO
Petroleum Liquids.DFO | petroleum | TRUE | 295 | City of Alexandria - (MN) | 1958 | Alexandria | MN | Douglas | IC1 | Petroleum Liquids | IC |  | S | 1.2 | 0.8 | 1 | 1 | 0.1 | N |  |  | N | Electric Utility | 1 | X | DFO
Petroleum Liquids.DFO | petroleum | TRUE | 295 | City of Alexandria - (MN) | 1958 | Alexandria | MN | Douglas | IC2 | Petroleum Liquids | IC |  | S | 4 | 0.8 | 3.6 | 3.6 | 0.1 | N |  |  | N | Electric Utility | 1 | X | DFO | NG
Petroleum Liquids.DFO | petroleum | TRUE | 295 | City of Alexandria - (MN) | 1958 | Alexandria | MN | Douglas | IC3 | Petroleum Liquids | IC |  | S | 4 | 0.8 | 3.6 | 3.6 | 0.1 | N |  |  | N | Electric Utility | 1 | X | DFO | NG
Petroleum Liquids.DFO | petroleum | TRUE | 1573 | City of Benson - (MN) | 1964 | Benson City of | MN | Swift | 10 | Petroleum Liquids | IC |  | S | 1.8 | 0.8 | 1.8 | 1.8 | 0.4 | N |  |  | N | Electric Utility | 1 | X | DFO
Petroleum Liquids.DFO | petroleum | TRUE | 1573 | City of Benson - (MN) | 1964 | Benson City of | MN | Swift | 11 | Petroleum Liquids | IC |  | S | 1.8 | 0.8 | 1.8 | 1.8 | 0.4 | N |  |  | N | Electric Utility | 1 | X | DFO
Petroleum Liquids.DFO | petroleum | TRUE | 1573 | City of Benson - (MN) | 1964 | Benson City of | MN | Swift | 7 | Petroleum Liquids | IC |  | S | 1.8 | 0.8 | 1.8 | 1.8 | 0.4 | N |  |  | N | Electric Utility | 1 | X | DFO
Petroleum Liquids.DFO | petroleum | TRUE | 1573 | City of Benson - (MN) | 1964 | Benson City of | MN | Swift | 8 | Petroleum Liquids | IC |  | S | 1.8 | 0.8 | 1.8 | 1.8 | 0.4 | N |  |  | N | Electric Utility | 1 | X | DFO
Petroleum Liquids.DFO | petroleum | TRUE | 1573 | City of Benson - (MN) | 1964 | Benson City of | MN | Swift | 9 | Petroleum Liquids | IC |  | S | 1.8 | 0.8 | 1.8 | 1.8 | 0.4 | N |  |  | N | Electric Utility | 1 | X | DFO
Petroleum Liquids.DFO | petroleum | TRUE | 1871 | City of Blooming Prairie - (MN) | 1966 | Blooming Prairie | MN | Steele | 4 | Petroleum Liquids | IC |  | S | 1.2 | 0.96 | 1.3 | 1.3 | 0.8 | N |  |  | N | Electric Utility | 1 | X | DFO
Petroleum Liquids.DFO | petroleum | TRUE | 1871 | City of Blooming Prairie - (MN) | 1966 | Blooming Prairie | MN | Steele | 5 | Petroleum Liquids | IC |  | S | 2.3 | 0.96 | 2 | 2 | 1 | N |  |  | N | Electric Utility | 1 | X | DFO
Petroleum Liquids.DFO | petroleum | TRUE | 1871 | City of Blooming Prairie - (MN) | 1966 | Blooming Prairie | MN | Steele | 6 | Petroleum Liquids | IC |  | S | 2 | 0.96 | 1.9 | 1.9 | 1 | N |  |  | N | Electric Utility | 1 | X | DFO
Petroleum Liquids.DFO | petroleum | TRUE | 1871 | City of Blooming Prairie - (MN) | 1966 | Blooming Prairie | MN | Steele | 7 | Petroleum Liquids | IC |  | S | 1.3 | 0.96 | 1.3 | 1.3 | 1.3 | N |  |  | N | Electric Utility | 1 | X | DFO
Petroleum Liquids.DFO | petroleum | TRUE | 1883 | Blue Earth Light & Water | 1967 | Blue Earth | MN | Faribault | IC1 | Petroleum Liquids | IC |  | S | 1.5 | 0.9 | 1.5 | 1.5 | 0.5 | N |  |  | N | Electric Utility | 1 | X | DFO
Petroleum Liquids.DFO | petroleum | TRUE | 1883 | Blue Earth Light & Water | 1967 | Blue Earth | MN | Faribault | IC3 | Petroleum Liquids | IC |  | S | 1.6 | 0.9 | 1.6 | 1.6 | 0.5 | N |  |  | N | Electric Utility | 1 | X | DFO
Petroleum Liquids.DFO | petroleum | TRUE | 1883 | Blue Earth Light & Water | 1967 | Blue Earth | MN | Faribault | IC4 | Petroleum Liquids | IC |  | S | 1.6 | 0.9 | 1.6 | 1.6 | 0.5 | N |  |  | N | Electric Utility | 1 | X | DFO
Petroleum Liquids.DFO | petroleum | TRUE | 1883 | Blue Earth Light & Water | 1967 | Blue Earth | MN | Faribault | IC5 | Petroleum Liquids | IC |  | S | 1.6 | 0.9 | 1.6 | 1.6 | 0.5 | N |  |  | N | Electric Utility | 1 | X | DFO
Petroleum Liquids.DFO | petroleum | TRUE | 1883 | Blue Earth Light & Water | 1967 | Blue Earth | MN | Faribault | IC6 | Petroleum Liquids | IC |  | S | 1.8 | 0.9 | 1.8 | 1.8 | 0.5 | N |  |  | N | Electric Utility | 1 | X | DFO
Petroleum Liquids.DFO | petroleum | TRUE | 1883 | Blue Earth Light & Water | 1967 | Blue Earth | MN | Faribault | IC7 | Petroleum Liquids | IC |  | S | 1.1 | 0.9 | 1.1 | 1.1 | 0.5 | N |  |  | N | Electric Utility | 1 | X | DFO
Petroleum Liquids.DFO | petroleum | TRUE | 1883 | Blue Earth Light & Water | 1967 | Blue Earth | MN | Faribault | IC8 | Petroleum Liquids | IC |  | S | 1.8 | 0.9 | 1.8 | 1.8 | 0.5 | N |  |  | N | Electric Utility | 1 | X | DFO
Petroleum Liquids.DFO | petroleum | TRUE | 5015 | Delano Municipal Utilities | 1969 | Delano | MN | Wright | 10 | Petroleum Liquids | IC |  | W | 2 | 1 | 2 | 2 | 0.5 | N |  |  | N | Electric Utility | 1 | X | DFO
Petroleum Liquids.DFO | petroleum | TRUE | 5015 | Delano Municipal Utilities | 1969 | Delano | MN | Wright | 11 | Petroleum Liquids | IC |  | W | 2 | 1 | 2 | 2 | 0.5 | N |  |  | N | Electric Utility | 1 | X | DFO
Natural Gas Internal Combustion Engine.NG | natural gas peaker | TRUE | 5015 | Delano Municipal Utilities | 1969 | Delano | MN | Wright | 2 | Natural Gas Internal Combustion Engine | IC |  | S | 1.1 | 0.8 | 1.1 | 1.1 | 0.3 | N |  |  | N | Electric Utility | 1 | X | NG | DFO
Natural Gas Internal Combustion Engine.NG | natural gas peaker | TRUE | 5015 | Delano Municipal Utilities | 1969 | Delano | MN | Wright | 3 | Natural Gas Internal Combustion Engine | IC |  | S | 1.3 | 0.8 | 1.3 | 1.3 | 0.4 | N |  |  | N | Electric Utility | 1 | X | NG | DFO
Petroleum Liquids.DFO | petroleum | TRUE | 5015 | Delano Municipal Utilities | 1969 | Delano | MN | Wright | 5 | Petroleum Liquids | IC |  | S | 0.8 | 0.8 | 0.8 | 0.8 | 0.3 | N |  |  | N | Electric Utility | 1 | X | DFO
Petroleum Liquids.DFO | petroleum | TRUE | 5015 | Delano Municipal Utilities | 1969 | Delano | MN | Wright | 6 | Petroleum Liquids | IC |  | S | 1.2 | 0.8 | 1.2 | 1.2 | 0.4 | N |  |  | N | Electric Utility | 1 | X | DFO
Petroleum Liquids.DFO | petroleum | TRUE | 5015 | Delano Municipal Utilities | 1969 | Delano | MN | Wright | 7 | Petroleum Liquids | IC |  | S | 3 | 0.8 | 3 | 3 | 0.9 | N |  |  | N | Electric Utility | 1 | X | DFO
Petroleum Liquids.DFO | petroleum | TRUE | 5015 | Delano Municipal Utilities | 1969 | Delano | MN | Wright | 8 | Petroleum Liquids | IC |  | S | 3.1 | 0.8 | 3.1 | 3.1 | 0.9 | N |  |  | N | Electric Utility | 1 | X | DFO
Petroleum Liquids.DFO | petroleum | TRUE | 5111 | City of Detroit Lakes - (MN) | 1970 | Detroit Lakes | MN | Becker | 1 | Petroleum Liquids | GT |  | S | 12.5 | 0.8 | 9.6 | 10.6 | 5 | N |  |  | N | Electric Utility | 1 | X | DFO
Petroleum Liquids.DFO | petroleum | TRUE | 5773 | City of Elk River | 1971 | Elk River City of | MN | Sherburne | 1 | Petroleum Liquids | IC |  | S | 0.5 | 0.8 | 0.5 | 0.5 | 0.4 | N |  |  | N | Electric Utility | 1 | X | DFO
Petroleum Liquids.DFO | petroleum | TRUE | 5773 | City of Elk River | 1971 | Elk River City of | MN | Sherburne | 2 | Petroleum Liquids | IC |  | S | 0.5 | 0.8 | 0.5 | 0.5 | 0.4 | N |  |  | N | Electric Utility | 1 | X | DFO
Petroleum Liquids.DFO | petroleum | TRUE | 5773 | City of Elk River | 1971 | Elk River City of | MN | Sherburne | 3 | Petroleum Liquids | IC |  | S | 3 | 0.8 | 3 | 3 | 2.8 | N |  |  | N | Electric Utility | 1 | X | DFO | NG
Petroleum Liquids.DFO | petroleum | TRUE | 5773 | City of Elk River | 1971 | Elk River City of | MN | Sherburne | 4 | Petroleum Liquids | IC |  | S | 5 | 0.8 | 5 | 5 | 4.3 | N |  |  | N | Electric Utility | 1 | X | DFO | NG
Petroleum Liquids.DFO | petroleum | TRUE | 6138 | City of Fairfax - (MN) | 1972 | Fairfax | MN | Renville | 2A | Petroleum Liquids | IC |  | S | 2 | 0.8 | 1.9 | 1.9 | 1.5 | N |  |  | N | Electric Utility | 1 | X | DFO
Natural Gas Internal Combustion Engine.NG | natural gas peaker | TRUE | 40580 | Southern Minnesota Mun P Agny | 1973 | Fairmont (MN) | MN | Martin | 10 | Natural Gas Internal Combustion Engine | IC |  | S | 6.5 | 0.8 | 6.5 | 6.5 | 3 | N |  |  | N | Electric Utility | 1 | X | NG
Natural Gas Internal Combustion Engine.NG | natural gas peaker | TRUE | 40580 | Southern Minnesota Mun P Agny | 1973 | Fairmont (MN) | MN | Martin | 11 | Natural Gas Internal Combustion Engine | IC |  | S | 6.5 | 0.8 | 6.5 | 6.5 | 3 | N |  |  | N | Electric Utility | 1 | X | NG
Natural Gas Internal Combustion Engine.NG | natural gas peaker | TRUE | 40580 | Southern Minnesota Mun P Agny | 1973 | Fairmont (MN) | MN | Martin | 12 | Natural Gas Internal Combustion Engine | IC |  | S | 6.5 | 0.8 | 6.5 | 6.5 | 3 | N |  |  | N | Electric Utility | 1 | X | NG
Petroleum Liquids.DFO | petroleum | TRUE | 40580 | Southern Minnesota Mun P Agny | 1973 | Fairmont (MN) | MN | Martin | 6 | Petroleum Liquids | IC |  | S | 6.5 | 0.8 | 6 | 6 | 3.5 | N |  |  | N | Electric Utility | 1 | X | DFO | NG
Petroleum Liquids.DFO | petroleum | TRUE | 40580 | Southern Minnesota Mun P Agny | 1973 | Fairmont (MN) | MN | Martin | 7 | Petroleum Liquids | IC |  | S | 6.5 | 0.8 | 6 | 6 | 3.5 | N |  |  | N | Electric Utility | 1 | X | DFO | NG
Natural Gas Internal Combustion Engine.NG | natural gas peaker | TRUE | 40580 | Southern Minnesota Mun P Agny | 1973 | Fairmont (MN) | MN | Martin | 9 | Natural Gas Internal Combustion Engine | IC |  | S | 6.5 | 0.8 | 6.5 | 6.5 | 3 | N |  |  | N | Electric Utility | 1 | X | NG
Petroleum Liquids.DFO | petroleum | TRUE | 7292 | Glencoe Light & Power Comm | 1975 | Glencoe | MN | McLeod | 10 | Petroleum Liquids | IC |  | S | 7 | 0.8 | 5.6 | 5.6 | 3 | N |  |  | N | Electric Utility | 1 | X | DFO
Petroleum Liquids.DFO | petroleum | TRUE | 7292 | Glencoe Light & Power Comm | 1975 | Glencoe | MN | McLeod | 11 | Petroleum Liquids | IC |  | S | 4.8 | 0.8 | 4.8 | 4.8 | 2 | N |  |  | N | Electric Utility | 1 | X | DFO
Petroleum Liquids.DFO | petroleum | TRUE | 7292 | Glencoe Light & Power Comm | 1975 | Glencoe | MN | McLeod | 12 | Petroleum Liquids | IC |  | S | 4.8 | 0.8 | 4.8 | 4.8 | 2 | N |  |  | N | Electric Utility | 1 | X | DFO
Petroleum Liquids.DFO | petroleum | TRUE | 7292 | Glencoe Light & Power Comm | 1975 | Glencoe | MN | McLeod | 14 | Petroleum Liquids | IC |  | S | 4.8 | 0.8 | 4.8 | 4.8 | 2 | N |  |  | N | Electric Utility | 1 | X | DFO
Petroleum Liquids.DFO | petroleum | TRUE | 7292 | Glencoe Light & Power Comm | 1975 | Glencoe | MN | McLeod | 5 | Petroleum Liquids | IC |  | S | 1.3 | 0.8 | 1 | 1 | 0.5 | N |  |  | N | Electric Utility | 1 | X | DFO | NG
Petroleum Liquids.DFO | petroleum | TRUE | 7292 | Glencoe Light & Power Comm | 1975 | Glencoe | MN | McLeod | 7 | Petroleum Liquids | IC |  | S | 4.1 | 0.8 | 3.2 | 3.2 | 2 | N |  |  | N | Electric Utility | 1 | X | DFO | NG
Petroleum Liquids.DFO | petroleum | TRUE | 7292 | Glencoe Light & Power Comm | 1975 | Glencoe | MN | McLeod | 8 | Petroleum Liquids | IC |  | S | 5.6 | 0.8 | 5.4 | 5.4 | 2 | N |  |  | N | Electric Utility | 1 | X | DFO | NG
Petroleum Liquids.DFO | petroleum | TRUE | 7292 | Glencoe Light & Power Comm | 1975 | Glencoe | MN | McLeod | 9 | Petroleum Liquids | IC |  | S | 7.1 | 0.8 | 6.1 | 6.1 | 3 | N |  |  | N | Electric Utility | 1 | X | DFO | NG
Petroleum Liquids.DFO | petroleum | TRUE | 7487 | City of Grand Marais - (MN) | 1976 | Grand Marais | MN | Cook | 7 | Petroleum Liquids | IC |  | S | 2.7 | 0.8 | 2.5 | 2.5 | 1.8 | N |  |  | N | Electric Utility | 1 | X | DFO
Petroleum Liquids.DFO | petroleum | TRUE | 7487 | City of Grand Marais - (MN) | 1976 | Grand Marais | MN | Cook | 8 | Petroleum Liquids | IC |  | S | 2 | 0.8 | 1.8 | 1.8 | 1.8 | N |  |  | N | Electric Utility | 1 | X | DFO
Petroleum Liquids.DFO | petroleum | TRUE | 7487 | City of Grand Marais - (MN) | 1976 | Grand Marais | MN | Cook | 9 | Petroleum Liquids | IC |  | S | 2 | 0.8 | 1.8 | 1.8 | 1.8 | N |  |  | N | Electric Utility | 1 | X | DFO
Conventional Hydroelectric.WAT | hydro | TRUE | 7494 | City of Granite Falls - (MN) | 1977 | Granite Falls | MN | Chippewa | 1 | Conventional Hydroelectric | HY |  | S | 0.3 | 0.8 | 0.2 | 0.2 | 0.2 | N |  |  | N | Electric Utility | 1 | X | WAT
Conventional Hydroelectric.WAT | hydro | TRUE | 7494 | City of Granite Falls - (MN) | 1977 | Granite Falls | MN | Chippewa | 2 | Conventional Hydroelectric | HY |  | S | 0.2 | 0.8 | 0.2 | 0.2 | 0.2 | N |  |  | N | Electric Utility | 1 | X | WAT
Conventional Hydroelectric.WAT | hydro | TRUE | 7494 | City of Granite Falls - (MN) | 1977 | Granite Falls | MN | Chippewa | HC3 | Conventional Hydroelectric | HY |  | S | 0.8 | 0.8 | 0.7 | 0.7 | 0.7 | N |  |  | N | Electric Utility | 1 | X | WAT
Natural Gas Steam Turbine.NG | natural gas steam turbine | TRUE | 8543 | Hibbing Public Utilities Comm | 1979 | Hibbing | MN | St Louis | 3 | Natural Gas Steam Turbine | ST |  | S | 10 | 0.8 | 10 | 10 | 4 | N |  |  | Y | Electric Utility | 1 | T | NG | WDS | WDS | BIT | LIG
Natural Gas Steam Turbine.NG | natural gas steam turbine | TRUE | 8543 | Hibbing Public Utilities Comm | 1979 | Hibbing | MN | St Louis | 5 | Natural Gas Steam Turbine | ST |  | S | 19.5 | 0.85 | 19.5 | 19.5 | 5 | N |  |  | Y | Electric Utility | 1 | T | NG | WDS | WDS | BIT | LIG
Natural Gas Steam Turbine.NG | natural gas steam turbine | TRUE | 8543 | Hibbing Public Utilities Comm | 1979 | Hibbing | MN | St Louis | 6 | Natural Gas Steam Turbine | ST |  | S | 6.4 | 0.85 | 1 | 6.4 | 1 | N |  |  | Y | Electric Utility | 1 | T | NG | WDS | WDS | BIT | LIG
Natural Gas Internal Combustion Engine.NG | natural gas peaker | TRUE | 9130 | Hutchinson Utilities Comm | 1980 | Hutchinson Plant #1 | MN | McLeod | 10 | Natural Gas Internal Combustion Engine | IC |  | S | 8.8 | 0.8 | 9.3 | 9.3 | 1 | N |  |  | N | Electric Utility | 1 | X | NG
Natural Gas Internal Combustion Engine.NG | natural gas peaker | TRUE | 9130 | Hutchinson Utilities Comm | 1980 | Hutchinson Plant #1 | MN | McLeod | 11 | Natural Gas Internal Combustion Engine | IC |  | S | 9.8 | 0.8 | 9.8 | 9.8 | 1 | N |  |  | N | Electric Utility | 1 | X | NG
Natural Gas Internal Combustion Engine.NG | natural gas peaker | TRUE | 9130 | Hutchinson Utilities Comm | 1980 | Hutchinson Plant #1 | MN | McLeod | 12 | Natural Gas Internal Combustion Engine | IC |  | S | 9.8 | 0.8 | 9.8 | 9.8 | 1 | N |  |  | N | Electric Utility | 1 | X | NG
Petroleum Liquids.DFO | petroleum | TRUE | 9650 | City of Janesville - (MN) | 1982 | Janesville | MN | Waseca | 1 | Petroleum Liquids | IC |  | S | 1.1 | 0.8 | 0.9 | 1 | 0.5 | N |  |  | N | Electric Utility | 1 | X | DFO | NG
Petroleum Liquids.DFO | petroleum | TRUE | 9650 | City of Janesville - (MN) | 1982 | Janesville | MN | Waseca | 2 | Petroleum Liquids | IC |  | S | 1.3 | 0.8 | 1.1 | 1.2 | 0.6 | N |  |  | N | Electric Utility | 1 | X | DFO | NG
Petroleum Liquids.DFO | petroleum | TRUE | 9650 | City of Janesville - (MN) | 1982 | Janesville | MN | Waseca | 3 | Petroleum Liquids | IC |  | S | 0.7 | 0.8 | 0.5 | 0.6 | 0.3 | N |  |  | N | Electric Utility | 1 | X | DFO | NG
Petroleum Liquids.DFO | petroleum | TRUE | 9650 | City of Janesville - (MN) | 1982 | Janesville | MN | Waseca | 4 | Petroleum Liquids | IC |  | S | 1.8 | 0.8 | 1.8 | 1.8 | 0.9 | N |  |  | N | Electric Utility | 1 | X | DFO
Petroleum Liquids.DFO | petroleum | TRUE | 10179 | Kenyon Municipal Utilities | 1983 | Kenyon Municipal | MN | Goodhue | 5 | Petroleum Liquids | IC |  | S | 1.8 | 0.8 | 1.8 | 1.8 | 0 | N |  |  | N | Electric Utility | 1 | X | DFO
Petroleum Liquids.DFO | petroleum | TRUE | 10179 | Kenyon Municipal Utilities | 1983 | Kenyon Municipal | MN | Goodhue | 6 | Petroleum Liquids | IC |  | S | 1.8 | 0.8 | 1.8 | 1.8 | 0 | N |  |  | N | Electric Utility | 1 | X | DFO
Petroleum Liquids.DFO | petroleum | TRUE | 10179 | Kenyon Municipal Utilities | 1983 | Kenyon Municipal | MN | Goodhue | 7 | Petroleum Liquids | IC |  | S | 1.8 | 0.8 | 1.8 | 1.8 | 0 | N |  |  | N | Electric Utility | 1 | X | DFO
Petroleum Liquids.DFO | petroleum | TRUE | 10596 | City of Lake Crystal - (MN) | 1985 | Lake Crystal | MN | Blue Earth | 1 | Petroleum Liquids | IC |  | S | 0.6 | 0.95 | 0.6 | 0.6 | 0.6 | N |  |  | N | Electric Utility | 1 | X | DFO
Petroleum Liquids.DFO | petroleum | TRUE | 10596 | City of Lake Crystal - (MN) | 1985 | Lake Crystal | MN | Blue Earth | 3 | Petroleum Liquids | IC |  | S | 2 | 0.95 | 2 | 2 | 2 | N |  |  | N | Electric Utility | 1 | X | DFO
Petroleum Liquids.DFO | petroleum | TRUE | 10596 | City of Lake Crystal - (MN) | 1985 | Lake Crystal | MN | Blue Earth | 4 | Petroleum Liquids | IC |  | S | 1.2 | 0.95 | 1.2 | 1.2 | 1.2 | N |  |  | N | Electric Utility | 1 | X | DFO
Petroleum Liquids.DFO | petroleum | TRUE | 10596 | City of Lake Crystal - (MN) | 1985 | Lake Crystal | MN | Blue Earth | 5 | Petroleum Liquids | IC |  | S | 2 | 0.95 | 2 | 2 | 2 | N |  |  | N | Electric Utility | 1 | X | DFO
Conventional Hydroelectric.WAT | hydro | TRUE | 10685 | Lanesboro Public Utility Comm | 1987 | Lanesboro | MN | Fillmore | 2 | Conventional Hydroelectric | HY |  | S | 0.3 | 0.8 | 0.2 | 0.2 | 0.1 | N |  |  | N | Electric Utility | 1 | X | WAT
Petroleum Liquids.DFO | petroleum | TRUE | 10685 | Lanesboro Public Utility Comm | 1987 | Lanesboro | MN | Fillmore | 4 | Petroleum Liquids | IC |  | S | 2.3 | 0.8 | 2.1 | 2.1 | 1 | N |  |  | N | Electric Utility | 1 | X | DFO
Petroleum Liquids.DFO | petroleum | TRUE | 11064 | Litchfield Public Utilities | 1989 | Litchfield | MN | Meeker | 5 | Petroleum Liquids | IC |  | S | 2.1 | 0.8 | 2.1 | 2.1 | 1 | N |  |  | N | Electric Utility | 1 | X | DFO | NG
Petroleum Liquids.DFO | petroleum | TRUE | 11064 | Litchfield Public Utilities | 1989 | Litchfield | MN | Meeker | 6 | Petroleum Liquids | IC |  | S | 2.1 | 0.8 | 2.1 | 2.1 | 1 | N |  |  | N | Electric Utility | 1 | X | DFO | NG
Petroleum Liquids.DFO | petroleum | TRUE | 11064 | Litchfield Public Utilities | 1989 | Litchfield | MN | Meeker | QS 1 | Petroleum Liquids | IC |  | S | 2.3 | 0.8 | 2.3 | 2.3 | 1 | N |  |  | N | Electric Utility | 1 | X | DFO
Petroleum Liquids.DFO | petroleum | TRUE | 11064 | Litchfield Public Utilities | 1989 | Litchfield | MN | Meeker | QS 2 | Petroleum Liquids | IC |  | S | 2.3 | 0.8 | 2.3 | 2.3 | 1 | N |  |  | N | Electric Utility | 1 | X | DFO
Petroleum Liquids.DFO | petroleum | TRUE | 11064 | Litchfield Public Utilities | 1989 | Litchfield | MN | Meeker | QS 3 | Petroleum Liquids | IC |  | S | 2.3 | 0.8 | 2.3 | 2.3 | 1 | N |  |  | N | Electric Utility | 1 | X | DFO
Petroleum Liquids.DFO | petroleum | TRUE | 11064 | Litchfield Public Utilities | 1989 | Litchfield | MN | Meeker | QS 4 | Petroleum Liquids | IC |  | S | 2.3 | 0.8 | 2.3 | 2.3 | 1 | N |  |  | N | Electric Utility | 1 | X | DFO
Petroleum Liquids.DFO | petroleum | TRUE | 11064 | Litchfield Public Utilities | 1989 | Litchfield | MN | Meeker | QS 5 | Petroleum Liquids | IC |  | S | 2.3 | 0.8 | 2.3 | 2.3 | 1 | N |  |  | N | Electric Utility | 1 | X | DFO
Petroleum Liquids.DFO | petroleum | TRUE | 11064 | Litchfield Public Utilities | 1989 | Litchfield | MN | Meeker | QS6 | Petroleum Liquids | IC |  | S | 3.1 | 0.8 | 3.1 | 3.1 | 1 | N |  |  | N | Electric Utility | 1 | X | DFO
Petroleum Liquids.DFO | petroleum | TRUE | 11064 | Litchfield Public Utilities | 1989 | Litchfield | MN | Meeker | QS7 | Petroleum Liquids | IC |  | S | 3.1 | 0.8 | 3.1 | 3.1 | 1 | N |  |  | N | Electric Utility | 1 | X | DFO
Petroleum Liquids.DFO | petroleum | TRUE | 11332 | City of Luverne - (MN) | 1990 | Luverne | MN | Rock | 4C | Petroleum Liquids | IC |  | S | 3.5 | 0.8 | 3.5 | 3.5 | 2.5 | N |  |  | N | Electric Utility | 1 | X | DFO
Petroleum Liquids.DFO | petroleum | TRUE | 11332 | City of Luverne - (MN) | 1990 | Luverne | MN | Rock | 5A | Petroleum Liquids | IC |  | S | 3.1 | 0.98 | 3.1 | 3.1 | 1 | N |  |  | N | Electric Utility | 1 | X | DFO
Petroleum Liquids.DFO | petroleum | TRUE | 11332 | City of Luverne - (MN) | 1990 | Luverne | MN | Rock | 5B | Petroleum Liquids | IC |  | S | 3.1 | 0.98 | 3.1 | 3.1 | 1 | N |  |  | N | Electric Utility | 1 | X | DFO
Petroleum Liquids.DFO | petroleum | TRUE | 11731 | City of Marshall - (MN) | 1993 | Marshall (MN) | MN | Lyon | 6 | Petroleum Liquids | GT |  | S | 18 | 0.85 | 15.7 | 20.5 | 4 | N |  |  | N | Electric Utility | 1 | X | DFO
Petroleum Liquids.DFO | petroleum | TRUE | 12286 | Melrose Public Utilities | 1994 | Melrose | MN | Stearns | 1 | Petroleum Liquids | IC |  | S | 1 | 0.85 | 0.8 | 0.8 | 0.8 | N |  |  | N | Electric Utility | 1 | X | DFO
Petroleum Liquids.DFO | petroleum | TRUE | 12286 | Melrose Public Utilities | 1994 | Melrose | MN | Stearns | 2 | Petroleum Liquids | IC |  | S | 1.1 | 0.85 | 1.1 | 1.1 | 0.8 | N |  |  | N | Electric Utility | 1 | X | DFO
Petroleum Liquids.DFO | petroleum | TRUE | 12286 | Melrose Public Utilities | 1994 | Melrose | MN | Stearns | 3 | Petroleum Liquids | IC |  | S | 3.1 | 0.85 | 3.1 | 3.1 | 2.5 | N |  |  | N | Electric Utility | 1 | X | DFO
Petroleum Liquids.DFO | petroleum | TRUE | 12286 | Melrose Public Utilities | 1994 | Melrose | MN | Stearns | 4 | Petroleum Liquids | IC |  | S | 3 | 0.85 | 3.1 | 3.1 | 2.5 | N |  |  | N | Electric Utility | 1 | X | DFO
Petroleum Liquids.DFO | petroleum | TRUE | 12897 | Moose Lake Water & Light Comm | 1996 | Moose Lake | MN | Carlton | 1 | Petroleum Liquids | IC |  | S | 1.3 | 0.8 | 1.3 | 1.3 | 1.3 | N |  |  | N | Electric Utility | 1 | X | DFO
Petroleum Liquids.DFO | petroleum | TRUE | 12897 | Moose Lake Water & Light Comm | 1996 | Moose Lake | MN | Carlton | 5 | Petroleum Liquids | IC |  | S | 2.1 | 0.8 | 2.3 | 2.3 | 2.1 | N |  |  | N | Electric Utility | 1 | X | DFO
Petroleum Liquids.DFO | petroleum | TRUE | 12897 | Moose Lake Water & Light Comm | 1996 | Moose Lake | MN | Carlton | 6 | Petroleum Liquids | IC |  | S | 2.1 | 0.8 | 2.3 | 2.3 | 2.1 | N |  |  | N | Electric Utility | 1 | X | DFO
Petroleum Liquids.DFO | petroleum | TRUE | 12897 | Moose Lake Water & Light Comm | 1996 | Moose Lake | MN | Carlton | 7 | Petroleum Liquids | IC |  | S | 2.1 | 0.8 | 2.3 | 2.3 | 2.1 | N |  |  | N | Electric Utility | 1 | X | DFO
Natural Gas Internal Combustion Engine.NG | natural gas peaker | TRUE | 12897 | Moose Lake Water & Light Comm | 1996 | Moose Lake | MN | Carlton | 8NG | Natural Gas Internal Combustion Engine | IC |  | S | 2.6 | 0.8 | 2 | 2 | 2 | N |  |  | N | Electric Utility | 1 | X | NG
Natural Gas Internal Combustion Engine.NG | natural gas peaker | TRUE | 12900 | City of Mora - (MN) | 1997 | Mora | MN | Kanabec | 2 | Natural Gas Internal Combustion Engine | IC |  | S | 1.1 | 0.8 | 1.2 | 1.2 | 0.2 | N |  |  | N | Electric Utility | 1 | X | NG | DFO
Natural Gas Internal Combustion Engine.NG | natural gas peaker | TRUE | 12900 | City of Mora - (MN) | 1997 | Mora | MN | Kanabec | 5 | Natural Gas Internal Combustion Engine | IC |  | S | 5.7 | 0.8 | 5.7 | 5.7 | 0.5 | N |  |  | N | Electric Utility | 1 | X | NG | DFO
Petroleum Liquids.DFO | petroleum | TRUE | 12900 | City of Mora - (MN) | 1997 | Mora | MN | Kanabec | 6 | Petroleum Liquids | IC |  | S | 7 | 0.8 | 6.3 | 6.3 | 0.5 | N |  |  | N | Electric Utility | 1 | X | DFO | NG
Natural Gas Internal Combustion Engine.NG | natural gas peaker | TRUE | 13048 | City of Mountain Lake - (MN) | 1998 | Mountain Lake | MN | Cottonwood | 2 | Natural Gas Internal Combustion Engine | IC |  | S | 1.1 | 1 | 0.9 | 1.1 | 0.9 | N |  |  | N | Electric Utility | 1 | X | NG | DFO
Natural Gas Internal Combustion Engine.NG | natural gas peaker | TRUE | 13048 | City of Mountain Lake - (MN) | 1998 | Mountain Lake | MN | Cottonwood | 4 | Natural Gas Internal Combustion Engine | IC |  | S | 2 | 1 | 1.8 | 1.9 | 1.8 | N |  |  | N | Electric Utility | 1 | X | NG | DFO
Natural Gas Internal Combustion Engine.NG | natural gas peaker | TRUE | 13048 | City of Mountain Lake - (MN) | 1998 | Mountain Lake | MN | Cottonwood | 5 | Natural Gas Internal Combustion Engine | IC |  | S | 1.3 | 1 | 1.2 | 1.3 | 1.2 | N |  |  | N | Electric Utility | 1 | X | NG | DFO
Petroleum Liquids.DFO | petroleum | TRUE | 13048 | City of Mountain Lake - (MN) | 1998 | Mountain Lake | MN | Cottonwood | 6 | Petroleum Liquids | IC |  | S | 1.8 | 1 | 1.8 | 1.8 | 1.8 | N |  |  | N | Electric Utility | 1 | X | DFO
Petroleum Liquids.DFO | petroleum | TRUE | 13048 | City of Mountain Lake - (MN) | 1998 | Mountain Lake | MN | Cottonwood | 7 | Petroleum Liquids | IC |  | S | 1.8 | 1 | 1.8 | 1.8 | 1.8 | N |  |  | N | Electric Utility | 1 | X | DFO
Onshore Wind Turbine.WND | onshore wind | TRUE | 13048 | City of Mountain Lake - (MN) | 1998 | Mountain Lake | MN | Cottonwood | 8 | Onshore Wind Turbine | WT |  | S | 1.2 |  | 1.2 | 1.2 | 1.2 | N |  |  | N | Electric Utility | 1 | X | WND
Natural Gas Internal Combustion Engine.NG | natural gas peaker | TRUE | 13480 | New Prague Utilities Comm | 1999 | New Prague | MN | Le Sueur | 2 | Natural Gas Internal Combustion Engine | IC |  | S | 4.4 | 0.8 | 4.4 | 4.4 | 4 | N |  |  | N | Electric Utility | 1 | X | NG | DFO
Natural Gas Internal Combustion Engine.NG | natural gas peaker | TRUE | 13480 | New Prague Utilities Comm | 1999 | New Prague | MN | Le Sueur | 3 | Natural Gas Internal Combustion Engine | IC |  | S | 2.4 | 0.8 | 2.4 | 2.4 | 2 | N |  |  | N | Electric Utility | 1 | X | NG | DFO
Natural Gas Internal Combustion Engine.NG | natural gas peaker | TRUE | 13480 | New Prague Utilities Comm | 1999 | New Prague | MN | Le Sueur | 4 | Natural Gas Internal Combustion Engine | IC |  | S | 3.5 | 0.8 | 3.5 | 3.5 | 3 | N |  |  | N | Electric Utility | 1 | X | NG | DFO
Natural Gas Internal Combustion Engine.NG | natural gas peaker | TRUE | 13480 | New Prague Utilities Comm | 1999 | New Prague | MN | Le Sueur | 5 | Natural Gas Internal Combustion Engine | IC |  | S | 0.6 | 0.8 | 0.6 | 0.6 | 0.6 | N |  |  | N | Electric Utility | 1 | X | NG
Natural Gas Internal Combustion Engine.NG | natural gas peaker | TRUE | 13480 | New Prague Utilities Comm | 1999 | New Prague | MN | Le Sueur | 6 | Natural Gas Internal Combustion Engine | IC |  | S | 6 | 0.8 | 5.9 | 5.9 | 4.5 | N |  |  | N | Electric Utility | 1 | X | NG | DFO
Natural Gas Steam Turbine.NG | natural gas steam turbine | TRUE | 13488 | New Ulm Public Utilities Comm | 2001 | New Ulm | MN | Brown | 3 | Natural Gas Steam Turbine | ST |  | S | 6 | 0.85 | 4.7 | 4.7 | 1 | N |  |  | Y | Electric Utility | 1 | T | NG
Natural Gas Steam Turbine.NG | natural gas steam turbine | TRUE | 13488 | New Ulm Public Utilities Comm | 2001 | New Ulm | MN | Brown | 4 | Natural Gas Steam Turbine | ST |  | S | 15 | 0.85 | 13.2 | 13.2 | 2 | N |  |  | Y | Electric Utility | 1 | T | NG
Petroleum Liquids.DFO | petroleum | TRUE | 13488 | New Ulm Public Utilities Comm | 2001 | New Ulm | MN | Brown | 5 | Petroleum Liquids | GT |  | S | 24 | 0.85 | 23 | 25 | 2.5 | N |  |  | N | Electric Utility | 1 | X | DFO
Natural Gas Steam Turbine.NG | natural gas steam turbine | TRUE | 13488 | New Ulm Public Utilities Comm | 2001 | New Ulm | MN | Brown | 6 | Natural Gas Steam Turbine | ST |  | S | 6 | 0.85 | 4.7 | 4.7 | 1 | N |  |  | Y | Electric Utility | 1 | T | NG
Petroleum Liquids.DFO | petroleum | TRUE | 13488 | New Ulm Public Utilities Comm | 2001 | New Ulm | MN | Brown | 7 | Petroleum Liquids | GT |  | S | 27.5 | 0.85 | 25 | 25 | 8 | N |  |  | N | Electric Utility | 1 | X | DFO
Petroleum Liquids.DFO | petroleum | TRUE | 13681 | North Branch Water & Light Comm | 2002 | North Branch (MN) | MN | Chisago | 3 | Petroleum Liquids | IC |  | S | 2.2 | 0.8 | 2 | 2 | 2 | N |  |  | N | Electric Utility | 1 | X | DFO
Petroleum Liquids.DFO | petroleum | TRUE | 13681 | North Branch Water & Light Comm | 2002 | North Branch (MN) | MN | Chisago | 4 | Petroleum Liquids | IC |  | S | 2.2 | 0.8 | 2 | 2 | 2 | N |  |  | N | Electric Utility | 1 | X | DFO
Petroleum Liquids.DFO | petroleum | TRUE | 13681 | North Branch Water & Light Comm | 2002 | North Branch (MN) | MN | Chisago | 5 | Petroleum Liquids | IC |  | S | 2.2 | 0.8 | 2 | 2 | 2 | N |  |  | N | Electric Utility | 1 | X | DFO
Petroleum Liquids.DFO | petroleum | TRUE | 13681 | North Branch Water & Light Comm | 2002 | North Branch (MN) | MN | Chisago | 6 | Petroleum Liquids | IC |  | S | 2.2 | 0.8 | 2 | 2 | 2 | N |  |  | N | Electric Utility | 1 | X | DFO
Petroleum Liquids.DFO | petroleum | TRUE | 13681 | North Branch Water & Light Comm | 2002 | North Branch (MN) | MN | Chisago | 7 | Petroleum Liquids | IC |  | S | 2.2 | 0.8 | 2 | 2 | 2 | N |  |  | N | Electric Utility | 1 | X | DFO
Natural Gas Fired Combustion Turbine.NG | natural gas peaker | TRUE | 14246 | City of Owatonna - (MN) | 2003 | Owatonna | MN | Steele | 7 | Natural Gas Fired Combustion Turbine | GT |  | S | 19 | 0.8 | 16.6 | 16.6 | 7 | N |  |  | N | Electric Utility | 1 | X | NG | DFO
Petroleum Liquids.DFO | petroleum | TRUE | 15348 | Preston Public Utilities Comm | 2004 | Preston (MN) | MN | Fillmore | 4 | Petroleum Liquids | IC |  | S | 0.6 | 0.8 | 0.8 | 0.8 | 0.5 | N |  |  | N | Electric Utility | 1 | X | DFO
Natural Gas Internal Combustion Engine.NG | natural gas peaker | TRUE | 15348 | Preston Public Utilities Comm | 2004 | Preston (MN) | MN | Fillmore | 5 | Natural Gas Internal Combustion Engine | IC |  | S | 1.1 | 0.8 | 1.1 | 1.1 | 0.8 | N |  |  | N | Electric Utility | 1 | X | NG | DFO
Natural Gas Internal Combustion Engine.NG | natural gas peaker | TRUE | 15348 | Preston Public Utilities Comm | 2004 | Preston (MN) | MN | Fillmore | 6 | Natural Gas Internal Combustion Engine | IC |  | S | 2 | 0.8 | 2.2 | 2.2 | 1.5 | N |  |  | N | Electric Utility | 1 | X | NG | DFO
Petroleum Liquids.DFO | petroleum | TRUE | 15387 | Princeton Public Utils Comm | 2005 | Princeton (MN) | MN | Mille Lacs | 3 | Petroleum Liquids | IC |  | S | 2.4 | 0.8 | 2.6 | 2.6 | 2 | N |  |  | N | Electric Utility | 1 | X | DFO
Petroleum Liquids.DFO | petroleum | TRUE | 15387 | Princeton Public Utils Comm | 2005 | Princeton (MN) | MN | Mille Lacs | 4 | Petroleum Liquids | IC |  | S | 1.2 | 0.8 | 1.3 | 1.3 | 1 | N |  |  | N | Electric Utility | 1 | X | DFO
Petroleum Liquids.DFO | petroleum | TRUE | 15387 | Princeton Public Utils Comm | 2005 | Princeton (MN) | MN | Mille Lacs | 5 | Petroleum Liquids | IC |  | S | 1 | 0.8 | 1 | 1 | 1 | N |  |  | N | Electric Utility | 1 | X | DFO
Petroleum Liquids.DFO | petroleum | TRUE | 15387 | Princeton Public Utils Comm | 2005 | Princeton (MN) | MN | Mille Lacs | 6 | Petroleum Liquids | IC |  | S | 2.7 | 0.8 | 2.9 | 2.9 | 2 | N |  |  | N | Electric Utility | 1 | X | DFO
Petroleum Liquids.DFO | petroleum | TRUE | 15387 | Princeton Public Utils Comm | 2005 | Princeton (MN) | MN | Mille Lacs | 7 | Petroleum Liquids | IC |  | S | 5 | 0.8 | 5 | 5 | 4 | N |  |  | N | Electric Utility | 1 | X | DFO
Conventional Hydroelectric.WAT | hydro | TRUE | 16181 | Rochester Public Utilities | 2007 | Rochester Hydro | MN | Wabasha | 1 | Conventional Hydroelectric | HY |  | S | 1.3 | 0.95 | 1.3 | 1.3 | 0.5 | N |  |  | N | Electric Utility | 1 | X | WAT
Conventional Hydroelectric.WAT | hydro | TRUE | 16181 | Rochester Public Utilities | 2007 | Rochester Hydro | MN | Wabasha | 2 | Conventional Hydroelectric | HY |  | S | 1.3 | 0.95 | 1.3 | 1.3 | 0.5 | N |  |  | N | Electric Utility | 1 | X | WAT
Petroleum Liquids.DFO | petroleum | TRUE | 15793 | Redwood Falls Public Util Comm | 2009 | Redwood Falls | MN | Redwood | 6 | Petroleum Liquids | IC |  | S | 2.2 | 0.8 | 2.1 | 2.1 | 0.5 | N |  |  | N | Electric Utility | 1 | X | DFO
Natural Gas Internal Combustion Engine.NG | natural gas peaker | TRUE | 15793 | Redwood Falls Public Util Comm | 2009 | Redwood Falls | MN | Redwood | 7 | Natural Gas Internal Combustion Engine | IC |  | S | 5.8 | 0.8 | 6 | 6 | 0.7 | N |  |  | N | Electric Utility | 1 | X | NG | DFO
Conventional Hydroelectric.WAT | hydro | TRUE | 15793 | Redwood Falls Public Util Comm | 2009 | Redwood Falls | MN | Redwood | 8 | Conventional Hydroelectric | HY |  | S | 0.5 | 0.8 | 0.5 | 0.5 | 0.1 | N |  |  | N | Electric Utility | 1 | X | WAT
Petroleum Liquids.DFO | petroleum | TRUE | 17320 | Sleepy Eye Public Utility Comm | 2011 | Sleepy Eye | MN | Brown | 1A | Petroleum Liquids | IC |  | S | 1.8 | 0.8 | 1.8 | 1.8 | 0.2 | N |  |  | N | Electric Utility | 1 | X | DFO
Petroleum Liquids.DFO | petroleum | TRUE | 17320 | Sleepy Eye Public Utility Comm | 2011 | Sleepy Eye | MN | Brown | 5 | Petroleum Liquids | IC |  | S | 1.8 | 0.8 | 1.8 | 1.8 | 0.2 | N |  |  | N | Electric Utility | 1 | X | DFO
Petroleum Liquids.DFO | petroleum | TRUE | 17320 | Sleepy Eye Public Utility Comm | 2011 | Sleepy Eye | MN | Brown | 6 | Petroleum Liquids | IC |  | S | 2 | 0.8 | 2 | 2 | 0.2 | N |  |  | N | Electric Utility | 1 | X | DFO
Petroleum Liquids.DFO | petroleum | TRUE | 17320 | Sleepy Eye Public Utility Comm | 2011 | Sleepy Eye | MN | Brown | 7 | Petroleum Liquids | IC |  | S | 2 | 0.8 | 2 | 2 | 0.2 | N |  |  | N | Electric Utility | 1 | X | DFO
Petroleum Liquids.DFO | petroleum | TRUE | 17320 | Sleepy Eye Public Utility Comm | 2011 | Sleepy Eye | MN | Brown | IC4 | Petroleum Liquids | IC |  | S | 1.8 | 0.8 | 1.8 | 1.8 | 0.2 | N |  |  | N | Electric Utility | 1 | X | DFO
Petroleum Liquids.DFO | petroleum | TRUE | 17320 | Sleepy Eye Public Utility Comm | 2011 | Sleepy Eye | MN | Brown | NEW | Petroleum Liquids | IC |  | S | 2 | 0.8 | 1.8 | 1.8 | 0.2 | N |  |  | N | Electric Utility | 1 | X | DFO
Petroleum Liquids.DFO | petroleum | TRUE | 17836 | Springfield Public Utils Comm - (MN) | 2012 | Springfield (MN) | MN | Brown | 5 | Petroleum Liquids | IC |  | S | 1.8 | 1 | 1.8 | 1.8 | 0.5 | N |  |  | N | Electric Utility | 1 | X | DFO
Petroleum Liquids.DFO | petroleum | TRUE | 17836 | Springfield Public Utils Comm - (MN) | 2012 | Springfield (MN) | MN | Brown | 6 | Petroleum Liquids | IC |  | S | 1.8 | 1 | 1.8 | 1.8 | 0.5 | N |  |  | N | Electric Utility | 1 | X | DFO
Petroleum Liquids.DFO | petroleum | TRUE | 17836 | Springfield Public Utils Comm - (MN) | 2012 | Springfield (MN) | MN | Brown | 7 | Petroleum Liquids | IC |  | S | 1.8 | 1 | 1.8 | 1.8 | 0.5 | N |  |  | N | Electric Utility | 1 | X | DFO
Petroleum Liquids.DFO | petroleum | TRUE | 17836 | Springfield Public Utils Comm - (MN) | 2012 | Springfield (MN) | MN | Brown | 8 | Petroleum Liquids | IC |  | S | 1.8 | 1 | 1.8 | 1.8 | 0.5 | N |  |  | N | Electric Utility | 1 | X | DFO
Petroleum Liquids.DFO | petroleum | TRUE | 17836 | Springfield Public Utils Comm - (MN) | 2012 | Springfield (MN) | MN | Brown | 9 | Petroleum Liquids | IC |  | S | 1.8 | 1 | 1.8 | 1.8 | 0.5 | N |  |  | N | Electric Utility | 1 | X | DFO
Petroleum Liquids.DFO | petroleum | TRUE | 17824 | Spring Valley Pub Utils Comm | 2013 | Spring Valley | MN | Fillmore | 2 | Petroleum Liquids | IC |  | S | 1.1 | 0.8 | 1.1 | 1.1 | 1 | N |  |  | N | Electric Utility | 1 | X | DFO | NG
Petroleum Liquids.DFO | petroleum | TRUE | 17824 | Spring Valley Pub Utils Comm | 2013 | Spring Valley | MN | Fillmore | 3 | Petroleum Liquids | IC |  | S | 2 | 0.8 | 2 | 2 | 2 | N |  |  | N | Electric Utility | 1 | X | DFO | NG
Petroleum Liquids.DFO | petroleum | TRUE | 17824 | Spring Valley Pub Utils Comm | 2013 | Spring Valley | MN | Fillmore | 4 | Petroleum Liquids | IC |  | S | 2 | 0.8 | 2 | 2 | 2 | N |  |  | N | Electric Utility | 1 | X | DFO
Petroleum Liquids.DFO | petroleum | TRUE | 17824 | Spring Valley Pub Utils Comm | 2013 | Spring Valley | MN | Fillmore | 5 | Petroleum Liquids | IC |  | S | 2 | 0.8 | 2 | 2 | 2 | N |  |  | N | Electric Utility | 1 | X | DFO
Conventional Hydroelectric.WAT | hydro | TRUE | 18820 | City of Thief River Falls | 2014 | Thief River Falls | MN | Pennington | HY1 | Conventional Hydroelectric | HY |  | S | 0.3 | 0.8 | 0.3 | 0.3 | 0 | N |  |  | N | Electric Utility | 1 | X | WAT
Conventional Hydroelectric.WAT | hydro | TRUE | 18820 | City of Thief River Falls | 2014 | Thief River Falls | MN | Pennington | HY2 | Conventional Hydroelectric | HY |  | S | 0.2 | 0.8 | 0.2 | 0.2 | 0 | N |  |  | N | Electric Utility | 1 | X | WAT
Petroleum Liquids.DFO | petroleum | TRUE | 18820 | City of Thief River Falls | 2014 | Thief River Falls | MN | Pennington | IC1 | Petroleum Liquids | IC |  | S | 2.2 | 0.8 | 1.9 | 1.9 | 0.2 | N |  |  | N | Electric Utility | 1 | X | DFO
Petroleum Liquids.DFO | petroleum | TRUE | 18820 | City of Thief River Falls | 2014 | Thief River Falls | MN | Pennington | IC2 | Petroleum Liquids | IC |  | S | 1.2 | 0.8 | 1 | 1 | 0.2 | N |  |  | N | Electric Utility | 1 | X | DFO
Petroleum Liquids.DFO | petroleum | TRUE | 18820 | City of Thief River Falls | 2014 | Thief River Falls | MN | Pennington | IC3A | Petroleum Liquids | IC |  | S | 1.2 | 0.8 | 1.2 | 1.2 | 0 | N |  |  | N | Electric Utility | 1 | X | DFO
Petroleum Liquids.DFO | petroleum | TRUE | 18820 | City of Thief River Falls | 2014 | Thief River Falls | MN | Pennington | IC4 | Petroleum Liquids | IC |  | S | 1.4 | 0.8 | 1.2 | 1.2 | 0.2 | N |  |  | N | Electric Utility | 1 | X | DFO
Petroleum Liquids.DFO | petroleum | TRUE | 63000 | City of Truman | 2015 | Truman | MN | Martin | 3 | Petroleum Liquids | IC |  | S | 2.2 | 0.8 | 2 | 2 | 0 | N |  |  | N | Electric Utility | 1 | X | DFO | NG
Petroleum Liquids.DFO | petroleum | TRUE | 63000 | City of Truman | 2015 | Truman | MN | Martin | 6 | Petroleum Liquids | IC |  | S | 1.8 | 0.8 | 1.8 | 1.8 | 0 | N |  |  | N | Electric Utility | 1 | X | DFO
Petroleum Liquids.DFO | petroleum | TRUE | 63000 | City of Truman | 2015 | Truman | MN | Martin | 7 | Petroleum Liquids | IC |  | S | 2.2 | 0.8 | 2.2 | 2.2 | 0 | N |  |  | N | Electric Utility | 1 | X | DFO
Natural Gas Steam Turbine.NG | natural gas steam turbine | TRUE | 19883 | City of Virginia - (MN) | 2018 | Virginia | MN | St Louis | 5 | Natural Gas Steam Turbine | ST |  | S | 7.5 | 0.8 | 8 | 8 | 2 | N |  |  | N | Electric Utility | 1 | X | NG |  | SUB
Natural Gas Steam Turbine.NG | natural gas steam turbine | TRUE | 19883 | City of Virginia - (MN) | 2018 | Virginia | MN | St Louis | 6 | Natural Gas Steam Turbine | ST |  | S | 18.7 | 0.85 | 17 | 18.7 | 6 | N |  |  | N | Electric Utility | 1 | X | NG |  | SUB
Natural Gas Internal Combustion Engine.NG | natural gas peaker | TRUE | 29295 | City of Wells - (MN) | 2020 | Wells IC | MN | Faribault | 1 | Natural Gas Internal Combustion Engine | IC |  | S | 1.3 | 0.8 | 1.3 | 1.3 | 1 | N |  |  | N | Electric Utility | 1 | X | NG | DFO
Natural Gas Internal Combustion Engine.NG | natural gas peaker | TRUE | 29295 | City of Wells - (MN) | 2020 | Wells IC | MN | Faribault | 2 | Natural Gas Internal Combustion Engine | IC |  | S | 1.3 | 0.8 | 1.3 | 1.3 | 1 | N |  |  | N | Electric Utility | 1 | X | NG | DFO
Natural Gas Internal Combustion Engine.NG | natural gas peaker | TRUE | 29295 | City of Wells - (MN) | 2020 | Wells IC | MN | Faribault | 4 | Natural Gas Internal Combustion Engine | IC |  | S | 2.3 | 0.8 | 2.1 | 2.1 | 1.8 | N |  |  | N | Electric Utility | 1 | X | NG | DFO
Natural Gas Internal Combustion Engine.NG | natural gas peaker | TRUE | 29295 | City of Wells - (MN) | 2020 | Wells IC | MN | Faribault | 5 | Natural Gas Internal Combustion Engine | IC |  | S | 2.3 | 0.8 | 2.3 | 2.3 | 1.8 | N |  |  | N | Electric Utility | 1 | X | NG | DFO
Petroleum Liquids.DFO | petroleum | TRUE | 29295 | City of Wells - (MN) | 2020 | Wells IC | MN | Faribault | 6 | Petroleum Liquids | IC |  | S | 1.8 | 0.8 | 1.8 | 1.8 | 1 | N |  |  | N | Electric Utility | 1 | X | DFO
Petroleum Liquids.DFO | petroleum | TRUE | 20430 | City of Westbrook | 2021 | Westbrook | MN | Cottonwood | 5 | Petroleum Liquids | IC |  | S | 2.3 | 0.8 | 2 | 2 | 1.5 | N |  |  | N | Electric Utility | 1 | X | DFO
Onshore Wind Turbine.WND | onshore wind | TRUE | 20737 | Willmar Municipal Utilities | 2022 | Willmar | MN | Kandiyohi | WTG3 | Onshore Wind Turbine | WT |  | S | 2 |  | 2 | 2 | 0.1 | N |  |  | N | Electric Utility | 1 | X | WND
Onshore Wind Turbine.WND | onshore wind | TRUE | 20737 | Willmar Municipal Utilities | 2022 | Willmar | MN | Kandiyohi | WTG4 | Onshore Wind Turbine | WT |  | S | 2 |  | 2 | 2 | 0.1 | N |  |  | N | Electric Utility | 1 | X | WND
Petroleum Liquids.DFO | petroleum | TRUE | 20806 | City of Windom | 2023 | Windom | MN | Cottonwood | CAT2 | Petroleum Liquids | IC |  | S | 1.8 | 0.8 | 1.7 | 1.8 | 0.5 | N |  |  | N | Electric Utility | 1 | X | DFO
Petroleum Liquids.DFO | petroleum | TRUE | 20806 | City of Windom | 2023 | Windom | MN | Cottonwood | CAT3 | Petroleum Liquids | IC |  | S | 1.8 | 0.8 | 1.7 | 1.8 | 0.5 | N |  |  | N | Electric Utility | 1 | X | DFO
Petroleum Liquids.DFO | petroleum | TRUE | 20806 | City of Windom | 2023 | Windom | MN | Cottonwood | CAT4 | Petroleum Liquids | IC |  | S | 1.8 | 0.8 | 1.7 | 1.8 | 0.5 | N |  |  | N | Electric Utility | 1 | X | DFO
Petroleum Liquids.DFO | petroleum | TRUE | 21013 | City of Worthington - (MN) | 2024 | Worthington | MN | Nobles | 1 | Petroleum Liquids | IC |  | S | 2 | 0.8 | 2 | 2 | 1.5 | N |  |  | N | Electric Utility | 1 | X | DFO
Onshore Wind Turbine.WND | onshore wind | TRUE | 21013 | City of Worthington - (MN) | 2024 | Worthington | MN | Nobles | 10 | Onshore Wind Turbine | WT |  | W | 0.9 |  | 0.9 | 0.9 | 0.1 | N |  |  | N | Electric Utility | 1 | X | WND
Onshore Wind Turbine.WND | onshore wind | TRUE | 21013 | City of Worthington - (MN) | 2024 | Worthington | MN | Nobles | 11 | Onshore Wind Turbine | WT |  | S | 0.9 |  | 0.9 | 0.9 | 0.1 | N |  |  | N | Electric Utility | 1 | X | WND
Onshore Wind Turbine.WND | onshore wind | TRUE | 21013 | City of Worthington - (MN) | 2024 | Worthington | MN | Nobles | 12 | Onshore Wind Turbine | WT |  | S | 1 |  | 1 | 1 | 0.1 | N |  |  | N | Electric Utility | 1 | X | WND
Onshore Wind Turbine.WND | onshore wind | TRUE | 21013 | City of Worthington - (MN) | 2024 | Worthington | MN | Nobles | 13 | Onshore Wind Turbine | WT |  | S | 1 |  | 1 | 1 | 0.1 | N |  |  | N | Electric Utility | 1 | X | WND
Petroleum Liquids.DFO | petroleum | TRUE | 21013 | City of Worthington - (MN) | 2024 | Worthington | MN | Nobles | 2 | Petroleum Liquids | IC |  | S | 2 | 0.8 | 2 | 2 | 1.5 | N |  |  | N | Electric Utility | 1 | X | DFO
Petroleum Liquids.DFO | petroleum | TRUE | 21013 | City of Worthington - (MN) | 2024 | Worthington | MN | Nobles | 3 | Petroleum Liquids | IC |  | S | 2 | 0.8 | 2 | 2 | 1.5 | N |  |  | N | Electric Utility | 1 | X | DFO
Petroleum Liquids.DFO | petroleum | TRUE | 21013 | City of Worthington - (MN) | 2024 | Worthington | MN | Nobles | 4 | Petroleum Liquids | IC |  | S | 2 | 0.8 | 2 | 2 | 1.5 | N |  |  | N | Electric Utility | 1 | X | DFO
Petroleum Liquids.DFO | petroleum | TRUE | 21013 | City of Worthington - (MN) | 2024 | Worthington | MN | Nobles | 5 | Petroleum Liquids | IC |  | S | 2 | 0.8 | 2 | 2 | 1.5 | N |  |  | N | Electric Utility | 1 | X | DFO
Petroleum Liquids.DFO | petroleum | TRUE | 21013 | City of Worthington - (MN) | 2024 | Worthington | MN | Nobles | 6 | Petroleum Liquids | IC |  | S | 2 | 0.8 | 2 | 2 | 1.5 | N |  |  | N | Electric Utility | 1 | X | DFO
Petroleum Liquids.DFO | petroleum | TRUE | 21013 | City of Worthington - (MN) | 2024 | Worthington | MN | Nobles | 7 | Petroleum Liquids | IC |  | S | 2 | 0.8 | 2 | 2 | 1.5 | N |  |  | N | Electric Utility | 1 | X | DFO
Onshore Wind Turbine.WND | onshore wind | TRUE | 21013 | City of Worthington - (MN) | 2024 | Worthington | MN | Nobles | 8 | Onshore Wind Turbine | WT |  | S | 0.9 |  | 0.9 | 0.9 | 0.1 | N |  |  | N | Electric Utility | 1 | X | WND
Onshore Wind Turbine.WND | onshore wind | TRUE | 21013 | City of Worthington - (MN) | 2024 | Worthington | MN | Nobles | 9 | Onshore Wind Turbine | WT |  | W | 0.9 |  | 0.9 | 0.9 | 0.1 | N |  |  | N | Electric Utility | 1 | X | WND
Petroleum Liquids.DFO | petroleum | TRUE | 7570 | Great River Energy | 2038 | Cambridge CT Hybrid | MN | Isanti | GT1 | Petroleum Liquids | GT |  | S | 25.1 | 0.85 | 20.5 | 29.2 | 15 | N |  |  | N | Electric Utility | 1 | X | DFO
Natural Gas Fired Combustion Turbine.NG | natural gas peaker | TRUE | 7570 | Great River Energy | 2038 | Cambridge CT Hybrid | MN | Isanti | GT2 | Natural Gas Fired Combustion Turbine | GT |  | S | 169.2 | 0.85 | 152.9 | 190 | 40 | N |  |  | N | Electric Utility | 1 | X | NG
Natural Gas Fired Combustion Turbine.NG | natural gas peaker | TRUE | 7570 | Great River Energy | 2039 | Elk River | MN | Sherburne | CT | Natural Gas Fired Combustion Turbine | GT |  | S | 191.3 | 0.85 | 188.6 | 200 | 110 | N |  |  | N | Electric Utility | 1 | X | NG | DFO
Petroleum Liquids.DFO | petroleum | TRUE | 7570 | Great River Energy | 2042 | Maple Lake | MN | Wright | 5A | Petroleum Liquids | GT |  | S | 25 | 0.85 | 18.6 | 29.4 | 15 | N |  |  | N | Electric Utility | 1 | X | DFO
Natural Gas Fired Combustion Turbine.NG | natural gas peaker | TRUE | 12686 | Mississippi Power Co | 2047 | Chevron Oil | MS | Jackson | 1 | Natural Gas Fired Combustion Turbine | GT |  | S | 16.6 | 0.85 | 17 | 18 | 8 | N |  |  | Y | Electric Utility | 1 | T | NG
Natural Gas Fired Combustion Turbine.NG | natural gas peaker | TRUE | 12686 | Mississippi Power Co | 2047 | Chevron Oil | MS | Jackson | 2 | Natural Gas Fired Combustion Turbine | GT |  | S | 16.6 | 0.85 | 18 | 19 | 8 | N |  |  | Y | Electric Utility | 1 | T | NG
Natural Gas Fired Combustion Turbine.NG | natural gas peaker | TRUE | 12686 | Mississippi Power Co | 2047 | Chevron Oil | MS | Jackson | 3 | Natural Gas Fired Combustion Turbine | GT |  | S | 18 | 0.85 | 16 | 18 | 8 | N |  |  | Y | Electric Utility | 1 | T | NG
Natural Gas Fired Combustion Turbine.NG | natural gas peaker | TRUE | 12686 | Mississippi Power Co | 2047 | Chevron Oil | MS | Jackson | 4 | Natural Gas Fired Combustion Turbine | GT |  | S | 18 | 0.85 | 16 | 18 | 8 | N |  |  | Y | Electric Utility | 1 | T | NG
Natural Gas Fired Combustion Turbine.NG | natural gas peaker | TRUE | 12686 | Mississippi Power Co | 2047 | Chevron Oil | MS | Jackson | 5 | Natural Gas Fired Combustion Turbine | GT |  | S | 101.3 | 0.85 | 70 | 80 | 70 | N |  |  | Y | Electric Utility | 1 | T | NG
Natural Gas Fired Combustion Turbine.NG | natural gas peaker | TRUE | 12686 | Mississippi Power Co | 2048 | Sweatt | MS | Lauderdale | A | Natural Gas Fired Combustion Turbine | GT |  | S | 41.9 | 0.9 | 32 | 41 | 21 | N |  |  | N | Electric Utility | 1 | X | NG
Natural Gas Steam Turbine.NG | natural gas steam turbine | TRUE | 12686 | Mississippi Power Co | 2049 | Jack Watson | MS | Harrison | 4 | Natural Gas Steam Turbine | ST |  | S | 299.2 | 0.85 | 236 | 236 | 67.5 | N | 12 | 2023 | N | Electric Utility | 1 | X | NG
Natural Gas Steam Turbine.NG | natural gas steam turbine | TRUE | 12686 | Mississippi Power Co | 2049 | Jack Watson | MS | Harrison | 5 | Natural Gas Steam Turbine | ST |  | S | 578 | 0.85 | 485 | 485 | 156.3 | N |  |  | N | Electric Utility | 1 | X | NG
Natural Gas Fired Combustion Turbine.NG | natural gas peaker | TRUE | 12686 | Mississippi Power Co | 2049 | Jack Watson | MS | Harrison | A | Natural Gas Fired Combustion Turbine | GT |  | S | 41.9 | 0.9 | 33 | 41.2 | 21 | N |  |  | N | Electric Utility | 1 | X | NG
Natural Gas Steam Turbine.NG | natural gas steam turbine | TRUE | 12685 | Entergy Mississippi LLC | 2050 | Baxter Wilson | MS | Warren | 1 | Natural Gas Steam Turbine | ST |  | S | 544.6 | 0.85 | 494.3 | 505.6 | 190 | N |  |  | N | Electric Utility | 1 | X | NG | DFO | RFO
Natural Gas Fired Combined Cycle.NG | natural gas combined cycle | TRUE | 3702 | Clarksdale Public Utilities | 2059 | L L Wilkins | MS | Coahoma | 6 | Natural Gas Fired Combined Cycle | CA | CC1 | S | 6 | 1 | 6.8 | 6.8 | 5 | N |  |  | N | Electric Utility | 1 | X | NG
Natural Gas Fired Combined Cycle.NG | natural gas combined cycle | TRUE | 3702 | Clarksdale Public Utilities | 2059 | L L Wilkins | MS | Coahoma | 7 | Natural Gas Fired Combined Cycle | CT | CC1 | S | 7.5 | 1 | 7.5 | 7.5 | 5 | N |  |  | N | Electric Utility | 1 | X | NG
Natural Gas Fired Combined Cycle.NG | natural gas combined cycle | TRUE | 3702 | Clarksdale Public Utilities | 2059 | L L Wilkins | MS | Coahoma | 8 | Natural Gas Fired Combined Cycle | CT | CC1 | S | 16.2 | 1 | 13.2 | 15 | 5 | N |  |  | N | Electric Utility | 1 | X | NG
Natural Gas Fired Combined Cycle.NG | natural gas combined cycle | TRUE | 3702 | Clarksdale Public Utilities | 2059 | L L Wilkins | MS | Coahoma | 9 | Natural Gas Fired Combined Cycle | CS |  | S | 25.5 | 1 | 22 | 23 | 11 | N |  |  | N | Electric Utility | 1 | X | NG
Natural Gas Fired Combined Cycle.NG | natural gas combined cycle | TRUE | 21095 | Public Serv Comm of Yazoo City | 2067 | Yazoo | MS | Yazoo | 2 | Natural Gas Fired Combined Cycle | CA | CC1 | S | 5 | 0.8 | 5.6 | 5.6 | 3 | N |  |  | N | Electric Utility | 1 | X | NG
Natural Gas Fired Combined Cycle.NG | natural gas combined cycle | TRUE | 21095 | Public Serv Comm of Yazoo City | 2067 | Yazoo | MS | Yazoo | 3 | Natural Gas Fired Combined Cycle | CA | CC1 | S | 12.6 | 0.85 | 13 | 13 | 4 | N |  |  | N | Electric Utility | 1 | X | NG
Natural Gas Fired Combined Cycle.NG | natural gas combined cycle | TRUE | 21095 | Public Serv Comm of Yazoo City | 2067 | Yazoo | MS | Yazoo | GT1 | Natural Gas Fired Combined Cycle | CT | CC1 | S | 16.5 | 0.85 | 14.7 | 16.7 | 2 | N |  |  | N | Electric Utility | 1 | X | NG | DFO
Natural Gas Internal Combustion Engine.NG | natural gas peaker | TRUE | 17568 | Cooperative Energy | 2068 | Benndale | MS | George | BENU1 | Natural Gas Internal Combustion Engine | IC |  | S | 14.2 | 0.8 | 11.3 | 11.3 | 1.2 | N |  |  | N | Electric Utility | 1 | X | NG
Natural Gas Internal Combustion Engine.NG | natural gas peaker | TRUE | 17568 | Cooperative Energy | 2068 | Benndale | MS | George | BENU2 | Natural Gas Internal Combustion Engine | IC |  | S | 14.2 | 0.8 | 11.3 | 11.3 | 1.2 | N |  |  | N | Electric Utility | 1 | X | NG
Natural Gas Fired Combined Cycle.NG | natural gas combined cycle | TRUE | 17568 | Cooperative Energy | 2070 | Moselle | MS | Jones | 1 | Natural Gas Fired Combined Cycle | CA | CC1 | S | 59 | 0.85 | 59 | 59 | 36 | N |  |  | N | Electric Utility | 1 | X | NG
Natural Gas Fired Combined Cycle.NG | natural gas combined cycle | TRUE | 17568 | Cooperative Energy | 2070 | Moselle | MS | Jones | 2 | Natural Gas Fired Combined Cycle | CA | CC2 | S | 59 | 0.85 | 59 | 59 | 36 | N |  |  | N | Electric Utility | 1 | X | NG
Natural Gas Steam Turbine.NG | natural gas steam turbine | TRUE | 17568 | Cooperative Energy | 2070 | Moselle | MS | Jones | 3 | Natural Gas Steam Turbine | ST |  | S | 59 | 0.85 | 59 | 59 | 36 | N | 1 | 2025 | N | Electric Utility | 1 | X | NG | RFO
Natural Gas Fired Combustion Turbine.NG | natural gas peaker | TRUE | 17568 | Cooperative Energy | 2070 | Moselle | MS | Jones | 4 | Natural Gas Fired Combustion Turbine | GT |  | S | 83 | 0.85 | 75 | 83 | 53 | N |  |  | N | Electric Utility | 1 | X | NG | DFO
Natural Gas Fired Combustion Turbine.NG | natural gas peaker | TRUE | 17568 | Cooperative Energy | 2070 | Moselle | MS | Jones | 5 | Natural Gas Fired Combustion Turbine | GT |  | S | 83.5 | 0.85 | 75 | 83.5 | 53 | N |  |  | N | Electric Utility | 1 | X | NG
Natural Gas Fired Combined Cycle.NG | natural gas combined cycle | TRUE | 17568 | Cooperative Energy | 2070 | Moselle | MS | Jones | GTG1 | Natural Gas Fired Combined Cycle | CT | CC1 | S | 83.5 | 0.85 | 75 | 83.5 | 53 | N |  |  | N | Electric Utility | 1 | X | NG
Natural Gas Fired Combined Cycle.NG | natural gas combined cycle | TRUE | 17568 | Cooperative Energy | 2070 | Moselle | MS | Jones | GTG2 | Natural Gas Fired Combined Cycle | CT | CC2 | S | 83.5 | 0.85 | 75 | 83.5 | 53 | N |  |  | N | Electric Utility | 1 | X | NG
Conventional Steam Coal.SUB | hard coal | TRUE | 10000 | Evergy Metro | 2079 | Hawthorn | MO | Jackson | 5 | Conventional Steam Coal | ST |  | S | 569 | 0.9 | 561.6 | 561.6 | 285 | N |  |  | N | Electric Utility | 1 | X | SUB | NG
Natural Gas Fired Combined Cycle.NG | natural gas combined cycle | TRUE | 10000 | Evergy Metro | 2079 | Hawthorn | MO | Jackson | 6 | Natural Gas Fired Combined Cycle | CT | CC1 | S | 170 | 0.85 | 125.3 |  | 68 | N |  |  | N | Electric Utility | 1 | X | NG
Natural Gas Fired Combustion Turbine.NG | natural gas peaker | TRUE | 10000 | Evergy Metro | 2079 | Hawthorn | MO | Jackson | 7 | Natural Gas Fired Combustion Turbine | GT |  | S | 82.2 | 0.85 | 76.2 | 76.2 | 50 | N |  |  | N | Electric Utility | 1 | X | NG
Natural Gas Fired Combustion Turbine.NG | natural gas peaker | TRUE | 10000 | Evergy Metro | 2079 | Hawthorn | MO | Jackson | 8 | Natural Gas Fired Combustion Turbine | GT |  | S | 82.2 | 0.85 | 77.2 |  | 50 | N |  |  | N | Electric Utility | 1 | X | NG
Natural Gas Fired Combined Cycle.NG | natural gas combined cycle | TRUE | 10000 | Evergy Metro | 2079 | Hawthorn | MO | Jackson | 9 | Natural Gas Fired Combined Cycle | CA | CC1 | S | 142.8 | 0.92 | 109.4 |  | 60 | N |  |  | N | Electric Utility | 1 | X | NG
Petroleum Liquids.DFO | petroleum | TRUE | 10000 | Evergy Metro | 2081 | Northeast (MO) | MO | Jackson | 11 | Petroleum Liquids | GT |  | S | 50 | 0.9 | 46.6 | 46.6 | 3 | N |  |  | N | Electric Utility | 1 | X | DFO
Petroleum Liquids.DFO | petroleum | TRUE | 10000 | Evergy Metro | 2081 | Northeast (MO) | MO | Jackson | 12 | Petroleum Liquids | GT |  | S | 50 | 0.9 | 46 | 46 | 3 | N |  |  | N | Electric Utility | 1 | X | DFO
Petroleum Liquids.DFO | petroleum | TRUE | 10000 | Evergy Metro | 2081 | Northeast (MO) | MO | Jackson | 13 | Petroleum Liquids | GT |  | S | 64.7 | 0.9 | 48.2 | 48.2 | 3 | N |  |  | N | Electric Utility | 1 | X | DFO
Petroleum Liquids.DFO | petroleum | TRUE | 10000 | Evergy Metro | 2081 | Northeast (MO) | MO | Jackson | 14 | Petroleum Liquids | GT |  | S | 64.7 | 0.9 | 47.5 | 47.5 | 3 | N |  |  | N | Electric Utility | 1 | X | DFO
Petroleum Liquids.DFO | petroleum | TRUE | 10000 | Evergy Metro | 2081 | Northeast (MO) | MO | Jackson | 15 | Petroleum Liquids | GT |  | S | 64.7 | 0.9 | 47.5 | 47.5 | 3 | N |  |  | N | Electric Utility | 1 | X | DFO
Petroleum Liquids.DFO | petroleum | TRUE | 10000 | Evergy Metro | 2081 | Northeast (MO) | MO | Jackson | 16 | Petroleum Liquids | GT |  | S | 64.7 | 0.9 | 46 | 46 | 3 | N |  |  | N | Electric Utility | 1 | X | DFO
Petroleum Liquids.DFO | petroleum | TRUE | 10000 | Evergy Metro | 2081 | Northeast (MO) | MO | Jackson | 17 | Petroleum Liquids | GT |  | S | 64.7 | 0.9 | 53.2 | 53.2 | 3 | N |  |  | N | Electric Utility | 1 | X | DFO
Petroleum Liquids.DFO | petroleum | TRUE | 10000 | Evergy Metro | 2081 | Northeast (MO) | MO | Jackson | 18 | Petroleum Liquids | GT |  | S | 64.7 | 0.9 | 47 | 47 | 3 | N |  |  | N | Electric Utility | 1 | X | DFO
Petroleum Liquids.DFO | petroleum | TRUE | 10000 | Evergy Metro | 2081 | Northeast (MO) | MO | Jackson | 19 | Petroleum Liquids | IC |  | S | 2 | 0.9 | 2 | 2 | 1 | N |  |  | N | Electric Utility | 1 | X | DFO
Petroleum Liquids.DFO | petroleum | TRUE | 19436 | Union Electric Co - (MO) | 2082 | Fairgrounds | MO | Cole | 1 | Petroleum Liquids | GT |  | S | 68.3 | 0.9 | 55 | 68 | 5 | N |  |  | N | Electric Utility | 1 | X | DFO
Petroleum Liquids.DFO | petroleum | TRUE | 56211 | Evergy Missouri West | 2090 | Nevada | MO | Vernon | 1 | Petroleum Liquids | GT |  | S | 22 | 0.9 | 16 | 16 | 3 | N |  |  | N | Electric Utility | 1 | X | DFO
Natural Gas Fired Combustion Turbine.NG | natural gas peaker | TRUE | 56211 | Evergy Missouri West | 2092 | Ralph Green | MO | Cass | 3 | Natural Gas Fired Combustion Turbine | GT |  | S | 85 | 0.9 | 69.4 | 10 | 10 | N |  |  | N | Electric Utility | 1 | X | NG
Natural Gas Steam Turbine.NG | natural gas steam turbine | TRUE | 56211 | Evergy Missouri West | 2098 | Lake Road (MO) | MO | Buchanan | 1 | Natural Gas Steam Turbine | ST |  | S | 23 | 0.85 | 18.4 | 18.4 | 6 | N |  |  | Y | Electric Utility | 1 | T | NG | DFO | PG | TDF
Natural Gas Steam Turbine.NG | natural gas steam turbine | TRUE | 56211 | Evergy Missouri West | 2098 | Lake Road (MO) | MO | Buchanan | 2 | Natural Gas Steam Turbine | ST |  | S | 25 | 0.85 | 22.9 | 22.9 | 5 | N |  |  | Y | Electric Utility | 1 | T | NG | DFO | PG | TDF
Natural Gas Steam Turbine.NG | natural gas steam turbine | TRUE | 56211 | Evergy Missouri West | 2098 | Lake Road (MO) | MO | Buchanan | 3 | Natural Gas Steam Turbine | ST |  | S | 12.5 | 0.8 | 7.3 | 7.3 | 3 | N |  |  | Y | Electric Utility | 1 | T | NG | DFO | PG | TDF
Natural Gas Steam Turbine.NG | natural gas steam turbine | TRUE | 56211 | Evergy Missouri West | 2098 | Lake Road (MO) | MO | Buchanan | 4 | Natural Gas Steam Turbine | ST |  | S | 90 | 0.9 | 94.6 | 94.6 | 20 | N | 12 | 2024 | N | Electric Utility | 1 | X | NG | DFO | PG | TDF
Natural Gas Fired Combustion Turbine.NG | natural gas peaker | TRUE | 56211 | Evergy Missouri West | 2098 | Lake Road (MO) | MO | Buchanan | 5 | Natural Gas Fired Combustion Turbine | GT |  | S | 85 | 0.9 | 47.2 | 47.2 | 2 | N |  |  | N | Electric Utility | 1 | X | NG | PG
Petroleum Liquids.DFO | petroleum | TRUE | 56211 | Evergy Missouri West | 2098 | Lake Road (MO) | MO | Buchanan | 6 | Petroleum Liquids | GT |  | S | 24 | 0.85 | 20 | 20 | 5 | N |  |  | N | Electric Utility | 1 | X | DFO | PG
Petroleum Liquids.DFO | petroleum | TRUE | 56211 | Evergy Missouri West | 2098 | Lake Road (MO) | MO | Buchanan | 7 | Petroleum Liquids | GT |  | S | 18.9 | 0.85 | 21.1 | 21.1 | 5 | N |  |  | N | Electric Utility | 1 | X | DFO
Conventional Hydroelectric.WAT | hydro | TRUE | 17106 | Sho-Me Power Electric Coop | 2099 | Niangua | MO | Camden | 1 | Conventional Hydroelectric | HY |  | S | 1.5 | 0.8 | 1.5 | 1.5 | 0.5 | N |  |  | N | Electric Utility | 1 | X | WAT
Conventional Hydroelectric.WAT | hydro | TRUE | 17106 | Sho-Me Power Electric Coop | 2099 | Niangua | MO | Camden | 2 | Conventional Hydroelectric | HY |  | S | 1.5 | 0.8 | 1.5 | 1.5 | 0.5 | N |  |  | N | Electric Utility | 1 | X | WAT
Conventional Steam Coal.SUB | hard coal | TRUE | 19436 | Union Electric Co - (MO) | 2103 | Labadie | MO | Franklin | 1 | Conventional Steam Coal | ST |  | S | 573.7 | 0.85 | 593 | 616 | 290 | N |  |  | N | Electric Utility | 1 | X | SUB
Conventional Steam Coal.SUB | hard coal | TRUE | 19436 | Union Electric Co - (MO) | 2103 | Labadie | MO | Franklin | 2 | Conventional Steam Coal | ST |  | S | 573.7 | 0.85 | 593 | 616 | 289 | N |  |  | N | Electric Utility | 1 | X | SUB
Conventional Steam Coal.SUB | hard coal | TRUE | 19436 | Union Electric Co - (MO) | 2103 | Labadie | MO | Franklin | 3 | Conventional Steam Coal | ST |  | S | 621 | 0.9 | 593 | 616 | 280 | N |  |  | N | Electric Utility | 1 | X | SUB
Conventional Steam Coal.SUB | hard coal | TRUE | 19436 | Union Electric Co - (MO) | 2103 | Labadie | MO | Franklin | 4 | Conventional Steam Coal | ST |  | S | 621 | 0.9 | 593 | 616 | 287 | N |  |  | N | Electric Utility | 1 | X | SUB
Conventional Hydroelectric.WAT | hydro | TRUE | 19436 | Union Electric Co - (MO) | 2106 | Osage Dam | MO | Miller | 1 | Conventional Hydroelectric | HY |  | S | 27.5 | 0.9 | 31 | 31 | 0 | N |  |  | N | Electric Utility | 1 | X | WAT
Conventional Hydroelectric.WAT | hydro | TRUE | 19436 | Union Electric Co - (MO) | 2106 | Osage Dam | MO | Miller | 2 | Conventional Hydroelectric | HY |  | S | 27.5 | 0.9 | 24 | 24 | 0 | N |  |  | N | Electric Utility | 1 | X | WAT
Conventional Hydroelectric.WAT | hydro | TRUE | 19436 | Union Electric Co - (MO) | 2106 | Osage Dam | MO | Miller | 3 | Conventional Hydroelectric | HY |  | S | 27.5 | 0.9 | 31 | 31 | 0 | N |  |  | N | Electric Utility | 1 | X | WAT
Conventional Hydroelectric.WAT | hydro | TRUE | 19436 | Union Electric Co - (MO) | 2106 | Osage Dam | MO | Miller | 4 | Conventional Hydroelectric | HY |  | S | 27.5 | 0.9 | 24 | 24 | 0 | N |  |  | N | Electric Utility | 1 | X | WAT
Conventional Hydroelectric.WAT | hydro | TRUE | 19436 | Union Electric Co - (MO) | 2106 | Osage Dam | MO | Miller | 5 | Conventional Hydroelectric | HY |  | S | 27.5 | 0.9 | 31 | 31 | 0 | N |  |  | N | Electric Utility | 1 | X | WAT
Conventional Hydroelectric.WAT | hydro | TRUE | 19436 | Union Electric Co - (MO) | 2106 | Osage Dam | MO | Miller | 6 | Conventional Hydroelectric | HY |  | S | 27.5 | 0.9 | 31 | 31 | 0 | N |  |  | N | Electric Utility | 1 | X | WAT
Conventional Hydroelectric.WAT | hydro | TRUE | 19436 | Union Electric Co - (MO) | 2106 | Osage Dam | MO | Miller | 7 | Conventional Hydroelectric | HY |  | S | 21.5 | 0.9 | 31 | 31 | 0 | N |  |  | N | Electric Utility | 1 | X | WAT
Conventional Hydroelectric.WAT | hydro | TRUE | 19436 | Union Electric Co - (MO) | 2106 | Osage Dam | MO | Miller | 8 | Conventional Hydroelectric | HY |  | S | 21.5 | 0.9 | 31 | 31 | 0 | N |  |  | N | Electric Utility | 1 | X | WAT
Conventional Steam Coal.SUB | hard coal | TRUE | 19436 | Union Electric Co - (MO) | 2107 | Sioux | MO | St Charles | 1 | Conventional Steam Coal | ST |  | S | 549.7 | 0.85 | 487 | 497 | 253 | N | 12 | 2028 | N | Electric Utility | 1 | X | SUB | BIT
Conventional Steam Coal.SUB | hard coal | TRUE | 19436 | Union Electric Co - (MO) | 2107 | Sioux | MO | St Charles | 2 | Conventional Steam Coal | ST |  | S | 549.7 | 0.85 | 487 | 497 | 252 | N | 12 | 2028 | N | Electric Utility | 1 | X | SUB | BIT
Hydroelectric Pumped Storage.WAT | other | TRUE | 19436 | Union Electric Co - (MO) | 2108 | Taum Sauk | MO | Reynolds | 1 | Hydroelectric Pumped Storage | PS |  | S | 204 | 0.9 | 220 | 220 | 165 | N |  |  | N | Electric Utility | 1 | X | WAT
Hydroelectric Pumped Storage.WAT | other | TRUE | 19436 | Union Electric Co - (MO) | 2108 | Taum Sauk | MO | Reynolds | 2 | Hydroelectric Pumped Storage | PS |  | S | 204 | 0.9 | 220 | 220 | 165 | N |  |  | N | Electric Utility | 1 | X | WAT
Petroleum Liquids.DFO | petroleum | TRUE | 2647 | City of Butler - (MO) | 2115 | Butler Municipal Power Plant | MO | Bates | 5 | Petroleum Liquids | IC |  | S | 1.4 | 0.8 | 1 | 1 | 0.6 | N |  |  | N | Electric Utility | 1 | X | DFO | NG
Petroleum Liquids.DFO | petroleum | TRUE | 2647 | City of Butler - (MO) | 2115 | Butler Municipal Power Plant | MO | Bates | IC6 | Petroleum Liquids | IC |  | S | 1.5 | 0.8 | 1.1 | 1.1 | 0.7 | N |  |  | N | Electric Utility | 1 | X | DFO
Petroleum Liquids.DFO | petroleum | TRUE | 2647 | City of Butler - (MO) | 2115 | Butler Municipal Power Plant | MO | Bates | NG1 | Petroleum Liquids | IC |  | S | 2 | 1 | 1.8 | 1.8 | 0.3 | N |  |  | N | Electric Utility | 1 | X | DFO
Petroleum Liquids.DFO | petroleum | TRUE | 2647 | City of Butler - (MO) | 2115 | Butler Municipal Power Plant | MO | Bates | NG2 | Petroleum Liquids | IC |  | S | 2 | 1 | 1.8 | 1.8 | 0.3 | N |  |  | N | Electric Utility | 1 | X | DFO
Petroleum Liquids.DFO | petroleum | TRUE | 2647 | City of Butler - (MO) | 2115 | Butler Municipal Power Plant | MO | Bates | SG1 | Petroleum Liquids | IC |  | S | 2 | 1 | 1.8 | 1.8 | 0.3 | N |  |  | N | Electric Utility | 1 | X | DFO
Petroleum Liquids.DFO | petroleum | TRUE | 2647 | City of Butler - (MO) | 2115 | Butler Municipal Power Plant | MO | Bates | SG2 | Petroleum Liquids | IC |  | S | 2 | 1 | 1.8 | 1.8 | 0.3 | N |  |  | N | Electric Utility | 1 | X | DFO
Natural Gas Internal Combustion Engine.NG | natural gas peaker | TRUE | 3082 | Carrollton Board of Public Wks | 2120 | Carrollton | MO | Carroll | 10 | Natural Gas Internal Combustion Engine | IC |  | S | 6.1 | 0.9 | 6 | 6 | 0.1 | N |  |  | N | Electric Utility | 1 | X | NG | DFO
Petroleum Liquids.DFO | petroleum | TRUE | 3082 | Carrollton Board of Public Wks | 2120 | Carrollton | MO | Carroll | 11 | Petroleum Liquids | IC |  | S | 2 | 0.92 | 1.8 | 1.8 | 0.1 | N |  |  | N | Electric Utility | 1 | X | DFO
Natural Gas Internal Combustion Engine.NG | natural gas peaker | TRUE | 3082 | Carrollton Board of Public Wks | 2120 | Carrollton | MO | Carroll | 3 | Natural Gas Internal Combustion Engine | IC |  | S | 1.8 | 0.9 | 1.8 | 1.8 | 0.1 | N |  |  | N | Electric Utility | 1 | X | NG | DFO
Natural Gas Internal Combustion Engine.NG | natural gas peaker | TRUE | 3082 | Carrollton Board of Public Wks | 2120 | Carrollton | MO | Carroll | 7 | Natural Gas Internal Combustion Engine | IC |  | S | 2.5 | 0.9 | 2.5 | 2.5 | 0.1 | N |  |  | N | Electric Utility | 1 | X | NG | DFO
Natural Gas Internal Combustion Engine.NG | natural gas peaker | TRUE | 3082 | Carrollton Board of Public Wks | 2120 | Carrollton | MO | Carroll | 8 | Natural Gas Internal Combustion Engine | IC |  | S | 4.1 | 0.9 | 3.7 | 3.7 | 0.1 | N |  |  | N | Electric Utility | 1 | X | NG | DFO
Natural Gas Internal Combustion Engine.NG | natural gas peaker | TRUE | 3082 | Carrollton Board of Public Wks | 2120 | Carrollton | MO | Carroll | 9 | Natural Gas Internal Combustion Engine | IC |  | S | 4.1 | 0.91 | 3.7 | 3.7 | 0.1 | N |  |  | N | Electric Utility | 1 | X | NG | DFO
Natural Gas Internal Combustion Engine.NG | natural gas peaker | TRUE | 3113 | City of Carthage - (MO) | 2121 | Carthage | MO | Jasper | 10 | Natural Gas Internal Combustion Engine | IC |  | S | 7 | 0.8 | 6 | 6 | 4 | N |  |  | N | Electric Utility | 1 | X | NG | DFO
Natural Gas Internal Combustion Engine.NG | natural gas peaker | TRUE | 3113 | City of Carthage - (MO) | 2121 | Carthage | MO | Jasper | 11 | Natural Gas Internal Combustion Engine | IC |  | S | 4.5 | 0.8 | 4 | 4 | 3 | N |  |  | N | Electric Utility | 1 | X | NG | DFO
Natural Gas Internal Combustion Engine.NG | natural gas peaker | TRUE | 3113 | City of Carthage - (MO) | 2121 | Carthage | MO | Jasper | 12 | Natural Gas Internal Combustion Engine | IC |  | S | 4.5 | 0.8 | 4 | 4 | 3 | N |  |  | N | Electric Utility | 1 | X | NG | DFO
Natural Gas Internal Combustion Engine.NG | natural gas peaker | TRUE | 3113 | City of Carthage - (MO) | 2121 | Carthage | MO | Jasper | 13 | Natural Gas Internal Combustion Engine | IC |  | S | 6 | 0.8 | 5.5 | 5.5 | 3 | N |  |  | N | Electric Utility | 1 | X | NG | DFO
Natural Gas Internal Combustion Engine.NG | natural gas peaker | TRUE | 3113 | City of Carthage - (MO) | 2121 | Carthage | MO | Jasper | 14 | Natural Gas Internal Combustion Engine | IC |  | S | 6 | 0.8 | 5.5 | 5.5 | 3 | N |  |  | N | Electric Utility | 1 | X | NG | DFO
Natural Gas Internal Combustion Engine.NG | natural gas peaker | TRUE | 3113 | City of Carthage - (MO) | 2121 | Carthage | MO | Jasper | 6 | Natural Gas Internal Combustion Engine | IC |  | S | 2.5 | 0.8 | 2 | 2 | 1 | N |  |  | N | Electric Utility | 1 | X | NG | DFO
Natural Gas Internal Combustion Engine.NG | natural gas peaker | TRUE | 3113 | City of Carthage - (MO) | 2121 | Carthage | MO | Jasper | 7 | Natural Gas Internal Combustion Engine | IC |  | S | 3 | 0.8 | 2.2 | 2.2 | 1.5 | N |  |  | N | Electric Utility | 1 | X | NG | DFO
Natural Gas Internal Combustion Engine.NG | natural gas peaker | TRUE | 3113 | City of Carthage - (MO) | 2121 | Carthage | MO | Jasper | 8 | Natural Gas Internal Combustion Engine | IC |  | S | 3.3 | 0.8 | 2.5 | 2.5 | 1.8 | N |  |  | N | Electric Utility | 1 | X | NG | DFO
Natural Gas Internal Combustion Engine.NG | natural gas peaker | TRUE | 3113 | City of Carthage - (MO) | 2121 | Carthage | MO | Jasper | 9 | Natural Gas Internal Combustion Engine | IC |  | S | 5 | 0.8 | 4 | 4 | 3 | N |  |  | N | Electric Utility | 1 | X | NG | DFO
Petroleum Liquids.DFO | petroleum | TRUE | 3486 | Chillicothe Municipal Utils | 2122 | Chillicothe | MO | Livingston | D1 | Petroleum Liquids | IC |  | S | 2 | 0.8 | 2 | 2 | 0 | N |  |  | N | Electric Utility | 1 | X | DFO
Petroleum Liquids.DFO | petroleum | TRUE | 3486 | Chillicothe Municipal Utils | 2122 | Chillicothe | MO | Livingston | D2 | Petroleum Liquids | IC |  | S | 2 | 0.8 | 2 | 2 | 0 | N |  |  | N | Electric Utility | 1 | X | DFO
Petroleum Liquids.DFO | petroleum | TRUE | 3486 | Chillicothe Municipal Utils | 2122 | Chillicothe | MO | Livingston | D3 | Petroleum Liquids | IC |  | S | 2 | 0.8 | 2 | 2 | 0 | N |  |  | N | Electric Utility | 1 | X | DFO
Petroleum Liquids.DFO | petroleum | TRUE | 3486 | Chillicothe Municipal Utils | 2122 | Chillicothe | MO | Livingston | D4 | Petroleum Liquids | IC |  | S | 2 | 0.8 | 2 | 2 | 0 | N |  |  | N | Electric Utility | 1 | X | DFO
Petroleum Liquids.DFO | petroleum | TRUE | 3486 | Chillicothe Municipal Utils | 2122 | Chillicothe | MO | Livingston | D5 | Petroleum Liquids | IC |  | S | 2 | 0.8 | 2 | 2 | 0 | N |  |  | N | Electric Utility | 1 | X | DFO
Natural Gas Fired Combustion Turbine.NG | natural gas peaker | TRUE | 3486 | Chillicothe Municipal Utils | 2122 | Chillicothe | MO | Livingston | GT1 | Natural Gas Fired Combustion Turbine | GT |  | S | 40 | 0.9 | 40 | 42 | 0 | N |  |  | N | Electric Utility | 1 | X | NG | DFO
Natural Gas Fired Combustion Turbine.NG | natural gas peaker | TRUE | 3486 | Chillicothe Municipal Utils | 2122 | Chillicothe | MO | Livingston | GT2 | Natural Gas Fired Combustion Turbine | GT |  | S | 40 | 0.9 | 40 | 42 | 0 | N |  |  | N | Electric Utility | 1 | X | NG | DFO
Natural Gas Fired Combustion Turbine.NG | natural gas peaker | TRUE | 4045 | City of Columbia - (MO) | 2123 | Columbia (MO) | MO | Boone | 6 | Natural Gas Fired Combustion Turbine | GT |  | S | 12.5 | 0.8 | 12.5 | 12.5 | 9 | N |  |  | N | Electric Utility | 1 | X | NG | DFO
Natural Gas Steam Turbine.NG | natural gas steam turbine | TRUE | 4045 | City of Columbia - (MO) | 2123 | Columbia (MO) | MO | Boone | 8 | Natural Gas Steam Turbine | ST |  | S | 35 | 0.85 | 35 | 35 | 12 | N |  |  | N | Electric Utility | 1 | X | NG | DFO
Petroleum Liquids.DFO | petroleum | TRUE | 4045 | City of Columbia - (MO) | 2123 | Columbia (MO) | MO | Boone | DAN1 | Petroleum Liquids | IC |  | S | 2 | 0.8 | 2 | 2 | 2 | N |  |  | N | Electric Utility | 1 | X | DFO
Landfill Gas.LFG | natural gas peaker | TRUE | 4045 | City of Columbia - (MO) | 2123 | Columbia (MO) | MO | Boone | LF1 | Landfill Gas | IC |  | S | 1 | 0.8 | 1 | 1 | 0.6 | N |  |  | N | Electric Utility | 1 | X | LFG
Landfill Gas.LFG | natural gas peaker | TRUE | 4045 | City of Columbia - (MO) | 2123 | Columbia (MO) | MO | Boone | LF2 | Landfill Gas | IC |  | S | 1 | 0.8 | 1 | 1 | 0.6 | N |  |  | N | Electric Utility | 1 | X | LFG
Landfill Gas.LFG | natural gas peaker | TRUE | 4045 | City of Columbia - (MO) | 2123 | Columbia (MO) | MO | Boone | LF3 | Landfill Gas | IC |  | S | 1 | 0.8 | 1 | 1 | 0.6 | N |  |  | N | Electric Utility | 1 | X | LFG
Petroleum Liquids.DFO | petroleum | TRUE | 4045 | City of Columbia - (MO) | 2123 | Columbia (MO) | MO | Boone | SF1 | Petroleum Liquids | IC |  | S | 1 | 0.8 | 1 | 1 | 1 | N |  |  | N | Electric Utility | 1 | X | DFO
Petroleum Liquids.DFO | petroleum | TRUE | 4045 | City of Columbia - (MO) | 2123 | Columbia (MO) | MO | Boone | SF2 | Petroleum Liquids | IC |  | S | 1 | 0.8 | 1 | 1 | 1 | N |  |  | N | Electric Utility | 1 | X | DFO
Petroleum Liquids.DFO | petroleum | TRUE | 4045 | City of Columbia - (MO) | 2123 | Columbia (MO) | MO | Boone | SH1 | Petroleum Liquids | IC |  | W | 1.3 | 0.8 | 1.3 | 1.3 | 1.3 | N |  |  | N | Electric Utility | 1 | X | DFO
Petroleum Liquids.DFO | petroleum | TRUE | 4045 | City of Columbia - (MO) | 2123 | Columbia (MO) | MO | Boone | SH2 | Petroleum Liquids | IC |  | W | 1.3 | 0.8 | 1.3 | 1.3 | 1.3 | N |  |  | N | Electric Utility | 1 | X | DFO
Petroleum Liquids.DFO | petroleum | TRUE | 4045 | City of Columbia - (MO) | 2123 | Columbia (MO) | MO | Boone | WTP1 | Petroleum Liquids | IC |  | S | 2 | 0.8 | 2 | 2 | 2 | N |  |  | N | Electric Utility | 1 | X | DFO
Petroleum Liquids.DFO | petroleum | TRUE | 4045 | City of Columbia - (MO) | 2123 | Columbia (MO) | MO | Boone | WTP2 | Petroleum Liquids | IC |  | S | 2 | 0.8 | 2 | 2 | 2 | N |  |  | N | Electric Utility | 1 | X | DFO
Conventional Hydroelectric.WAT | hydro | TRUE | 25477 | USCE-Kansas City District | 2124 | Stockton Hydro | MO | Cedar | 1 | Conventional Hydroelectric | HY |  | S | 52 | 0.95 | 52 | 52 | 5 | N |  |  | N | Electric Utility | 1 | X | WAT
Petroleum Liquids.DFO | petroleum | TRUE | 6231 | City of Fayette - (MO) | 2125 | Fayette | MO | Howard | GT1 | Petroleum Liquids | IC |  | S | 3.5 | 0.8 | 3 | 3 | 3 | N |  |  | N | Electric Utility | 1 | X | DFO
Petroleum Liquids.DFO | petroleum | TRUE | 6231 | City of Fayette - (MO) | 2125 | Fayette | MO | Howard | GT2 | Petroleum Liquids | IC |  | S | 3.5 | 0.8 | 2.8 | 2.8 | 2.8 | N |  |  | N | Electric Utility | 1 | X | DFO
Petroleum Liquids.DFO | petroleum | TRUE | 6231 | City of Fayette - (MO) | 2125 | Fayette | MO | Howard | GT3 | Petroleum Liquids | IC |  | S | 2.8 | 0.8 | 2.4 | 2.4 | 2.4 | N |  |  | N | Electric Utility | 1 | X | DFO
Petroleum Liquids.DFO | petroleum | TRUE | 6231 | City of Fayette - (MO) | 2125 | Fayette | MO | Howard | GT4 | Petroleum Liquids | IC |  | S | 1.1 | 0.8 | 1 | 1 | 1 | N |  |  | N | Electric Utility | 1 | X | DFO
Natural Gas Fired Combustion Turbine.NG | natural gas peaker | TRUE | 6839 | City of Fulton - (MO) | 2126 | Fulton (MO) | MO | Callaway | GT4 | Natural Gas Fired Combustion Turbine | GT |  | S | 21.2 | 0.9 | 15 | 19.6 | 3 | N |  |  | N | Electric Utility | 1 | X | NG | DFO
Petroleum Liquids.DFO | petroleum | TRUE | 6839 | City of Fulton - (MO) | 2126 | Fulton (MO) | MO | Callaway | IC1 | Petroleum Liquids | IC |  | S | 5 | 0.9 | 4.1 | 4.5 | 1 | N |  |  | N | Electric Utility | 1 | X | DFO | NG
Petroleum Liquids.DFO | petroleum | TRUE | 6839 | City of Fulton - (MO) | 2126 | Fulton (MO) | MO | Callaway | IC3 | Petroleum Liquids | IC |  | S | 7 | 0.9 | 6.2 | 6.8 | 1 | N |  |  | N | Electric Utility | 1 | X | DFO | NG
Petroleum Liquids.DFO | petroleum | TRUE | 6924 | City of Gallatin - (MO) | 2127 | Gallatin (MO) | MO | Daviess | 2A | Petroleum Liquids | IC |  | S | 1.1 | 0.8 | 1 | 1 | 0.7 | N |  |  | N | Electric Utility | 1 | X | DFO
Petroleum Liquids.DFO | petroleum | TRUE | 6924 | City of Gallatin - (MO) | 2127 | Gallatin (MO) | MO | Daviess | 3A | Petroleum Liquids | IC |  | S | 1.1 | 0.8 | 1 | 1 | 0.7 | N |  |  | N | Electric Utility | 1 | X | DFO
Petroleum Liquids.DFO | petroleum | TRUE | 6924 | City of Gallatin - (MO) | 2127 | Gallatin (MO) | MO | Daviess | IC4 | Petroleum Liquids | IC |  | S | 2.5 | 0.9 | 2.5 | 2.5 | 1.8 | N |  |  | N | Electric Utility | 1 | X | DFO
Petroleum Liquids.DFO | petroleum | TRUE | 6924 | City of Gallatin - (MO) | 2127 | Gallatin (MO) | MO | Daviess | IC6 | Petroleum Liquids | IC |  | S | 2.5 | 0.9 | 2.5 | 2.5 | 1.8 | N |  |  | N | Electric Utility | 1 | X | DFO
Petroleum Liquids.DFO | petroleum | TRUE | 8567 | City of Higginsville - (MO) | 2131 | Higginsville | MO | Lafayette | 1 | Petroleum Liquids | IC |  | S | 0.8 | 1 | 0.6 | 0.6 | 0.1 | N |  |  | N | Electric Utility | 1 | X | DFO
Petroleum Liquids.DFO | petroleum | TRUE | 8567 | City of Higginsville - (MO) | 2131 | Higginsville | MO | Lafayette | 2 | Petroleum Liquids | IC |  | S | 1.7 | 1 | 1 | 1 | 0.4 | N |  |  | N | Electric Utility | 1 | X | DFO
Petroleum Liquids.DFO | petroleum | TRUE | 8567 | City of Higginsville - (MO) | 2131 | Higginsville | MO | Lafayette | 3 | Petroleum Liquids | IC |  | S | 2.4 | 1 | 2.4 | 2.4 | 1 | N |  |  | N | Electric Utility | 1 | X | DFO | NG
Natural Gas Fired Combustion Turbine.NG | natural gas peaker | TRUE | 8567 | City of Higginsville - (MO) | 2131 | Higginsville | MO | Lafayette | 4 | Natural Gas Fired Combustion Turbine | GT |  | S | 40 | 1 | 37.5 | 40 | 20 | N |  |  | N | Electric Utility | 1 | X | NG | DFO
Petroleum Liquids.DFO | petroleum | TRUE | 8567 | City of Higginsville - (MO) | 2131 | Higginsville | MO | Lafayette | 5 | Petroleum Liquids | IC |  | S | 1.2 | 1 | 1.2 | 1.2 | 0.3 | N |  |  | N | Electric Utility | 1 | X | DFO | NG
Petroleum Liquids.DFO | petroleum | TRUE | 8567 | City of Higginsville - (MO) | 2131 | Higginsville | MO | Lafayette | 6 | Petroleum Liquids | IC |  | S | 5.5 | 1 | 4.5 | 5.4 | 1 | N |  |  | N | Electric Utility | 1 | X | DFO
Petroleum Liquids.DFO | petroleum | TRUE | 9231 | City of Independence - (MO) | 2134 | Jackson Square | MO | Jackson | 1 | Petroleum Liquids | GT |  | S | 18 | 0.85 | 15 | 15 | 2 | N |  |  | N | Electric Utility | 1 | X | DFO
Petroleum Liquids.DFO | petroleum | TRUE | 9231 | City of Independence - (MO) | 2134 | Jackson Square | MO | Jackson | 2 | Petroleum Liquids | GT |  | S | 18 | 0.85 | 15 | 15 | 2 | N |  |  | N | Electric Utility | 1 | X | DFO
Natural Gas Fired Combustion Turbine.NG | natural gas peaker | TRUE | 9231 | City of Independence - (MO) | 2135 | Station H | MO | Jackson | 1 | Natural Gas Fired Combustion Turbine | GT |  | S | 19 | 0.85 | 19 | 19 | 4 | N |  |  | N | Electric Utility | 1 | X | NG | DFO
Natural Gas Fired Combustion Turbine.NG | natural gas peaker | TRUE | 9231 | City of Independence - (MO) | 2135 | Station H | MO | Jackson | 2 | Natural Gas Fired Combustion Turbine | GT |  | S | 24 | 0.9 | 20 | 20 | 4 | N |  |  | N | Electric Utility | 1 | X | NG | DFO
Petroleum Liquids.DFO | petroleum | TRUE | 9231 | City of Independence - (MO) | 2136 | Station I | MO | Jackson | 1 | Petroleum Liquids | GT |  | S | 19 | 0.85 | 19 | 19 | 2 | N |  |  | N | Electric Utility | 1 | X | DFO
Petroleum Liquids.DFO | petroleum | TRUE | 9231 | City of Independence - (MO) | 2136 | Station I | MO | Jackson | 2 | Petroleum Liquids | GT |  | S | 19 | 0.85 | 19 | 19 | 2 | N |  |  | N | Electric Utility | 1 | X | DFO
Petroleum Liquids.DFO | petroleum | TRUE | 9603 | City of Jackson - (MO) | 2137 | Jackson (MO) | MO | Cape Girardeau | 10 | Petroleum Liquids | IC |  | S | 2 | 0.8 | 2 | 2 | 0.1 | N |  |  | N | Electric Utility | 1 | X | DFO
Petroleum Liquids.DFO | petroleum | TRUE | 9603 | City of Jackson - (MO) | 2137 | Jackson (MO) | MO | Cape Girardeau | 11 | Petroleum Liquids | IC |  | S | 2 | 0.8 | 2 | 2 | 0.1 | N |  |  | N | Electric Utility | 1 | X | DFO
Petroleum Liquids.DFO | petroleum | TRUE | 9603 | City of Jackson - (MO) | 2137 | Jackson (MO) | MO | Cape Girardeau | 12 | Petroleum Liquids | IC |  | S | 2 | 0.8 | 2 | 2 | 0.1 | N |  |  | N | Electric Utility | 1 | X | DFO
Petroleum Liquids.DFO | petroleum | TRUE | 9603 | City of Jackson - (MO) | 2137 | Jackson (MO) | MO | Cape Girardeau | 3 | Petroleum Liquids | IC |  | S | 1 | 0.8 | 1 | 1 | 0.4 | N |  |  | N | Electric Utility | 1 | X | DFO | NG
Petroleum Liquids.DFO | petroleum | TRUE | 9603 | City of Jackson - (MO) | 2137 | Jackson (MO) | MO | Cape Girardeau | 4 | Petroleum Liquids | IC |  | S | 1 | 0.8 | 1 | 1 | 0.4 | N |  |  | N | Electric Utility | 1 | X | DFO | NG
Petroleum Liquids.DFO | petroleum | TRUE | 9603 | City of Jackson - (MO) | 2137 | Jackson (MO) | MO | Cape Girardeau | 5 | Petroleum Liquids | IC |  | S | 0.7 | 0.8 | 0.6 | 0.6 | 0.6 | N |  |  | N | Electric Utility | 1 | X | DFO
Petroleum Liquids.DFO | petroleum | TRUE | 9603 | City of Jackson - (MO) | 2137 | Jackson (MO) | MO | Cape Girardeau | 6 | Petroleum Liquids | IC |  | S | 1 | 0.8 | 1 | 1 | 1 | N |  |  | N | Electric Utility | 1 | X | DFO
Petroleum Liquids.DFO | petroleum | TRUE | 9603 | City of Jackson - (MO) | 2137 | Jackson (MO) | MO | Cape Girardeau | 7 | Petroleum Liquids | IC |  | S | 6.8 | 0.8 | 6.5 | 6.8 | 2.5 | N |  |  | N | Electric Utility | 1 | X | DFO | NG
Petroleum Liquids.DFO | petroleum | TRUE | 9603 | City of Jackson - (MO) | 2137 | Jackson (MO) | MO | Cape Girardeau | 8 | Petroleum Liquids | IC |  | S | 6.8 | 0.8 | 6.5 | 6.8 | 2.5 | N |  |  | N | Electric Utility | 1 | X | DFO | NG
Petroleum Liquids.DFO | petroleum | TRUE | 9603 | City of Jackson - (MO) | 2137 | Jackson (MO) | MO | Cape Girardeau | 9 | Petroleum Liquids | IC |  | S | 3 | 0.8 | 2.7 | 3 | 0.5 | N |  |  | N | Electric Utility | 1 | X | DFO | NG
Petroleum Liquids.DFO | petroleum | TRUE | 9973 | City of Kahoka | 2138 | Kahoka | MO | Clark | 10 | Petroleum Liquids | IC |  | S | 1.1 | 0.8 | 1.1 | 1.1 | 0.4 | N |  |  | N | Electric Utility | 1 | X | DFO
Petroleum Liquids.DFO | petroleum | TRUE | 9973 | City of Kahoka | 2138 | Kahoka | MO | Clark | 11 | Petroleum Liquids | IC |  | S | 1.1 | 0.8 | 1.1 | 1.1 | 0.4 | N |  |  | N | Electric Utility | 1 | X | DFO
Petroleum Liquids.DFO | petroleum | TRUE | 9973 | City of Kahoka | 2138 | Kahoka | MO | Clark | 12 | Petroleum Liquids | IC |  | S | 1.1 | 0.8 | 1.1 | 1.1 | 0.4 | N |  |  | N | Electric Utility | 1 | X | DFO
Petroleum Liquids.DFO | petroleum | TRUE | 9973 | City of Kahoka | 2138 | Kahoka | MO | Clark | 3 | Petroleum Liquids | IC |  | S | 0.2 | 0.8 | 0.2 | 0.2 | 0.1 | N |  |  | N | Electric Utility | 1 | X | DFO
Petroleum Liquids.DFO | petroleum | TRUE | 9973 | City of Kahoka | 2138 | Kahoka | MO | Clark | 6 | Petroleum Liquids | IC |  | S | 0.7 | 0.8 | 0.7 | 0.7 | 0.4 | N |  |  | N | Electric Utility | 1 | X | DFO
Natural Gas Internal Combustion Engine.NG | natural gas peaker | TRUE | 9973 | City of Kahoka | 2138 | Kahoka | MO | Clark | 7 | Natural Gas Internal Combustion Engine | IC |  | S | 0.8 | 0.8 | 0.7 | 0.8 | 0.4 | N |  |  | N | Electric Utility | 1 | X | NG | DFO
Natural Gas Internal Combustion Engine.NG | natural gas peaker | TRUE | 9973 | City of Kahoka | 2138 | Kahoka | MO | Clark | 8 | Natural Gas Internal Combustion Engine | IC |  | S | 1.5 | 0.8 | 1.4 | 1.5 | 0.7 | N |  |  | N | Electric Utility | 1 | X | NG | DFO
Natural Gas Internal Combustion Engine.NG | natural gas peaker | TRUE | 9973 | City of Kahoka | 2138 | Kahoka | MO | Clark | 9 | Natural Gas Internal Combustion Engine | IC |  | S | 0.9 | 0.8 | 0.8 | 0.9 | 0.4 | N |  |  | N | Electric Utility | 1 | X | NG | DFO
Natural Gas Internal Combustion Engine.NG | natural gas peaker | TRUE | 10152 | City of Kennett - (MO) | 2139 | Kennett | MO | Dunklin | 10 | Natural Gas Internal Combustion Engine | IC |  | S | 6.2 | 0.8 | 5.6 | 5.6 | 5 | N |  |  | N | Electric Utility | 1 | X | NG | DFO
Natural Gas Internal Combustion Engine.NG | natural gas peaker | TRUE | 10152 | City of Kennett - (MO) | 2139 | Kennett | MO | Dunklin | 11 | Natural Gas Internal Combustion Engine | IC |  | S | 6.2 | 0.8 | 5.6 | 5.6 | 5 | N |  |  | N | Electric Utility | 1 | X | NG | DFO
Natural Gas Internal Combustion Engine.NG | natural gas peaker | TRUE | 10152 | City of Kennett - (MO) | 2139 | Kennett | MO | Dunklin | 12 | Natural Gas Internal Combustion Engine | IC |  | S | 6.4 | 0.8 | 5.7 | 5.7 | 5.1 | N |  |  | N | Electric Utility | 1 | X | NG
Natural Gas Internal Combustion Engine.NG | natural gas peaker | TRUE | 10152 | City of Kennett - (MO) | 2139 | Kennett | MO | Dunklin | 13 | Natural Gas Internal Combustion Engine | IC |  | S | 6.4 | 0.8 | 5.7 | 5.7 | 5.1 | N |  |  | N | Electric Utility | 1 | X | NG
Natural Gas Internal Combustion Engine.NG | natural gas peaker | TRUE | 10152 | City of Kennett - (MO) | 2139 | Kennett | MO | Dunklin | 9 | Natural Gas Internal Combustion Engine | IC |  | S | 6.2 | 0.8 | 5.6 | 5.6 | 5 | N |  |  | N | Electric Utility | 1 | X | NG | DFO
Petroleum Liquids.DFO | petroleum | TRUE | 10538 | City of La Plata - (MO) | 2140 | La Plata | MO | Macon | 1 | Petroleum Liquids | IC |  | S | 1.8 | 0.8 | 1.7 | 1.7 | 0.2 | N |  |  | N | Electric Utility | 1 | X | DFO
Petroleum Liquids.DFO | petroleum | TRUE | 10538 | City of La Plata - (MO) | 2140 | La Plata | MO | Macon | 2 | Petroleum Liquids | IC |  | S | 1.8 | 0.8 | 1.7 | 1.7 | 0.2 | N |  |  | N | Electric Utility | 1 | X | DFO
Petroleum Liquids.DFO | petroleum | TRUE | 11460 | City of Macon - (MO) | 2141 | Macon | MO | Macon | 4 | Petroleum Liquids | IC |  | S | 1 | 0.8 | 0.7 | 0.7 | 0.4 | N |  |  | N | Electric Utility | 1 | X | DFO
Petroleum Liquids.DFO | petroleum | TRUE | 11540 | City of Malden - (MO) | 2142 | Malden | MO | Dunklin | 2A | Petroleum Liquids | IC |  | S | 1.8 | 0.8 | 1.8 | 1.8 | 0.3 | N |  |  | N | Electric Utility | 1 | X | DFO
Petroleum Liquids.DFO | petroleum | TRUE | 11540 | City of Malden - (MO) | 2142 | Malden | MO | Dunklin | 3A | Petroleum Liquids | IC |  | S | 1.8 | 0.8 | 1.8 | 1.8 | 0.3 | N |  |  | N | Electric Utility | 1 | X | DFO
Petroleum Liquids.DFO | petroleum | TRUE | 11540 | City of Malden - (MO) | 2142 | Malden | MO | Dunklin | 4A | Petroleum Liquids | IC |  | S | 1.8 | 0.8 | 1.8 | 1.8 | 0.3 | N |  |  | N | Electric Utility | 1 | X | DFO
Petroleum Liquids.DFO | petroleum | TRUE | 11540 | City of Malden - (MO) | 2142 | Malden | MO | Dunklin | 5 | Petroleum Liquids | IC |  | S | 1.4 | 0.8 | 1.2 | 1.2 | 0.7 | N |  |  | N | Electric Utility | 1 | X | DFO | NG
Petroleum Liquids.DFO | petroleum | TRUE | 11540 | City of Malden - (MO) | 2142 | Malden | MO | Dunklin | 6 | Petroleum Liquids | IC |  | S | 2 | 0.8 | 1.8 | 1.8 | 0.7 | N |  |  | N | Electric Utility | 1 | X | DFO | NG
Petroleum Liquids.DFO | petroleum | TRUE | 11540 | City of Malden - (MO) | 2142 | Malden | MO | Dunklin | 7 | Petroleum Liquids | IC |  | S | 2.8 | 0.8 | 2.5 | 2.5 | 1 | N |  |  | N | Electric Utility | 1 | X | DFO | NG
Petroleum Liquids.DFO | petroleum | TRUE | 11540 | City of Malden - (MO) | 2142 | Malden | MO | Dunklin | 8 | Petroleum Liquids | IC |  | S | 4.3 | 0.8 | 3.8 | 3.8 | 1.5 | N |  |  | N | Electric Utility | 1 | X | DFO | NG
Natural Gas Internal Combustion Engine.NG | natural gas peaker | TRUE | 11732 | City of Marshall - (MO) | 2144 | Marshall (MO) | MO | Saline | 10 | Natural Gas Internal Combustion Engine | IC |  | S | 6.3 | 0.8 | 6.3 | 6.3 | 3 | N |  |  | N | Electric Utility | 1 | X | NG | DFO
Natural Gas Internal Combustion Engine.NG | natural gas peaker | TRUE | 11732 | City of Marshall - (MO) | 2144 | Marshall (MO) | MO | Saline | 11 | Natural Gas Internal Combustion Engine | IC |  | S | 6.3 | 0.8 | 6.3 | 6.3 | 3 | N |  |  | N | Electric Utility | 1 | X | NG | DFO
Petroleum Liquids.DFO | petroleum | TRUE | 11732 | City of Marshall - (MO) | 2144 | Marshall (MO) | MO | Saline | 7 | Petroleum Liquids | IC |  | S | 1 | 1 | 0.9 | 0.9 | 0.1 | N |  |  | N | Electric Utility | 1 | X | DFO
Petroleum Liquids.DFO | petroleum | TRUE | 11732 | City of Marshall - (MO) | 2144 | Marshall (MO) | MO | Saline | 8 | Petroleum Liquids | IC |  | S | 1 | 1 | 0.9 | 0.9 | 0.1 | N |  |  | N | Electric Utility | 1 | X | DFO
Petroleum Liquids.DFO | petroleum | TRUE | 11732 | City of Marshall - (MO) | 2144 | Marshall (MO) | MO | Saline | 9 | Petroleum Liquids | IC |  | S | 1 | 1 | 0.9 | 0.9 | 0.1 | N |  |  | N | Electric Utility | 1 | X | DFO
Natural Gas Fired Combustion Turbine.NG | natural gas peaker | TRUE | 11732 | City of Marshall - (MO) | 2144 | Marshall (MO) | MO | Saline | GT1 | Natural Gas Fired Combustion Turbine | GT |  | S | 15.2 | 0.85 | 14 | 17 | 3 | N |  |  | N | Electric Utility | 1 | X | NG | DFO
Petroleum Liquids.DFO | petroleum | TRUE | 12294 | City of Memphis - (MO) | 2145 | Memphis | MO | Scotland | 1 | Petroleum Liquids | IC |  | S | 0.6 | 0.8 | 0.6 | 0.6 | 0 | N |  |  | N | Electric Utility | 1 | X | DFO | NG
Petroleum Liquids.DFO | petroleum | TRUE | 12294 | City of Memphis - (MO) | 2145 | Memphis | MO | Scotland | 10 | Petroleum Liquids | IC |  | S | 1 | 0.8 | 1 | 1 | 0 | N |  |  | N | Electric Utility | 1 | X | DFO
Petroleum Liquids.DFO | petroleum | TRUE | 12294 | City of Memphis - (MO) | 2145 | Memphis | MO | Scotland | 11 | Petroleum Liquids | IC |  | S | 1 | 0.8 | 1 | 1 | 0 | N |  |  | N | Electric Utility | 1 | X | DFO
Petroleum Liquids.DFO | petroleum | TRUE | 12294 | City of Memphis - (MO) | 2145 | Memphis | MO | Scotland | 12 | Petroleum Liquids | IC |  | S | 0.4 | 0.8 | 0.4 | 0.4 | 0 | N |  |  | N | Electric Utility | 1 | X | DFO
Petroleum Liquids.DFO | petroleum | TRUE | 12294 | City of Memphis - (MO) | 2145 | Memphis | MO | Scotland | 13 | Petroleum Liquids | IC |  | S | 1 | 0.8 | 1 | 1 | 0 | N |  |  | N | Electric Utility | 1 | X | DFO
Petroleum Liquids.DFO | petroleum | TRUE | 12294 | City of Memphis - (MO) | 2145 | Memphis | MO | Scotland | 3 | Petroleum Liquids | IC |  | S | 0.2 | 0.8 | 0.2 | 0.2 | 0 | N |  |  | N | Electric Utility | 1 | X | DFO
Petroleum Liquids.DFO | petroleum | TRUE | 12294 | City of Memphis - (MO) | 2145 | Memphis | MO | Scotland | 6 | Petroleum Liquids | IC |  | S | 0.9 | 0.8 | 0.9 | 0.9 | 0 | N |  |  | N | Electric Utility | 1 | X | DFO
Petroleum Liquids.DFO | petroleum | TRUE | 12294 | City of Memphis - (MO) | 2145 | Memphis | MO | Scotland | 7 | Petroleum Liquids | IC |  | S | 1.1 | 0.8 | 1.1 | 1.1 | 0 | N |  |  | N | Electric Utility | 1 | X | DFO
Petroleum Liquids.DFO | petroleum | TRUE | 12294 | City of Memphis - (MO) | 2145 | Memphis | MO | Scotland | 8 | Petroleum Liquids | IC |  | S | 1.3 | 0.8 | 1.3 | 1.3 | 0 | N |  |  | N | Electric Utility | 1 | X | DFO | NG
Petroleum Liquids.DFO | petroleum | TRUE | 12294 | City of Memphis - (MO) | 2145 | Memphis | MO | Scotland | 9 | Petroleum Liquids | IC |  | S | 1.3 | 0.8 | 1.3 | 1.3 | 0 | N |  |  | N | Electric Utility | 1 | X | DFO | NG
Natural Gas Fired Combustion Turbine.NG | natural gas peaker | TRUE | 17833 | City Utilities of Springfield - (MO) | 2161 | James River Power Station | MO | Greene | GT1 | Natural Gas Fired Combustion Turbine | GT |  | S | 96 | 0.9 | 75 | 75 | 25 | N |  |  | N | Electric Utility | 1 | X | NG | DFO
Natural Gas Fired Combustion Turbine.NG | natural gas peaker | TRUE | 17833 | City Utilities of Springfield - (MO) | 2161 | James River Power Station | MO | Greene | GT2 | Natural Gas Fired Combustion Turbine | GT |  | S | 101.5 | 0.9 | 80 | 80 | 25 | N |  |  | N | Electric Utility | 1 | X | NG | DFO
Petroleum Liquids.DFO | petroleum | TRUE | 19474 | City of Unionville - (MO) | 2164 | Unionville City of | MO | Putnam | 1 | Petroleum Liquids | IC |  | S | 0.8 | 0.9 | 0.6 | 0.6 | 0.2 | N |  |  | N | Electric Utility | 1 | X | DFO
Petroleum Liquids.DFO | petroleum | TRUE | 19474 | City of Unionville - (MO) | 2164 | Unionville City of | MO | Putnam | 2 | Petroleum Liquids | IC |  | S | 1.7 | 0.9 | 1.7 | 1.7 | 0.2 | N |  |  | N | Electric Utility | 1 | X | DFO | NG
Petroleum Liquids.DFO | petroleum | TRUE | 19474 | City of Unionville - (MO) | 2164 | Unionville City of | MO | Putnam | 3 | Petroleum Liquids | IC |  | S | 0.2 | 0.9 | 0.2 | 0.2 | 0.1 | N |  |  | N | Electric Utility | 1 | X | DFO
Petroleum Liquids.DFO | petroleum | TRUE | 19474 | City of Unionville - (MO) | 2164 | Unionville City of | MO | Putnam | 4 | Petroleum Liquids | IC |  | S | 1 | 1 | 0.9 | 0.9 | 0.2 | N |  |  | N | Electric Utility | 1 | X | DFO
Petroleum Liquids.DFO | petroleum | TRUE | 19474 | City of Unionville - (MO) | 2164 | Unionville City of | MO | Putnam | 5 | Petroleum Liquids | IC |  | S | 0.3 | 1 | 0.3 | 0.3 | 0.1 | N |  |  | N | Electric Utility | 1 | X | DFO
Petroleum Liquids.DFO | petroleum | TRUE | 19474 | City of Unionville - (MO) | 2164 | Unionville City of | MO | Putnam | 6 | Petroleum Liquids | IC |  | S | 0.3 | 1 | 0.3 | 0.3 | 0.1 | N |  |  | N | Electric Utility | 1 | X | DFO
Petroleum Liquids.DFO | petroleum | TRUE | 19474 | City of Unionville - (MO) | 2164 | Unionville City of | MO | Putnam | 7 | Petroleum Liquids | IC |  | S | 1.1 | 1 | 0.9 | 0.9 | 0.2 | N |  |  | N | Electric Utility | 1 | X | DFO
Petroleum Liquids.DFO | petroleum | TRUE | 19474 | City of Unionville - (MO) | 2164 | Unionville City of | MO | Putnam | 8 | Petroleum Liquids | IC |  | S | 1.3 | 1 | 1.1 | 1.1 | 0.2 | N |  |  | N | Electric Utility | 1 | X | DFO | NG
Petroleum Liquids.DFO | petroleum | TRUE | 19474 | City of Unionville - (MO) | 2164 | Unionville City of | MO | Putnam | 9 | Petroleum Liquids | IC |  | S | 2 | 1 | 2 | 2 | 0.2 | N |  |  | N | Electric Utility | 1 | X | DFO
Conventional Hydroelectric.WAT | hydro | TRUE | 19647 | USCE-Little Rock District | 2166 | Table Rock | MO | Taney | 1 | Conventional Hydroelectric | HY |  | S | 50 | 0.95 | 53 | 53 | 15 | N |  |  | N | Electric Utility | 1 | X | WAT
Conventional Hydroelectric.WAT | hydro | TRUE | 19647 | USCE-Little Rock District | 2166 | Table Rock | MO | Taney | 2 | Conventional Hydroelectric | HY |  | S | 50 | 0.95 | 53 | 53 | 15 | N |  |  | N | Electric Utility | 1 | X | WAT
Conventional Hydroelectric.WAT | hydro | TRUE | 19647 | USCE-Little Rock District | 2166 | Table Rock | MO | Taney | 3 | Conventional Hydroelectric | HY |  | S | 50 | 0.95 | 57.5 | 57.5 | 15 | N |  |  | N | Electric Utility | 1 | X | WAT
Conventional Hydroelectric.WAT | hydro | TRUE | 19647 | USCE-Little Rock District | 2166 | Table Rock | MO | Taney | 4 | Conventional Hydroelectric | HY |  | S | 50 | 0.95 | 53 | 53 | 15 | N |  |  | N | Electric Utility | 1 | X | WAT
Conventional Steam Coal.RC | hard coal | TRUE | 924 | Associated Electric Coop, Inc | 2167 | New Madrid | MO | New Madrid | 1 | Conventional Steam Coal | ST |  | S | 650 | 0.9 | 575 | 599 | 175 | N |  |  | N | Electric Utility | 1 | X | RC
Conventional Steam Coal.RC | hard coal | TRUE | 924 | Associated Electric Coop, Inc | 2167 | New Madrid | MO | New Madrid | 2 | Conventional Steam Coal | ST |  | S | 650 | 0.9 | 566 | 586 | 175 | N |  |  | N | Electric Utility | 1 | X | RC
Conventional Steam Coal.RC | hard coal | TRUE | 924 | Associated Electric Coop, Inc | 2168 | Thomas Hill | MO | Randolph | 1 | Conventional Steam Coal | ST |  | S | 171.7 | 0.85 | 165 | 166 | 100 | N |  |  | N | Electric Utility | 1 | X | RC
Conventional Steam Coal.RC | hard coal | TRUE | 924 | Associated Electric Coop, Inc | 2168 | Thomas Hill | MO | Randolph | 2 | Conventional Steam Coal | ST |  | S | 272 | 0.85 | 268 | 276 | 150 | N |  |  | N | Electric Utility | 1 | X | RC
Conventional Steam Coal.RC | hard coal | TRUE | 924 | Associated Electric Coop, Inc | 2168 | Thomas Hill | MO | Randolph | 3 | Conventional Steam Coal | ST |  | S | 738 | 0.9 | 698 | 716 | 175 | N |  |  | N | Electric Utility | 1 | X | RC
Natural Gas Fired Combustion Turbine.NG | natural gas peaker | TRUE | 12199 | Montana-Dakota Utilities Co | 2176 | Glendive GT | MT | Dawson | GT-2 | Natural Gas Fired Combustion Turbine | GT |  | S | 43 | 0.85 | 40.1 | 43.2 | 10 | N |  |  | N | Electric Utility | 1 | X | NG | DFO
Natural Gas Fired Combustion Turbine.NG | natural gas peaker | TRUE | 12199 | Montana-Dakota Utilities Co | 2176 | Glendive GT | MT | Dawson | GT1 | Natural Gas Fired Combustion Turbine | GT |  | S | 40.7 | 0.9 | 34.8 | 40.9 | 9 | N |  |  | N | Electric Utility | 1 | X | NG | DFO
Natural Gas Fired Combustion Turbine.NG | natural gas peaker | TRUE | 12199 | Montana-Dakota Utilities Co | 2177 | Miles City GT | MT | Custer | 1 | Natural Gas Fired Combustion Turbine | GT |  | S | 23.3 | 0.9 | 23.6 | 27.5 | 7 | N |  |  | N | Electric Utility | 1 | X | NG | DFO
Conventional Hydroelectric.WAT | hydro | TRUE | 13902 | NorthWestern Energy (MT Hydro) | 2181 | Black Eagle | MT | Cascade | BLA1 | Conventional Hydroelectric | HY |  | S | 7.8 | 0.8 | 8.5 | 8.5 | 1 | Y |  |  | N | Electric Utility | 1 | X | WAT
Conventional Hydroelectric.WAT | hydro | TRUE | 13902 | NorthWestern Energy (MT Hydro) | 2181 | Black Eagle | MT | Cascade | BLA2 | Conventional Hydroelectric | HY |  | S | 7.8 | 0.8 | 7 | 7 | 1 | N |  |  | N | Electric Utility | 1 | X | WAT
Conventional Hydroelectric.WAT | hydro | TRUE | 13902 | NorthWestern Energy (MT Hydro) | 2181 | Black Eagle | MT | Cascade | BLA3 | Conventional Hydroelectric | HY |  | S | 8.4 | 0.8 | 7 | 7 | 1 | N |  |  | N | Electric Utility | 1 | X | WAT
Conventional Hydroelectric.WAT | hydro | TRUE | 13902 | NorthWestern Energy (MT Hydro) | 2182 | Cochrane | MT | Cascade | COC1 | Conventional Hydroelectric | HY |  | S | 28.4 | 0.8 | 31 | 31 | 1 | N |  |  | N | Electric Utility | 1 | X | WAT
Conventional Hydroelectric.WAT | hydro | TRUE | 13902 | NorthWestern Energy (MT Hydro) | 2182 | Cochrane | MT | Cascade | COC2 | Conventional Hydroelectric | HY |  | S | 32 | 0.9 | 32 | 32 | 1 | N |  |  | N | Electric Utility | 1 | X | WAT
Conventional Hydroelectric.WAT | hydro | TRUE | 13902 | NorthWestern Energy (MT Hydro) | 2185 | Hauser | MT | Lewis and Clark | HAU1 | Conventional Hydroelectric | HY |  | S | 2.8 | 1 | 2.8 | 2.8 | 1 | N | 6 | 2024 | N | Electric Utility | 1 | X | WAT
Conventional Hydroelectric.WAT | hydro | TRUE | 13902 | NorthWestern Energy (MT Hydro) | 2185 | Hauser | MT | Lewis and Clark | HAU11 | Conventional Hydroelectric | HY |  | S | 3.5 | 0.9 | 3.5 | 3.5 | 1 | N |  |  | N | Electric Utility | 1 | X | WAT
Conventional Hydroelectric.WAT | hydro | TRUE | 13902 | NorthWestern Energy (MT Hydro) | 2185 | Hauser | MT | Lewis and Clark | HAU3 | Conventional Hydroelectric | HY |  | S | 2.8 | 1 | 2.8 | 2.8 | 1 | N | 6 | 2026 | N | Electric Utility | 1 | X | WAT
Conventional Hydroelectric.WAT | hydro | TRUE | 13902 | NorthWestern Energy (MT Hydro) | 2185 | Hauser | MT | Lewis and Clark | HAU6 | Conventional Hydroelectric | HY |  | S | 3 | 0.8 | 3 | 3 | 1 | N |  |  | N | Electric Utility | 1 | X | WAT
Conventional Hydroelectric.WAT | hydro | TRUE | 13902 | NorthWestern Energy (MT Hydro) | 2185 | Hauser | MT | Lewis and Clark | HAU7 | Conventional Hydroelectric | HY |  | S | 3.5 | 0.9 | 3.5 | 3.5 | 1 | N |  |  | N | Electric Utility | 1 | X | WAT
Conventional Hydroelectric.WAT | hydro | TRUE | 13902 | NorthWestern Energy (MT Hydro) | 2185 | Hauser | MT | Lewis and Clark | HAU8 | Conventional Hydroelectric | HY |  | S | 3.5 | 0.9 | 3.5 | 3.5 | 1 | N |  |  | N | Electric Utility | 1 | X | WAT
Conventional Hydroelectric.WAT | hydro | TRUE | 13902 | NorthWestern Energy (MT Hydro) | 2186 | Holter | MT | Cascade | HOL1 | Conventional Hydroelectric | HY |  | S | 9.6 | 0.8 | 13.3 | 13.3 | 1 | N |  |  | N | Electric Utility | 1 | X | WAT
Conventional Hydroelectric.WAT | hydro | TRUE | 13902 | NorthWestern Energy (MT Hydro) | 2186 | Holter | MT | Cascade | HOL2 | Conventional Hydroelectric | HY |  | S | 9.6 | 0.8 | 13.3 | 13.3 | 1 | N |  |  | N | Electric Utility | 1 | X | WAT
Conventional Hydroelectric.WAT | hydro | TRUE | 13902 | NorthWestern Energy (MT Hydro) | 2186 | Holter | MT | Cascade | HOL3 | Conventional Hydroelectric | HY |  | S | 12 | 0.8 | 12 | 12 | 1 | Y |  |  | N | Electric Utility | 1 | X | WAT
Conventional Hydroelectric.WAT | hydro | TRUE | 13902 | NorthWestern Energy (MT Hydro) | 2186 | Holter | MT | Cascade | HOL4 | Conventional Hydroelectric | HY |  | S | 9.6 | 0.8 | 13.3 | 13.3 | 1 | N |  |  | N | Electric Utility | 1 | X | WAT
Conventional Hydroelectric.WAT | hydro | TRUE | 60973 | Energy Keepers Inc | 2188 | Selis Ksanka Qlispe | MT | Lake | KER1 | Conventional Hydroelectric | HY |  | S | 70.6 | 0.9 | 70.6 | 70.6 | 1 | N |  |  | N | Electric Utility | 1 | X | WAT
Conventional Hydroelectric.WAT | hydro | TRUE | 60973 | Energy Keepers Inc | 2188 | Selis Ksanka Qlispe | MT | Lake | KER2 | Conventional Hydroelectric | HY |  | S | 70.6 | 0.9 | 70.6 | 70.6 | 1 | N |  |  | N | Electric Utility | 1 | X | WAT
Conventional Hydroelectric.WAT | hydro | TRUE | 60973 | Energy Keepers Inc | 2188 | Selis Ksanka Qlispe | MT | Lake | KER3 | Conventional Hydroelectric | HY |  | S | 86.6 | 0.96 | 86.6 | 86.6 | 1 | N |  |  | N | Electric Utility | 1 | X | WAT
Conventional Hydroelectric.WAT | hydro | TRUE | 13902 | NorthWestern Energy (MT Hydro) | 2191 | Morony | MT | Cascade | MOR1 | Conventional Hydroelectric | HY |  | S | 31.5 | 0.9 | 24.5 | 24.5 | 1 | N |  |  | N | Electric Utility | 1 | X | WAT
Conventional Hydroelectric.WAT | hydro | TRUE | 13902 | NorthWestern Energy (MT Hydro) | 2191 | Morony | MT | Cascade | MOR2 | Conventional Hydroelectric | HY |  | S | 31.5 | 0.9 | 24.5 | 24.5 | 1 | N |  |  | N | Electric Utility | 1 | X | WAT
Conventional Hydroelectric.WAT | hydro | TRUE | 13902 | NorthWestern Energy (MT Hydro) | 2192 | Mystic | MT | Stillwater | MYS1 | Conventional Hydroelectric | HY |  | S | 6 | 0.8 | 6 | 6 | 1 | N |  |  | N | Electric Utility | 1 | X | WAT
Conventional Hydroelectric.WAT | hydro | TRUE | 13902 | NorthWestern Energy (MT Hydro) | 2192 | Mystic | MT | Stillwater | MYS2 | Conventional Hydroelectric | HY |  | S | 6 | 0.8 | 6 | 6 | 1 | N |  |  | N | Electric Utility | 1 | X | WAT
Conventional Hydroelectric.WAT | hydro | TRUE | 13902 | NorthWestern Energy (MT Hydro) | 2193 | Rainbow (MT) | MT | Cascade | RAI9 | Conventional Hydroelectric | HY |  | S | 59 | 0.9 | 64 | 64 | 1 | N |  |  | N | Electric Utility | 1 | X | WAT
Conventional Hydroelectric.WAT | hydro | TRUE | 13902 | NorthWestern Energy (MT Hydro) | 2194 | Ryan | MT | Cascade | RYA1 | Conventional Hydroelectric | HY |  | S | 9.2 | 0.8 | 12 | 12 | 1 | N |  |  | N | Electric Utility | 1 | X | WAT
Conventional Hydroelectric.WAT | hydro | TRUE | 13902 | NorthWestern Energy (MT Hydro) | 2194 | Ryan | MT | Cascade | RYA2 | Conventional Hydroelectric | HY |  | S | 9.2 | 0.8 | 12 | 12 | 1 | N |  |  | N | Electric Utility | 1 | X | WAT
Conventional Hydroelectric.WAT | hydro | TRUE | 13902 | NorthWestern Energy (MT Hydro) | 2194 | Ryan | MT | Cascade | RYA3 | Conventional Hydroelectric | HY |  | S | 9.2 | 0.8 | 12 | 12 | 1 | N |  |  | N | Electric Utility | 1 | X | WAT
Conventional Hydroelectric.WAT | hydro | TRUE | 13902 | NorthWestern Energy (MT Hydro) | 2194 | Ryan | MT | Cascade | RYA4 | Conventional Hydroelectric | HY |  | S | 9.2 | 0.8 | 12 | 12 | 1 | N |  |  | N | Electric Utility | 1 | X | WAT
Conventional Hydroelectric.WAT | hydro | TRUE | 13902 | NorthWestern Energy (MT Hydro) | 2194 | Ryan | MT | Cascade | RYA5 | Conventional Hydroelectric | HY |  | S | 9.2 | 0.8 | 11.5 | 11.5 | 1 | N |  |  | N | Electric Utility | 1 | X | WAT
Conventional Hydroelectric.WAT | hydro | TRUE | 13902 | NorthWestern Energy (MT Hydro) | 2194 | Ryan | MT | Cascade | RYA6 | Conventional Hydroelectric | HY |  | S | 9.2 | 0.8 | 12 | 12 | 1 | N |  |  | N | Electric Utility | 1 | X | WAT
Conventional Hydroelectric.WAT | hydro | TRUE | 13902 | NorthWestern Energy (MT Hydro) | 2195 | Thompson Falls | MT | Sanders | TF1 | Conventional Hydroelectric | HY |  | S | 7 | 0.8 | 7.5 | 7.5 | 1 | N |  |  | N | Electric Utility | 1 | X | WAT
Conventional Hydroelectric.WAT | hydro | TRUE | 13902 | NorthWestern Energy (MT Hydro) | 2195 | Thompson Falls | MT | Sanders | TF2 | Conventional Hydroelectric | HY |  | S | 7 | 0.8 | 6.5 | 6.5 | 1 | N |  |  | N | Electric Utility | 1 | X | WAT
Conventional Hydroelectric.WAT | hydro | TRUE | 13902 | NorthWestern Energy (MT Hydro) | 2195 | Thompson Falls | MT | Sanders | TF3 | Conventional Hydroelectric | HY |  | S | 7 | 0.8 | 7.5 | 7.5 | 1 | N |  |  | N | Electric Utility | 1 | X | WAT
Conventional Hydroelectric.WAT | hydro | TRUE | 13902 | NorthWestern Energy (MT Hydro) | 2195 | Thompson Falls | MT | Sanders | TF4 | Conventional Hydroelectric | HY |  | S | 6 | 0.8 | 6.5 | 6.5 | 1 | N |  |  | N | Electric Utility | 1 | X | WAT
Conventional Hydroelectric.WAT | hydro | TRUE | 13902 | NorthWestern Energy (MT Hydro) | 2195 | Thompson Falls | MT | Sanders | TF5 | Conventional Hydroelectric | HY |  | S | 7 | 0.8 | 6 | 6.5 | 1 | N |  |  | N | Electric Utility | 1 | X | WAT
Conventional Hydroelectric.WAT | hydro | TRUE | 13902 | NorthWestern Energy (MT Hydro) | 2195 | Thompson Falls | MT | Sanders | TF6 | Conventional Hydroelectric | HY |  | S | 7 | 0.8 | 6.5 | 6.5 | 1 | N |  |  | N | Electric Utility | 1 | X | WAT
Conventional Hydroelectric.WAT | hydro | TRUE | 13902 | NorthWestern Energy (MT Hydro) | 2195 | Thompson Falls | MT | Sanders | TF7 | Conventional Hydroelectric | HY |  | S | 57.1 | 0.9 | 53 | 53 | 10 | N |  |  | N | Electric Utility | 1 | X | WAT
Petroleum Liquids.DFO | petroleum | TRUE | 56815 | NorthWestern Energy (MT wind/thermal) | 2196 | Old Faithful | WY | Teton | 1 | Petroleum Liquids | IC |  | S | 1 | 0.8 | 1 | 1 | 0.3 | N |  |  | N | Electric Utility | 1 | X | DFO
Petroleum Liquids.DFO | petroleum | TRUE | 56815 | NorthWestern Energy (MT wind/thermal) | 2196 | Old Faithful | WY | Teton | 2 | Petroleum Liquids | IC |  | S | 1 | 0.8 | 1 | 1 | 0.3 | N |  |  | N | Electric Utility | 1 | X | DFO
Conventional Hydroelectric.WAT | hydro | TRUE | 20169 | Avista Corp | 2199 | Noxon Rapids | MT | Sanders | 1 | Conventional Hydroelectric | HY |  | S | 99 | 0.9 | 113.9 | 120.3 | 30 | N |  |  | N | Electric Utility | 1 | X | WAT
Conventional Hydroelectric.WAT | hydro | TRUE | 20169 | Avista Corp | 2199 | Noxon Rapids | MT | Sanders | 2 | Conventional Hydroelectric | HY |  | S | 76.8 | 0.9 | 105 | 120 | 30 | N |  |  | N | Electric Utility | 1 | X | WAT
Conventional Hydroelectric.WAT | hydro | TRUE | 20169 | Avista Corp | 2199 | Noxon Rapids | MT | Sanders | 3 | Conventional Hydroelectric | HY |  | S | 99 | 0.9 | 113.9 | 120 | 30 | N |  |  | N | Electric Utility | 1 | X | WAT
Conventional Hydroelectric.WAT | hydro | TRUE | 20169 | Avista Corp | 2199 | Noxon Rapids | MT | Sanders | 4 | Conventional Hydroelectric | HY |  | S | 99 | 0.9 | 113.9 | 120 | 30 | N |  |  | N | Electric Utility | 1 | X | WAT
Conventional Hydroelectric.WAT | hydro | TRUE | 20169 | Avista Corp | 2199 | Noxon Rapids | MT | Sanders | 5 | Conventional Hydroelectric | HY |  | S | 114 | 0.95 | 134 | 142.2 | 40 | N |  |  | N | Electric Utility | 1 | X | WAT
Conventional Hydroelectric.WAT | hydro | TRUE | 2518 | U S Bureau of Reclamation | 2203 | Hungry Horse | MT | Flathead | 1 | Conventional Hydroelectric | HY |  | S | 107 | 0.95 | 107 | 107 | 0 | N |  |  | N | Electric Utility | 1 | X | WAT
Conventional Hydroelectric.WAT | hydro | TRUE | 2518 | U S Bureau of Reclamation | 2203 | Hungry Horse | MT | Flathead | 2 | Conventional Hydroelectric | HY |  | S | 107 | 0.95 | 107 | 107 | 0 | N |  |  | N | Electric Utility | 1 | X | WAT
Conventional Hydroelectric.WAT | hydro | TRUE | 2518 | U S Bureau of Reclamation | 2203 | Hungry Horse | MT | Flathead | 3 | Conventional Hydroelectric | HY |  | S | 107 | 0.95 | 107 | 107 | 0 | N |  |  | N | Electric Utility | 1 | X | WAT
Conventional Hydroelectric.WAT | hydro | TRUE | 2518 | U S Bureau of Reclamation | 2203 | Hungry Horse | MT | Flathead | 4 | Conventional Hydroelectric | HY |  | S | 107 | 0.95 | 107 | 107 | 0 | N |  |  | N | Electric Utility | 1 | X | WAT
Conventional Hydroelectric.WAT | hydro | TRUE | 2518 | U S Bureau of Reclamation | 2204 | Yellowtail | MT | Big Horn | 1 | Conventional Hydroelectric | HY |  | S | 71.9 | 0.95 | 71.9 | 71.9 | 0 | N |  |  | N | Electric Utility | 1 | X | WAT
Conventional Hydroelectric.WAT | hydro | TRUE | 2518 | U S Bureau of Reclamation | 2204 | Yellowtail | MT | Big Horn | 2 | Conventional Hydroelectric | HY |  | S | 62.5 | 0.95 | 71.9 | 71.9 | 0 | Y |  |  | N | Electric Utility | 1 | X | WAT
Conventional Hydroelectric.WAT | hydro | TRUE | 2518 | U S Bureau of Reclamation | 2204 | Yellowtail | MT | Big Horn | 3 | Conventional Hydroelectric | HY |  | S | 71.9 | 0.95 | 71.9 | 71.9 | 0 | N |  |  | N | Electric Utility | 1 | X | WAT
Conventional Hydroelectric.WAT | hydro | TRUE | 2518 | U S Bureau of Reclamation | 2204 | Yellowtail | MT | Big Horn | 4 | Conventional Hydroelectric | HY |  | S | 71.9 | 0.95 | 71.8 | 71.8 | 0 | N |  |  | N | Electric Utility | 1 | X | WAT
Natural Gas Internal Combustion Engine.NG | natural gas peaker | TRUE | 695 | City of Ansley - (NE) | 2214 | Ansley | NE | Custer | 2 | Natural Gas Internal Combustion Engine | IC |  | S | 0.9 | 0.8 | 0.8 | 0.8 | 0.3 | N |  |  | N | Electric Utility | 1 | X | NG | DFO
Petroleum Liquids.DFO | petroleum | TRUE | 695 | City of Ansley - (NE) | 2214 | Ansley | NE | Custer | 3 | Petroleum Liquids | IC |  | S | 0.6 | 0.8 | 0.5 | 0.5 | 0.3 | N |  |  | N | Electric Utility | 1 | X | DFO
Natural Gas Internal Combustion Engine.NG | natural gas peaker | TRUE | 993 | Auburn Board of Public Works | 2215 | Auburn | NE | Nemaha | 1 | Natural Gas Internal Combustion Engine | IC |  | S | 2.4 | 0.8 | 2.2 | 2.4 | 1 | N |  |  | N | Electric Utility | 1 | X | NG | DFO
Natural Gas Internal Combustion Engine.NG | natural gas peaker | TRUE | 993 | Auburn Board of Public Works | 2215 | Auburn | NE | Nemaha | 2 | Natural Gas Internal Combustion Engine | IC |  | S | 1 | 0.8 | 0.9 | 1 | 0.7 | N |  |  | N | Electric Utility | 1 | X | NG | DFO
Natural Gas Internal Combustion Engine.NG | natural gas peaker | TRUE | 993 | Auburn Board of Public Works | 2215 | Auburn | NE | Nemaha | 4A | Natural Gas Internal Combustion Engine | IC |  | S | 3.7 | 0.8 | 3.7 | 3.7 | 2.5 | N |  |  | N | Electric Utility | 1 | X | NG | DFO
Natural Gas Internal Combustion Engine.NG | natural gas peaker | TRUE | 993 | Auburn Board of Public Works | 2215 | Auburn | NE | Nemaha | 5 | Natural Gas Internal Combustion Engine | IC |  | S | 3.3 | 0.8 | 3 | 3.3 | 1.8 | N |  |  | N | Electric Utility | 1 | X | NG | DFO
Natural Gas Internal Combustion Engine.NG | natural gas peaker | TRUE | 993 | Auburn Board of Public Works | 2215 | Auburn | NE | Nemaha | 6 | Natural Gas Internal Combustion Engine | IC |  | S | 2.7 | 0.8 | 2.5 | 2.7 | 1.5 | N |  |  | N | Electric Utility | 1 | X | NG | DFO
Natural Gas Internal Combustion Engine.NG | natural gas peaker | TRUE | 993 | Auburn Board of Public Works | 2215 | Auburn | NE | Nemaha | 7 | Natural Gas Internal Combustion Engine | IC |  | S | 5.6 | 0.8 | 5.2 | 5.6 | 3.5 | N |  |  | N | Electric Utility | 1 | X | NG | DFO
Petroleum Liquids.DFO | petroleum | TRUE | 1435 | City of Beaver City - (NE) | 2217 | Beaver City | NE | Furnas | 1 | Petroleum Liquids | IC |  | S | 0.5 | 0.8 | 0.4 | 0.4 | 0.1 | N |  |  | N | Electric Utility | 1 | X | DFO | NG
Natural Gas Internal Combustion Engine.NG | natural gas peaker | TRUE | 1435 | City of Beaver City - (NE) | 2217 | Beaver City | NE | Furnas | 2 | Natural Gas Internal Combustion Engine | IC |  | S | 0.3 | 0.8 | 0.3 | 0.3 | 0.1 | N |  |  | N | Electric Utility | 1 | X | NG | DFO
Petroleum Liquids.DFO | petroleum | TRUE | 1435 | City of Beaver City - (NE) | 2217 | Beaver City | NE | Furnas | 3 | Petroleum Liquids | IC |  | S | 0.3 | 0.8 | 0.2 | 0.2 | 0.1 | N |  |  | N | Electric Utility | 1 | X | DFO
Natural Gas Internal Combustion Engine.NG | natural gas peaker | TRUE | 1435 | City of Beaver City - (NE) | 2217 | Beaver City | NE | Furnas | 4 | Natural Gas Internal Combustion Engine | IC |  | S | 0.9 | 0.8 | 0.8 | 0.9 | 0.1 | N |  |  | N | Electric Utility | 1 | X | NG | DFO
Petroleum Liquids.DFO | petroleum | TRUE | 2277 | City of Broken Bow - (NE) | 2221 | Broken Bow | NE | Custer | 1 | Petroleum Liquids | IC |  | S | 0.5 | 0.8 | 0.5 | 0.5 | 0.1 | N |  |  | N | Electric Utility | 1 | X | DFO
Natural Gas Internal Combustion Engine.NG | natural gas peaker | TRUE | 2277 | City of Broken Bow - (NE) | 2221 | Broken Bow | NE | Custer | 2 | Natural Gas Internal Combustion Engine | IC |  | S | 3.5 | 0.8 | 3.5 | 3.5 | 0.5 | N |  |  | N | Electric Utility | 1 | X | NG | DFO
Petroleum Liquids.DFO | petroleum | TRUE | 2277 | City of Broken Bow - (NE) | 2221 | Broken Bow | NE | Custer | 3 | Petroleum Liquids | IC |  | S | 0.8 | 0.8 | 0.7 | 0.7 | 0.1 | N |  |  | N | Electric Utility | 1 | X | DFO
Natural Gas Internal Combustion Engine.NG | natural gas peaker | TRUE | 2277 | City of Broken Bow - (NE) | 2221 | Broken Bow | NE | Custer | 4 | Natural Gas Internal Combustion Engine | IC |  | S | 0.8 | 0.8 | 0.7 | 0.7 | 0.3 | N |  |  | N | Electric Utility | 1 | X | NG | DFO
Natural Gas Internal Combustion Engine.NG | natural gas peaker | TRUE | 2277 | City of Broken Bow - (NE) | 2221 | Broken Bow | NE | Custer | 5 | Natural Gas Internal Combustion Engine | IC |  | S | 1 | 0.8 | 1 | 1 | 0.4 | N |  |  | N | Electric Utility | 1 | X | NG | DFO
Natural Gas Internal Combustion Engine.NG | natural gas peaker | TRUE | 2277 | City of Broken Bow - (NE) | 2221 | Broken Bow | NE | Custer | 6 | Natural Gas Internal Combustion Engine | IC |  | S | 2.1 | 0.8 | 2 | 2 | 0.5 | N |  |  | N | Electric Utility | 1 | X | NG | DFO
Petroleum Liquids.DFO | petroleum | TRUE | 2609 | City of Burwell - (NE) | 2222 | Burwell | NE | Garfield | 1 | Petroleum Liquids | IC |  | S | 1.3 | 0.9 | 1.3 | 1.3 | 0.1 | N |  |  | N | Electric Utility | 1 | X | DFO
Petroleum Liquids.DFO | petroleum | TRUE | 2609 | City of Burwell - (NE) | 2222 | Burwell | NE | Garfield | 2 | Petroleum Liquids | IC |  | S | 1.1 | 0.9 | 1.1 | 1.1 | 0.1 | N |  |  | N | Electric Utility | 1 | X | DFO
Petroleum Liquids.DFO | petroleum | TRUE | 2609 | City of Burwell - (NE) | 2222 | Burwell | NE | Garfield | 3 | Petroleum Liquids | IC |  | S | 0.9 | 0.9 | 0.9 | 0.9 | 0.1 | N |  |  | N | Electric Utility | 1 | X | DFO
Petroleum Liquids.DFO | petroleum | TRUE | 2609 | City of Burwell - (NE) | 2222 | Burwell | NE | Garfield | 4 | Petroleum Liquids | IC |  | S | 0.6 | 0.9 | 0.6 | 0.6 | 0.1 | N |  |  | N | Electric Utility | 1 | X | DFO
Petroleum Liquids.DFO | petroleum | TRUE | 2888 | City of Cambridge - (NE) | 2223 | Cambridge | NE | Furnas | CAT1 | Petroleum Liquids | IC |  | S | 2 | 1 | 2 | 2 | 0.1 | N |  |  | N | Electric Utility | 1 | X | DFO
Petroleum Liquids.DFO | petroleum | TRUE | 2888 | City of Cambridge - (NE) | 2223 | Cambridge | NE | Furnas | CAT2 | Petroleum Liquids | IC |  | S | 2 | 1 | 2 | 2 | 0.1 | N |  |  | N | Electric Utility | 1 | X | DFO
Petroleum Liquids.DFO | petroleum | TRUE | 2931 | Village of Campbell - (NE) | 2225 | Campbell Village | NE | Franklin | IC4 | Petroleum Liquids | IC |  | S | 1 | 1 | 1 | 1 | 1 | N |  |  | N | Electric Utility | 1 | X | DFO
Natural Gas Steam Turbine.NG | natural gas steam turbine | TRUE | 13337 | Nebraska Public Power District | 2226 | Canaday | NE | Gosper | 1 | Natural Gas Steam Turbine | ST |  | S | 108.8 | 0.85 | 99.3 | 99.3 | 0 | N |  |  | N | Electric Utility | 1 | X | NG
Conventional Hydroelectric.WAT | hydro | TRUE | 3271 | Central Nebraska Pub P&I Dist | 2227 | Jeffrey | NE | Lincoln | 1 | Conventional Hydroelectric | HY |  | S | 10.8 | 0.9 | 10.5 | 10.5 | 2 | N |  |  | N | Electric Utility | 1 | X | WAT
Conventional Hydroelectric.WAT | hydro | TRUE | 3271 | Central Nebraska Pub P&I Dist | 2227 | Jeffrey | NE | Lincoln | 2 | Conventional Hydroelectric | HY |  | S | 10.8 | 0.9 | 10.5 | 10.5 | 2 | N |  |  | N | Electric Utility | 1 | X | WAT
Conventional Hydroelectric.WAT | hydro | TRUE | 3271 | Central Nebraska Pub P&I Dist | 2228 | Johnson 1 | NE | Gosper | 1 | Conventional Hydroelectric | HY |  | S | 10.8 | 0.9 | 10 | 10 | 2 | N |  |  | N | Electric Utility | 1 | X | WAT
Conventional Hydroelectric.WAT | hydro | TRUE | 3271 | Central Nebraska Pub P&I Dist | 2228 | Johnson 1 | NE | Gosper | 2 | Conventional Hydroelectric | HY |  | S | 10.8 | 0.9 | 10 | 10 | 2 | N |  |  | N | Electric Utility | 1 | X | WAT
Conventional Hydroelectric.WAT | hydro | TRUE | 3271 | Central Nebraska Pub P&I Dist | 2229 | Johnson 2 | NE | Gosper | 1 | Conventional Hydroelectric | HY |  | S | 22.5 | 0.9 | 22.5 | 22.5 | 3 | N |  |  | N | Electric Utility | 1 | X | WAT
Petroleum Liquids.DFO | petroleum | TRUE | 3373 | City of Chappell - (NE) | 2230 | Chappell | NE | Deuel | 5 | Petroleum Liquids | IC |  | S | 1.1 | 0.9 | 1 | 1 | 0.1 | N |  |  | N | Electric Utility | 1 | X | DFO
Petroleum Liquids.DFO | petroleum | TRUE | 4527 | City of Crete | 2231 | Crete | NE | Saline | 7 | Petroleum Liquids | IC |  | S | 6 | 0.9 | 6 | 6.1 | 6 | N |  |  | N | Electric Utility | 1 | X | DFO | NG
Natural Gas Internal Combustion Engine.NG | natural gas peaker | TRUE | 4661 | City of Curtis - (NE) | 2232 | Curtis | NE | Frontier | 2 | Natural Gas Internal Combustion Engine | IC |  | S | 0.9 | 0.9 | 0.8 | 0.8 | 0.1 | N |  |  | N | Electric Utility | 1 | X | NG | DFO
Natural Gas Internal Combustion Engine.NG | natural gas peaker | TRUE | 4661 | City of Curtis - (NE) | 2232 | Curtis | NE | Frontier | 3 | Natural Gas Internal Combustion Engine | IC |  | S | 1.1 | 0.9 | 1 | 1 | 0.1 | N |  |  | N | Electric Utility | 1 | X | NG | DFO
Natural Gas Internal Combustion Engine.NG | natural gas peaker | TRUE | 4661 | City of Curtis - (NE) | 2232 | Curtis | NE | Frontier | 4 | Natural Gas Internal Combustion Engine | IC |  | S | 1.4 | 0.9 | 1.2 | 1.2 | 0.1 | N |  |  | N | Electric Utility | 1 | X | NG | DFO
Natural Gas Internal Combustion Engine.NG | natural gas peaker | TRUE | 4836 | City of David City | 2233 | David City | NE | Butler | 1 | Natural Gas Internal Combustion Engine | IC |  | S | 1.5 | 0.8 | 1.3 | 1.3 | 0 | N |  |  | N | Electric Utility | 1 | X | NG | DFO
Petroleum Liquids.DFO | petroleum | TRUE | 4836 | City of David City | 2233 | David City | NE | Butler | 2 | Petroleum Liquids | IC |  | S | 1 | 0.8 | 0.8 | 0.8 | 0 | N |  |  | N | Electric Utility | 1 | X | DFO
Natural Gas Internal Combustion Engine.NG | natural gas peaker | TRUE | 4836 | City of David City | 2233 | David City | NE | Butler | 3 | Natural Gas Internal Combustion Engine | IC |  | S | 1 | 0.8 | 0.9 | 0.9 | 0 | N |  |  | N | Electric Utility | 1 | X | NG | DFO
Natural Gas Internal Combustion Engine.NG | natural gas peaker | TRUE | 4836 | City of David City | 2233 | David City | NE | Butler | 4 | Natural Gas Internal Combustion Engine | IC |  | S | 2.3 | 0.8 | 1.8 | 1.8 | 0 | N |  |  | N | Electric Utility | 1 | X | NG | DFO
Petroleum Liquids.DFO | petroleum | TRUE | 4836 | City of David City | 2233 | David City | NE | Butler | 5 | Petroleum Liquids | IC |  | S | 1.6 | 0.8 | 1.3 | 1.3 | 0 | N |  |  | N | Electric Utility | 1 | X | DFO
Petroleum Liquids.DFO | petroleum | TRUE | 4836 | City of David City | 2233 | David City | NE | Butler | 6 | Petroleum Liquids | IC |  | S | 1.6 | 0.8 | 1.3 | 1.3 | 0 | N |  |  | N | Electric Utility | 1 | X | DFO
Petroleum Liquids.DFO | petroleum | TRUE | 4836 | City of David City | 2233 | David City | NE | Butler | 7 | Petroleum Liquids | IC |  | S | 1.6 | 0.8 | 1.3 | 1.3 | 0 | N |  |  | N | Electric Utility | 1 | X | DFO
Petroleum Liquids.DFO | petroleum | TRUE | 5097 | City of Deshler - (NE) | 2234 | Deshler | NE | Thayer | 4 | Petroleum Liquids | IC |  | S | 0.6 | 0.8 | 0.6 | 0.6 | 0.1 | N |  |  | N | Electric Utility | 1 | X | DFO
Petroleum Liquids.DFO | petroleum | TRUE | 5097 | City of Deshler - (NE) | 2234 | Deshler | NE | Thayer | 5 | Petroleum Liquids | IC |  | S | 1.1 | 0.8 | 1.1 | 1.1 | 0.3 | N |  |  | N | Electric Utility | 1 | X | DFO
Natural Gas Internal Combustion Engine.NG | natural gas peaker | TRUE | 5850 | City of Emerson - (NE) | 2235 | Emerson | NE | Dixon | 2 | Natural Gas Internal Combustion Engine | IC |  | S | 1.1 | 1 | 1.1 | 1.1 | 0.2 | N |  |  | N | Electric Utility | 1 | X | NG | DFO
Petroleum Liquids.DFO | petroleum | TRUE | 5850 | City of Emerson - (NE) | 2235 | Emerson | NE | Dixon | 3 | Petroleum Liquids | IC |  | S | 0.1 | 1 | 0.1 | 0.1 | 0.1 | N |  |  | N | Electric Utility | 1 | X | DFO | NG
Natural Gas Internal Combustion Engine.NG | natural gas peaker | TRUE | 5850 | City of Emerson - (NE) | 2235 | Emerson | NE | Dixon | 4 | Natural Gas Internal Combustion Engine | IC |  | S | 0.4 | 1 | 0.4 | 0.4 | 0.1 | N |  |  | N | Electric Utility | 1 | X | NG | DFO
Petroleum Liquids.DFO | petroleum | TRUE | 6175 | City of Falls City - (NE) | 2237 | Falls City | NE | Richardson | 1 | Petroleum Liquids | IC |  | S | 0.6 | 0.85 | 0.6 | 0.6 | 0.4 | N |  |  | N | Electric Utility | 1 | X | DFO
Petroleum Liquids.DFO | petroleum | TRUE | 6175 | City of Falls City - (NE) | 2237 | Falls City | NE | Richardson | 2 | Petroleum Liquids | IC |  | S | 0.9 | 0.85 | 0.9 | 0.9 | 0.5 | N |  |  | N | Electric Utility | 1 | X | DFO
Natural Gas Internal Combustion Engine.NG | natural gas peaker | TRUE | 6175 | City of Falls City - (NE) | 2237 | Falls City | NE | Richardson | 3 | Natural Gas Internal Combustion Engine | IC |  | S | 2.7 | 0.85 | 2.3 | 2.3 | 1.5 | N |  |  | N | Electric Utility | 1 | X | NG | DFO
Natural Gas Internal Combustion Engine.NG | natural gas peaker | TRUE | 6175 | City of Falls City - (NE) | 2237 | Falls City | NE | Richardson | 4 | Natural Gas Internal Combustion Engine | IC |  | S | 1.1 | 0.85 | 0.8 | 0.8 | 0.5 | N |  |  | N | Electric Utility | 1 | X | NG | DFO
Natural Gas Internal Combustion Engine.NG | natural gas peaker | TRUE | 6175 | City of Falls City - (NE) | 2237 | Falls City | NE | Richardson | 5 | Natural Gas Internal Combustion Engine | IC |  | S | 2 | 0.85 | 1.4 | 1.4 | 0.8 | N |  |  | N | Electric Utility | 1 | X | NG | DFO
Natural Gas Internal Combustion Engine.NG | natural gas peaker | TRUE | 6175 | City of Falls City - (NE) | 2237 | Falls City | NE | Richardson | 6 | Natural Gas Internal Combustion Engine | IC |  | S | 2.5 | 0.85 | 2 | 2 | 1.4 | N |  |  | N | Electric Utility | 1 | X | NG | DFO
Natural Gas Internal Combustion Engine.NG | natural gas peaker | TRUE | 6175 | City of Falls City - (NE) | 2237 | Falls City | NE | Richardson | 7 | Natural Gas Internal Combustion Engine | IC |  | S | 6.2 | 0.85 | 5.9 | 5.9 | 4 | N |  |  | N | Electric Utility | 1 | X | NG | DFO
Natural Gas Internal Combustion Engine.NG | natural gas peaker | TRUE | 6175 | City of Falls City - (NE) | 2237 | Falls City | NE | Richardson | 8 | Natural Gas Internal Combustion Engine | IC |  | S | 6 | 0.85 | 6 | 6 | 3.8 | N |  |  | N | Electric Utility | 1 | X | NG | DFO
Natural Gas Internal Combustion Engine.NG | natural gas peaker | TRUE | 6175 | City of Falls City - (NE) | 2237 | Falls City | NE | Richardson | 9 | Natural Gas Internal Combustion Engine | IC |  | S | 9.3 | 0.8 | 9.3 | 9.3 | 3.9 | N |  |  | N | Electric Utility | 1 | X | NG | DFO
Natural Gas Internal Combustion Engine.NG | natural gas peaker | TRUE | 6723 | City of Franklin - (NE) | 2238 | Franklin (NE) | NE | Franklin | 1 | Natural Gas Internal Combustion Engine | IC |  | S | 0.6 | 0.8 | 0.6 | 0.6 | 0.2 | N |  |  | N | Electric Utility | 1 | X | NG | DFO
Natural Gas Internal Combustion Engine.NG | natural gas peaker | TRUE | 6723 | City of Franklin - (NE) | 2238 | Franklin (NE) | NE | Franklin | 2 | Natural Gas Internal Combustion Engine | IC |  | S | 1.3 | 0.8 | 1.3 | 1.3 | 0.2 | N |  |  | N | Electric Utility | 1 | X | NG | NG
Natural Gas Internal Combustion Engine.NG | natural gas peaker | TRUE | 6723 | City of Franklin - (NE) | 2238 | Franklin (NE) | NE | Franklin | 3 | Natural Gas Internal Combustion Engine | IC |  | S | 1.1 | 0.8 | 1.1 | 1.1 | 0.2 | N |  |  | N | Electric Utility | 1 | X | NG | DFO
Natural Gas Internal Combustion Engine.NG | natural gas peaker | TRUE | 6723 | City of Franklin - (NE) | 2238 | Franklin (NE) | NE | Franklin | 4 | Natural Gas Internal Combustion Engine | IC |  | S | 0.9 | 0.8 | 0.9 | 0.9 | 0.2 | N |  |  | N | Electric Utility | 1 | X | NG | DFO
Natural Gas Fired Combustion Turbine.NG | natural gas peaker | TRUE | 6779 | City of Fremont - (NE) | 2240 | Lon Wright | NE | Dodge | 5OT | Natural Gas Fired Combustion Turbine | GT |  | S | 40 | 0.9 | 38 | 40 | 20 | N |  |  | N | Electric Utility | 1 | X | NG | DFO
Conventional Steam Coal.SUB | hard coal | TRUE | 6779 | City of Fremont - (NE) | 2240 | Lon Wright | NE | Dodge | 6 | Conventional Steam Coal | ST |  | S | 16.5 | 0.85 | 15.5 | 15.5 | 6 | N |  |  | N | Electric Utility | 1 | X | SUB | NG | PG
Conventional Steam Coal.SUB | hard coal | TRUE | 6779 | City of Fremont - (NE) | 2240 | Lon Wright | NE | Dodge | 7 | Conventional Steam Coal | ST |  | S | 22 | 0.85 | 21 | 21 | 6 | N |  |  | N | Electric Utility | 1 | X | SUB | NG | PG
Conventional Steam Coal.SUB | hard coal | TRUE | 6779 | City of Fremont - (NE) | 2240 | Lon Wright | NE | Dodge | 8 | Conventional Steam Coal | ST |  | S | 91.5 | 0.9 | 82 | 82 | 30 | N |  |  | N | Electric Utility | 1 | X | SUB | NG | PG
Solar Photovoltaic.SUN | solar PV | TRUE | 6779 | City of Fremont - (NE) | 2240 | Lon Wright | NE | Dodge | SLR1 | Solar Photovoltaic | PV |  | S | 1.3 |  | 1.3 | 1.3 |  | N |  |  | N | Electric Utility | 1 | X | SUN
Solar Photovoltaic.SUN | solar PV | TRUE | 6779 | City of Fremont - (NE) | 2240 | Lon Wright | NE | Dodge | SLR2 | Solar Photovoltaic | PV |  | S | 1 |  | 1 | 1 |  | N |  |  | N | Electric Utility | 1 | X | SUN
Natural Gas Fired Combustion Turbine.NG | natural gas peaker | TRUE | 40606 | City of Grand Island - (NE) | 2241 | C W Burdick | NE | Hall | GT1 | Natural Gas Fired Combustion Turbine | GT |  | S | 16 | 0.85 | 13.6 | 14.8 | 4 | N |  |  | N | Electric Utility | 1 | X | NG | DFO
Natural Gas Fired Combustion Turbine.NG | natural gas peaker | TRUE | 40606 | City of Grand Island - (NE) | 2241 | C W Burdick | NE | Hall | GT2 | Natural Gas Fired Combustion Turbine | GT |  | S | 63.4 | 0.85 | 34 | 40 | 5 | N |  |  | N | Electric Utility | 1 | X | NG | DFO
Natural Gas Fired Combustion Turbine.NG | natural gas peaker | TRUE | 40606 | City of Grand Island - (NE) | 2241 | C W Burdick | NE | Hall | GT3 | Natural Gas Fired Combustion Turbine | GT |  | S | 63.4 | 0.85 | 34 | 40 | 5 | N |  |  | N | Electric Utility | 1 | X | NG | DFO
Natural Gas Fired Combustion Turbine.NG | natural gas peaker | TRUE | 8245 | City of Hastings - (NE) | 2243 | Don Henry | NE | Adams | 1 | Natural Gas Fired Combustion Turbine | GT |  | S | 22 | 0.9 | 18 | 18 | 5 | N |  |  | N | Electric Utility | 1 | X | NG | DFO
Natural Gas Steam Turbine.NG | natural gas steam turbine | TRUE | 8245 | City of Hastings - (NE) | 2244 | North Denver | NE | Adams | 4 | Natural Gas Steam Turbine | ST |  | S | 17 | 0.85 | 15 | 15 | 6 | N |  |  | N | Electric Utility | 1 | X | NG | DFO
Natural Gas Steam Turbine.NG | natural gas steam turbine | TRUE | 8245 | City of Hastings - (NE) | 2244 | North Denver | NE | Adams | 5 | Natural Gas Steam Turbine | ST |  | S | 22 | 0.85 | 24 | 24 | 7 | N |  |  | N | Electric Utility | 1 | X | NG | DFO
Petroleum Liquids.DFO | petroleum | TRUE | 10260 | City of Kimball - (NE) | 2248 | Kimball | NE | Kimball | 1 | Petroleum Liquids | IC |  | S | 1 | 0.8 | 0.7 | 0.8 | 0.5 | N |  |  | N | Electric Utility | 1 | X | DFO
Petroleum Liquids.DFO | petroleum | TRUE | 10260 | City of Kimball - (NE) | 2248 | Kimball | NE | Kimball | 2 | Petroleum Liquids | IC |  | S | 1 | 0.8 | 0.7 | 0.8 | 0.5 | N |  |  | N | Electric Utility | 1 | X | DFO
Petroleum Liquids.DFO | petroleum | TRUE | 10260 | City of Kimball - (NE) | 2248 | Kimball | NE | Kimball | 3 | Petroleum Liquids | IC |  | S | 1.3 | 0.8 | 1 | 1.1 | 0.7 | N |  |  | N | Electric Utility | 1 | X | DFO
Petroleum Liquids.DFO | petroleum | TRUE | 10260 | City of Kimball - (NE) | 2248 | Kimball | NE | Kimball | 4 | Petroleum Liquids | IC |  | S | 1.3 | 0.8 | 1 | 1.1 | 0.7 | N |  |  | N | Electric Utility | 1 | X | DFO
Petroleum Liquids.DFO | petroleum | TRUE | 10260 | City of Kimball - (NE) | 2248 | Kimball | NE | Kimball | 5 | Petroleum Liquids | IC |  | S | 1.1 | 0.8 | 0.6 | 0.6 | 0.5 | N |  |  | N | Electric Utility | 1 | X | DFO
Petroleum Liquids.DFO | petroleum | TRUE | 10260 | City of Kimball - (NE) | 2248 | Kimball | NE | Kimball | 6 | Petroleum Liquids | IC |  | S | 3.9 | 0.8 | 3.6 | 3.7 | 2 | N |  |  | N | Electric Utility | 1 | X | DFO
Natural Gas Internal Combustion Engine.NG | natural gas peaker | TRUE | 10760 | City of Laurel - (NE) | 2249 | Laurel | NE | Cedar | 1 | Natural Gas Internal Combustion Engine | IC |  | S | 1.3 | 0.9 | 1.1 | 1.2 | 0.1 | N |  |  | N | Electric Utility | 1 | X | NG | DFO
Natural Gas Internal Combustion Engine.NG | natural gas peaker | TRUE | 10760 | City of Laurel - (NE) | 2249 | Laurel | NE | Cedar | 2 | Natural Gas Internal Combustion Engine | IC |  | S | 0.9 | 0.9 | 0.7 | 0.8 | 0.1 | N |  |  | N | Electric Utility | 1 | X | NG | DFO
Natural Gas Internal Combustion Engine.NG | natural gas peaker | TRUE | 10760 | City of Laurel - (NE) | 2249 | Laurel | NE | Cedar | 7 | Natural Gas Internal Combustion Engine | IC |  | S | 1.3 | 0.9 | 1.1 | 1.2 | 0.1 | N |  |  | N | Electric Utility | 1 | X | NG | DFO
Natural Gas Fired Combustion Turbine.NG | natural gas peaker | TRUE | 11018 | Lincoln Electric System | 2250 | J Street | NE | Lancaster | 1 | Natural Gas Fired Combustion Turbine | GT |  | S | 27 | 0.85 | 29.3 | 31.7 | 4 | N |  |  | N | Electric Utility | 1 | X | NG | DFO
Petroleum Liquids.DFO | petroleum | TRUE | 11372 | City of Lyons - (NE) | 2253 | Lyons | NE | Burt | 2 | Petroleum Liquids | IC |  | S | 0.5 | 0.9 | 0.2 | 0.2 | 0.2 | N |  |  | N | Electric Utility | 1 | X | DFO
Petroleum Liquids.DFO | petroleum | TRUE | 11372 | City of Lyons - (NE) | 2253 | Lyons | NE | Burt | 3 | Petroleum Liquids | IC |  | S | 0.8 | 0.9 | 0.3 | 0.3 | 0.2 | N |  |  | N | Electric Utility | 1 | X | DFO
Petroleum Liquids.DFO | petroleum | TRUE | 11372 | City of Lyons - (NE) | 2253 | Lyons | NE | Burt | 4A | Petroleum Liquids | IC |  | S | 1.2 | 0.9 | 0.6 | 0.6 | 0.4 | N |  |  | N | Electric Utility | 1 | X | DFO
Natural Gas Internal Combustion Engine.NG | natural gas peaker | TRUE | 13334 | City of Nebraska City | 2255 | Nebraska City # 1 | NE | Otoe | 10 | Natural Gas Internal Combustion Engine | IC |  | S | 6.5 | 0.8 | 5.8 | 5.8 | 4 | N |  |  | N | Electric Utility | 1 | X | NG | DFO
Petroleum Liquids.DFO | petroleum | TRUE | 13334 | City of Nebraska City | 2255 | Nebraska City # 1 | NE | Otoe | 2 | Petroleum Liquids | IC |  | S | 1.5 | 0.8 | 1 | 1 | 1 | N |  |  | N | Electric Utility | 1 | X | DFO
Natural Gas Internal Combustion Engine.NG | natural gas peaker | TRUE | 13334 | City of Nebraska City | 2255 | Nebraska City # 1 | NE | Otoe | 3 | Natural Gas Internal Combustion Engine | IC |  | S | 2.5 | 0.8 | 2 | 2 | 2 | N |  |  | N | Electric Utility | 1 | X | NG | DFO
Natural Gas Internal Combustion Engine.NG | natural gas peaker | TRUE | 13334 | City of Nebraska City | 2255 | Nebraska City # 1 | NE | Otoe | 4 | Natural Gas Internal Combustion Engine | IC |  | S | 3.1 | 0.8 | 2.7 | 2.7 | 2.5 | N |  |  | N | Electric Utility | 1 | X | NG | DFO
Natural Gas Internal Combustion Engine.NG | natural gas peaker | TRUE | 13334 | City of Nebraska City | 2255 | Nebraska City # 1 | NE | Otoe | 5 | Natural Gas Internal Combustion Engine | IC |  | S | 2 | 0.8 | 1.7 | 1.7 | 1.5 | N |  |  | N | Electric Utility | 1 | X | NG | DFO
Natural Gas Internal Combustion Engine.NG | natural gas peaker | TRUE | 13334 | City of Nebraska City | 2255 | Nebraska City # 1 | NE | Otoe | 8 | Natural Gas Internal Combustion Engine | IC |  | S | 4.1 | 0.8 | 3.6 | 3.6 | 3 | N |  |  | N | Electric Utility | 1 | X | NG | DFO
Natural Gas Internal Combustion Engine.NG | natural gas peaker | TRUE | 13334 | City of Nebraska City | 2255 | Nebraska City # 1 | NE | Otoe | 9 | Natural Gas Internal Combustion Engine | IC |  | S | 6.4 | 0.8 | 5.8 | 5.8 | 4 | N |  |  | N | Electric Utility | 1 | X | NG | DFO
Natural Gas Internal Combustion Engine.NG | natural gas peaker | TRUE | 13334 | City of Nebraska City | 2256 | Syracuse # 2 | NE | Otoe | 6 | Natural Gas Internal Combustion Engine | IC |  | S | 2 | 0.8 | 1.6 | 1.6 | 1.6 | N |  |  | N | Electric Utility | 1 | X | NG | DFO
Natural Gas Internal Combustion Engine.NG | natural gas peaker | TRUE | 13334 | City of Nebraska City | 2256 | Syracuse # 2 | NE | Otoe | 7 | Natural Gas Internal Combustion Engine | IC |  | S | 2 | 0.8 | 1.6 | 1.6 | 1.6 | N |  |  | N | Electric Utility | 1 | X | NG | DFO
Conventional Hydroelectric.WAT | hydro | TRUE | 11251 | Loup River Public Power Dist | 2260 | Columbus | NE | Platte | 1 | Conventional Hydroelectric | HY |  | S | 15.2 | 0.95 | 15 | 15 | 0 | N |  |  | N | Electric Utility | 1 | X | WAT
Conventional Hydroelectric.WAT | hydro | TRUE | 11251 | Loup River Public Power Dist | 2260 | Columbus | NE | Platte | 2 | Conventional Hydroelectric | HY |  | S | 15.2 | 0.95 | 15 | 15 | 0 | N |  |  | N | Electric Utility | 1 | X | WAT
Conventional Hydroelectric.WAT | hydro | TRUE | 11251 | Loup River Public Power Dist | 2260 | Columbus | NE | Platte | 3 | Conventional Hydroelectric | HY |  | S | 15.2 | 0.95 | 15 | 15 | 0 | N |  |  | N | Electric Utility | 1 | X | WAT
Petroleum Liquids.DFO | petroleum | TRUE | 13337 | Nebraska Public Power District | 2265 | Hallam | NE | Lancaster | 1 | Petroleum Liquids | GT |  | S | 56.7 | 0.9 | 41.9 | 41.9 | 0 | N |  |  | N | Electric Utility | 1 | X | DFO | NG
Petroleum Liquids.DFO | petroleum | TRUE | 13337 | Nebraska Public Power District | 2266 | Hebron | NE | Thayer | 1 | Petroleum Liquids | GT |  | S | 56.7 | 0.9 | 41.9 | 41.9 | 0 | N |  |  | N | Electric Utility | 1 | X | DFO
Conventional Hydroelectric.WAT | hydro | TRUE | 13337 | Nebraska Public Power District | 2268 | Kearney | NE | Buffalo | 1 | Conventional Hydroelectric | HY |  | S | 1.5 | 0.9 | 1 | 1 | 0 | N |  |  | N | Electric Utility | 1 | X | WAT
Petroleum Liquids.DFO | petroleum | TRUE | 13337 | Nebraska Public Power District | 2271 | McCook | NE | Red Willow | 1 | Petroleum Liquids | GT |  | S | 56.7 | 0.9 | 39.7 | 39.7 | 0 | N |  |  | N | Electric Utility | 1 | X | DFO
Conventional Hydroelectric.WAT | hydro | TRUE | 11251 | Loup River Public Power Dist | 2273 | Monroe (NE) | NE | Platte | 1 | Conventional Hydroelectric | HY |  | S | 2.8 | 0.95 | 1 | 1 | 0 | N |  |  | N | Electric Utility | 1 | X | WAT
Conventional Hydroelectric.WAT | hydro | TRUE | 11251 | Loup River Public Power Dist | 2273 | Monroe (NE) | NE | Platte | 2 | Conventional Hydroelectric | HY |  | S | 2.8 | 0.95 | 1 | 1 | 0 | N |  |  | N | Electric Utility | 1 | X | WAT
Conventional Hydroelectric.WAT | hydro | TRUE | 11251 | Loup River Public Power Dist | 2273 | Monroe (NE) | NE | Platte | 3 | Conventional Hydroelectric | HY |  | S | 2.8 | 0.95 | 1 | 1 | 0 | N |  |  | N | Electric Utility | 1 | X | WAT
Conventional Hydroelectric.WAT | hydro | TRUE | 13337 | Nebraska Public Power District | 2274 | North Platte | NE | Lincoln | 1 | Conventional Hydroelectric | HY |  | S | 13.1 | 0.9 | 12 | 12 | 0 | N |  |  | N | Electric Utility | 1 | X | WAT
Conventional Hydroelectric.WAT | hydro | TRUE | 13337 | Nebraska Public Power District | 2274 | North Platte | NE | Lincoln | 2 | Conventional Hydroelectric | HY |  | S | 13.1 | 0.9 | 12 | 12 | 0 | N |  |  | N | Electric Utility | 1 | X | WAT
Conventional Steam Coal.SUB | hard coal | TRUE | 13337 | Nebraska Public Power District | 2277 | Sheldon | NE | Lancaster | 1 | Conventional Steam Coal | ST |  | S | 108.8 | 0.85 | 104 | 104 | 0 | N |  |  | N | Electric Utility | 1 | X | SUB
Conventional Steam Coal.SUB | hard coal | TRUE | 13337 | Nebraska Public Power District | 2277 | Sheldon | NE | Lancaster | 2 | Conventional Steam Coal | ST |  | S | 119.9 | 0.85 | 113 | 113 | 0 | N |  |  | N | Electric Utility | 1 | X | SUB
Petroleum Liquids.DFO | petroleum | TRUE | 14127 | Omaha Public Power District | 2290 | Jones Street | NE | Douglas | 1 | Petroleum Liquids | GT |  | S | 65 | 0.9 | 61.2 | 61.2 | 23 | N |  |  | N | Electric Utility | 1 | X | DFO
Petroleum Liquids.DFO | petroleum | TRUE | 14127 | Omaha Public Power District | 2290 | Jones Street | NE | Douglas | 2 | Petroleum Liquids | GT |  | S | 65 | 0.9 | 62.2 | 62.2 | 23 | N |  |  | N | Electric Utility | 1 | X | DFO
Natural Gas Steam Turbine.NG | natural gas steam turbine | TRUE | 14127 | Omaha Public Power District | 2291 | North Omaha | NE | Douglas | 1 | Natural Gas Steam Turbine | ST |  | S | 73.5 | 0.8 | 63 |  | 38 | N | 12 | 2026 | N | Electric Utility | 1 | X | NG
Natural Gas Steam Turbine.NG | natural gas steam turbine | TRUE | 14127 | Omaha Public Power District | 2291 | North Omaha | NE | Douglas | 2 | Natural Gas Steam Turbine | ST |  | S | 108.8 | 0.85 | 83.4 |  | 55 | N | 12 | 2026 | N | Electric Utility | 1 | X | NG
Natural Gas Steam Turbine.NG | natural gas steam turbine | TRUE | 14127 | Omaha Public Power District | 2291 | North Omaha | NE | Douglas | 3 | Natural Gas Steam Turbine | ST |  | S | 108.8 | 0.85 | 92.5 | 42.6 | 55 | N | 12 | 2026 | N | Electric Utility | 1 | X | NG
Conventional Steam Coal.SUB | hard coal | TRUE | 14127 | Omaha Public Power District | 2291 | North Omaha | NE | Douglas | 4 | Conventional Steam Coal | ST |  | S | 136 | 0.85 | 117.7 | 101.8 | 61 | N |  |  | N | Electric Utility | 1 | X | SUB | NG
Conventional Steam Coal.SUB | hard coal | TRUE | 14127 | Omaha Public Power District | 2291 | North Omaha | NE | Douglas | 5 | Conventional Steam Coal | ST |  | S | 217.6 | 0.85 | 216.2 | 174.9 | 75 | N |  |  | N | Electric Utility | 1 | X | SUB | NG
Natural Gas Fired Combustion Turbine.NG | natural gas peaker | TRUE | 14127 | Omaha Public Power District | 2292 | Sarpy County | NE | Sarpy | 1 | Natural Gas Fired Combustion Turbine | GT |  | S | 55.4 | 0.9 | 55.4 | 55.4 | 22 | N |  |  | N | Electric Utility | 1 | X | NG | DFO
Natural Gas Fired Combustion Turbine.NG | natural gas peaker | TRUE | 14127 | Omaha Public Power District | 2292 | Sarpy County | NE | Sarpy | 2 | Natural Gas Fired Combustion Turbine | GT |  | S | 55.4 | 0.9 | 55.9 | 55.9 | 22 | N |  |  | N | Electric Utility | 1 | X | NG | DFO
Natural Gas Fired Combustion Turbine.NG | natural gas peaker | TRUE | 14127 | Omaha Public Power District | 2292 | Sarpy County | NE | Sarpy | 3 | Natural Gas Fired Combustion Turbine | GT |  | S | 106.3 | 0.85 | 107.8 | 107.8 | 54 | N |  |  | N | Electric Utility | 1 | X | NG | DFO
Natural Gas Fired Combustion Turbine.NG | natural gas peaker | TRUE | 14127 | Omaha Public Power District | 2292 | Sarpy County | NE | Sarpy | 4 | Natural Gas Fired Combustion Turbine | GT |  | S | 58.9 | 0.85 | 48.7 | 48.7 | 30 | N |  |  | N | Electric Utility | 1 | X | NG | DFO
Natural Gas Fired Combustion Turbine.NG | natural gas peaker | TRUE | 14127 | Omaha Public Power District | 2292 | Sarpy County | NE | Sarpy | 5 | Natural Gas Fired Combustion Turbine | GT |  | S | 58.9 | 0.85 | 47.9 | 47.9 | 24 | N |  |  | N | Electric Utility | 1 | X | NG | DFO
Petroleum Liquids.DFO | petroleum | TRUE | 14127 | Omaha Public Power District | 2292 | Sarpy County | NE | Sarpy | BSD | Petroleum Liquids | IC |  | S | 3.5 | 0.8 | 3.4 | 3.4 | 3.4 | N |  |  | N | Electric Utility | 1 | X | DFO
Petroleum Liquids.DFO | petroleum | TRUE | 14172 | City of Ord - (NE) | 2294 | Ord | NE | Valley | 1 | Petroleum Liquids | IC |  | S | 5 | 0.8 | 5 | 5 | 0 | N |  |  | N | Electric Utility | 1 | X | DFO | NG
Petroleum Liquids.DFO | petroleum | TRUE | 14172 | City of Ord - (NE) | 2294 | Ord | NE | Valley | 2 | Petroleum Liquids | IC |  | S | 1.5 | 0.8 | 1 | 1 | 0 | N |  |  | N | Electric Utility | 1 | X | DFO | NG
Petroleum Liquids.DFO | petroleum | TRUE | 14172 | City of Ord - (NE) | 2294 | Ord | NE | Valley | 3 | Petroleum Liquids | IC |  | S | 2.5 | 0.8 | 2 | 2 | 0 | N |  |  | N | Electric Utility | 1 | X | DFO | NG
Petroleum Liquids.DFO | petroleum | TRUE | 14172 | City of Ord - (NE) | 2294 | Ord | NE | Valley | 4A | Petroleum Liquids | IC |  | S | 1.5 | 0.8 | 1.4 | 1.4 | 0 | N |  |  | N | Electric Utility | 1 | X | DFO
Petroleum Liquids.DFO | petroleum | TRUE | 14172 | City of Ord - (NE) | 2294 | Ord | NE | Valley | 5A | Petroleum Liquids | IC |  | S | 1.5 | 0.8 | 1.4 | 1.4 | 0 | N |  |  | N | Electric Utility | 1 | X | DFO
Natural Gas Internal Combustion Engine.NG | natural gas peaker | TRUE | 14277 | Village of Oxford - (NE) | 2295 | Oxford (NE) | NE | Furnas | 2 | Natural Gas Internal Combustion Engine | IC |  | S | 0.6 | 0.8 | 0.5 | 0.6 | 0.3 | N |  |  | N | Electric Utility | 1 | X | NG | DFO
Natural Gas Internal Combustion Engine.NG | natural gas peaker | TRUE | 14277 | Village of Oxford - (NE) | 2295 | Oxford (NE) | NE | Furnas | 3 | Natural Gas Internal Combustion Engine | IC |  | S | 0.9 | 0.8 | 0.8 | 0.9 | 0.5 | N |  |  | N | Electric Utility | 1 | X | NG | DFO
Natural Gas Internal Combustion Engine.NG | natural gas peaker | TRUE | 14277 | Village of Oxford - (NE) | 2295 | Oxford (NE) | NE | Furnas | 4 | Natural Gas Internal Combustion Engine | IC |  | S | 0.6 | 0.8 | 0.5 | 0.6 | 0.3 | N |  |  | N | Electric Utility | 1 | X | NG | DFO
Natural Gas Internal Combustion Engine.NG | natural gas peaker | TRUE | 14277 | Village of Oxford - (NE) | 2295 | Oxford (NE) | NE | Furnas | 5 | Natural Gas Internal Combustion Engine | IC |  | S | 1.3 | 0.8 | 1.2 | 1.3 | 0.3 | N |  |  | N | Electric Utility | 1 | X | NG | DFO
Petroleum Liquids.DFO | petroleum | TRUE | 14656 | City of Pender - (NE) | 2296 | Pender | NE | Thurston | 1 | Petroleum Liquids | IC |  | S | 1.5 | 1 | 1.2 | 1.2 | 1.1 | N |  |  | N | Electric Utility | 1 | X | DFO | NG
Petroleum Liquids.DFO | petroleum | TRUE | 14656 | City of Pender - (NE) | 2296 | Pender | NE | Thurston | 2 | Petroleum Liquids | IC |  | S | 2 | 1 | 2 | 2 | 1.8 | N |  |  | N | Electric Utility | 1 | X | DFO | NG
Petroleum Liquids.DFO | petroleum | TRUE | 14656 | City of Pender - (NE) | 2296 | Pender | NE | Thurston | 3 | Petroleum Liquids | IC |  | S | 0.5 | 1 | 0.5 | 0.5 | 0.5 | N |  |  | N | Electric Utility | 1 | X | DFO | NG
Petroleum Liquids.DFO | petroleum | TRUE | 14656 | City of Pender - (NE) | 2296 | Pender | NE | Thurston | 4 | Petroleum Liquids | IC |  | S | 0.9 | 1 | 0.8 | 0.8 | 0.8 | N |  |  | N | Electric Utility | 1 | X | DFO | NG
Petroleum Liquids.DFO | petroleum | TRUE | 13698 | North Central Public Pwr Dist | 2297 | Plainview Muncipal Power | NE | Pierce | 1 | Petroleum Liquids | IC |  | W | 1.1 | 0.88 | 1.1 | 1.1 | 1.1 | N | 1 | 2023 | N | Electric Utility | 1 | X | DFO
Petroleum Liquids.DFO | petroleum | TRUE | 13698 | North Central Public Pwr Dist | 2297 | Plainview Muncipal Power | NE | Pierce | 3 | Petroleum Liquids | IC |  | W | 0.9 | 0.8 | 0.9 | 0.9 | 0.9 | N | 1 | 2023 | N | Electric Utility | 1 | X | DFO
Petroleum Liquids.DFO | petroleum | TRUE | 13698 | North Central Public Pwr Dist | 2297 | Plainview Muncipal Power | NE | Pierce | 4 | Petroleum Liquids | IC |  | W | 1.2 | 0.8 | 1.2 | 1.2 | 1.2 | N | 1 | 2023 | N | Electric Utility | 1 | X | DFO
Petroleum Liquids.DFO | petroleum | TRUE | 13698 | North Central Public Pwr Dist | 2297 | Plainview Muncipal Power | NE | Pierce | 5 | Petroleum Liquids | IC |  | W | 1.8 | 0.8 | 1.8 | 1.8 | 1.8 | N | 1 | 2023 | N | Electric Utility | 1 | X | DFO
Petroleum Liquids.DFO | petroleum | TRUE | 15773 | City of Red Cloud - (NE) | 2299 | Red Cloud | NE | Webster | 2 | Petroleum Liquids | IC |  | S | 0.9 | 0.9 | 0.6 | 0.6 | 0.1 | N |  |  | N | Electric Utility | 1 | X | DFO
Petroleum Liquids.DFO | petroleum | TRUE | 15773 | City of Red Cloud - (NE) | 2299 | Red Cloud | NE | Webster | 3 | Petroleum Liquids | IC |  | S | 1.3 | 0.9 | 1.2 | 1.2 | 0.1 | N |  |  | N | Electric Utility | 1 | X | DFO
Petroleum Liquids.DFO | petroleum | TRUE | 15773 | City of Red Cloud - (NE) | 2299 | Red Cloud | NE | Webster | 4 | Petroleum Liquids | IC |  | S | 1.3 | 0.9 | 1.2 | 1.2 | 0.1 | N |  |  | N | Electric Utility | 1 | X | DFO
Petroleum Liquids.DFO | petroleum | TRUE | 15773 | City of Red Cloud - (NE) | 2299 | Red Cloud | NE | Webster | 5 | Petroleum Liquids | IC |  | S | 2.2 | 0.9 | 2.2 | 2.2 | 0.1 | N |  |  | N | Electric Utility | 1 | X | DFO
Petroleum Liquids.DFO | petroleum | TRUE | 16667 | City of Sargent - (NE) | 2300 | Sargent | NE | Custer | 1 | Petroleum Liquids | IC |  | S | 1.1 | 0.95 | 1.1 | 1.1 | 0.6 | N |  |  | N | Electric Utility | 1 | X | DFO | NG
Petroleum Liquids.DFO | petroleum | TRUE | 16667 | City of Sargent - (NE) | 2300 | Sargent | NE | Custer | 3 | Petroleum Liquids | IC |  | S | 0.9 | 0.95 | 0.9 | 0.9 | 0.5 | N |  |  | N | Electric Utility | 1 | X | DFO | NG
Petroleum Liquids.DFO | petroleum | TRUE | 16667 | City of Sargent - (NE) | 2300 | Sargent | NE | Custer | 4 | Petroleum Liquids | IC |  | S | 0.4 | 0.95 | 0.4 | 0.4 | 0.2 | N |  |  | N | Electric Utility | 1 | X | DFO | NG
Natural Gas Internal Combustion Engine.NG | natural gas peaker | TRUE | 17149 | City of Sidney - (NE) | 2302 | Sidney (NE) | NE | Cheyenne | 1 | Natural Gas Internal Combustion Engine | IC |  | S | 1.2 | 0.9 | 1 | 1.1 | 0.1 | N |  |  | N | Electric Utility | 1 | X | NG | DFO
Petroleum Liquids.DFO | petroleum | TRUE | 17149 | City of Sidney - (NE) | 2302 | Sidney (NE) | NE | Cheyenne | 3 | Petroleum Liquids | IC |  | S | 0.8 | 0.9 | 0.6 | 0.6 | 0.1 | N |  |  | N | Electric Utility | 1 | X | DFO
Natural Gas Internal Combustion Engine.NG | natural gas peaker | TRUE | 17149 | City of Sidney - (NE) | 2302 | Sidney (NE) | NE | Cheyenne | 5 | Natural Gas Internal Combustion Engine | IC |  | S | 3.1 | 0.9 | 2.5 | 2.5 | 0.1 | N |  |  | N | Electric Utility | 1 | X | NG | DFO
Conventional Hydroelectric.WAT | hydro | TRUE | 17727 | Village of Spalding - (NE) | 2303 | Spalding | NE | Greeley | 1 | Conventional Hydroelectric | HY |  | S | 0.1 | 0.8 | 0.1 | 0.1 | 0.1 | N |  |  | N | Electric Utility | 1 | X | WAT
Conventional Hydroelectric.WAT | hydro | TRUE | 17727 | Village of Spalding - (NE) | 2303 | Spalding | NE | Greeley | 2 | Conventional Hydroelectric | HY |  | S | 0.1 | 0.8 | 0.1 | 0.1 | 0.1 | N |  |  | N | Electric Utility | 1 | X | WAT
Petroleum Liquids.DFO | petroleum | TRUE | 17727 | Village of Spalding - (NE) | 2303 | Spalding | NE | Greeley | 4 | Petroleum Liquids | IC |  | S | 0.2 | 0.8 | 0.2 | 0.2 | 0.1 | N |  |  | N | Electric Utility | 1 | X | DFO
Petroleum Liquids.DFO | petroleum | TRUE | 17727 | Village of Spalding - (NE) | 2303 | Spalding | NE | Greeley | 5 | Petroleum Liquids | IC |  | S | 0.4 | 0.8 | 0.4 | 0.4 | 0.1 | N |  |  | N | Electric Utility | 1 | X | DFO
Petroleum Liquids.DFO | petroleum | TRUE | 17727 | Village of Spalding - (NE) | 2303 | Spalding | NE | Greeley | 6 | Petroleum Liquids | IC |  | S | 1.3 | 0.8 | 1.3 | 1.3 | 0.3 | N |  |  | N | Electric Utility | 1 | X | DFO
Natural Gas Internal Combustion Engine.NG | natural gas peaker | TRUE | 18230 | City of Stuart - (NE) | 2305 | Stuart (NE) | NE | Holt | 1 | Natural Gas Internal Combustion Engine | IC |  | S | 0.7 | 0.8 | 0.7 | 0.7 | 0.1 | N |  |  | N | Electric Utility | 1 | X | NG | DFO
Petroleum Liquids.DFO | petroleum | TRUE | 18230 | City of Stuart - (NE) | 2305 | Stuart (NE) | NE | Holt | 2 | Petroleum Liquids | IC |  | S | 0.2 | 0.8 | 0.2 | 0.2 | 0.1 | N |  |  | N | Electric Utility | 1 | X | DFO
Petroleum Liquids.DFO | petroleum | TRUE | 18230 | City of Stuart - (NE) | 2305 | Stuart (NE) | NE | Holt | 3 | Petroleum Liquids | IC |  | S | 0.2 | 0.8 | 0.2 | 0.2 | 0.1 | N |  |  | N | Electric Utility | 1 | X | DFO
Petroleum Liquids.DFO | petroleum | TRUE | 18230 | City of Stuart - (NE) | 2305 | Stuart (NE) | NE | Holt | 5 | Petroleum Liquids | IC |  | S | 0.8 | 0.8 | 0.8 | 0.8 | 0.1 | N |  |  | N | Electric Utility | 1 | X | DFO
Petroleum Liquids.DFO | petroleum | TRUE | 18525 | City of Tecumseh | 2308 | Tecumseh | NE | Johnson | 1 | Petroleum Liquids | IC |  | S | 0.7 | 0.9 | 0.6 | 0.6 | 0.1 | N |  |  | N | Electric Utility | 1 | X | DFO
Petroleum Liquids.DFO | petroleum | TRUE | 18525 | City of Tecumseh | 2308 | Tecumseh | NE | Johnson | 2 | Petroleum Liquids | IC |  | S | 1.5 | 0.9 | 1.4 | 1.4 | 0.1 | N |  |  | N | Electric Utility | 1 | X | DFO | NG
Petroleum Liquids.DFO | petroleum | TRUE | 18525 | City of Tecumseh | 2308 | Tecumseh | NE | Johnson | 3 | Petroleum Liquids | IC |  | S | 1.1 | 0.9 | 1 | 1 | 0.1 | N |  |  | N | Electric Utility | 1 | X | DFO | NG
Petroleum Liquids.DFO | petroleum | TRUE | 18525 | City of Tecumseh | 2308 | Tecumseh | NE | Johnson | 4 | Petroleum Liquids | IC |  | S | 1.3 | 0.9 | 1.2 | 1.2 | 0.1 | N |  |  | N | Electric Utility | 1 | X | DFO | NG
Natural Gas Internal Combustion Engine.NG | natural gas peaker | TRUE | 18525 | City of Tecumseh | 2308 | Tecumseh | NE | Johnson | 5A | Natural Gas Internal Combustion Engine | IC |  | S | 2.4 | 0.9 | 2.4 | 2.4 | 0.1 | N |  |  | N | Electric Utility | 1 | X | NG | DFO
Natural Gas Internal Combustion Engine.NG | natural gas peaker | TRUE | 19968 | City of Wahoo - (NE) | 2310 | Wahoo | NE | Saunders | 1 | Natural Gas Internal Combustion Engine | IC |  | S | 2.5 | 0.8 | 2.1 | 2.1 | 0.5 | N |  |  | N | Electric Utility | 1 | X | NG | DFO
Petroleum Liquids.DFO | petroleum | TRUE | 19968 | City of Wahoo - (NE) | 2310 | Wahoo | NE | Saunders | 2 | Petroleum Liquids | IC |  | S | 0.5 | 0.8 | 0.4 | 0.4 | 0.1 | N |  |  | N | Electric Utility | 1 | X | DFO
Natural Gas Internal Combustion Engine.NG | natural gas peaker | TRUE | 19968 | City of Wahoo - (NE) | 2310 | Wahoo | NE | Saunders | 3 | Natural Gas Internal Combustion Engine | IC |  | S | 4.4 | 0.8 | 4.4 | 4.4 | 1 | N |  |  | N | Electric Utility | 1 | X | NG | DFO
Natural Gas Internal Combustion Engine.NG | natural gas peaker | TRUE | 19968 | City of Wahoo - (NE) | 2310 | Wahoo | NE | Saunders | 4 | Natural Gas Internal Combustion Engine | IC |  | S | 1.2 | 0.8 | 1.1 | 1.1 | 0.2 | N |  |  | N | Electric Utility | 1 | X | NG | DFO
Natural Gas Internal Combustion Engine.NG | natural gas peaker | TRUE | 19968 | City of Wahoo - (NE) | 2310 | Wahoo | NE | Saunders | 5 | Natural Gas Internal Combustion Engine | IC |  | S | 2.1 | 0.8 | 2.2 | 2.2 | 0.5 | N |  |  | N | Electric Utility | 1 | X | NG | DFO
Natural Gas Internal Combustion Engine.NG | natural gas peaker | TRUE | 19968 | City of Wahoo - (NE) | 2310 | Wahoo | NE | Saunders | 6 | Natural Gas Internal Combustion Engine | IC |  | S | 3.5 | 0.8 | 3.4 | 3.4 | 1 | N |  |  | N | Electric Utility | 1 | X | NG | DFO
Petroleum Liquids.DFO | petroleum | TRUE | 19980 | City of Wakefield - (NE) | 2311 | Wakefield | NE | Dixon | 2 | Petroleum Liquids | IC |  | S | 0.6 | 0.8 | 0.5 | 0.5 | 0.5 | N |  |  | N | Electric Utility | 1 | X | DFO | NG
Petroleum Liquids.DFO | petroleum | TRUE | 19980 | City of Wakefield - (NE) | 2311 | Wakefield | NE | Dixon | 5 | Petroleum Liquids | IC |  | S | 1.3 | 0.8 | 1 | 1 | 1 | N |  |  | N | Electric Utility | 1 | X | DFO | NG
Petroleum Liquids.DFO | petroleum | TRUE | 19980 | City of Wakefield - (NE) | 2311 | Wakefield | NE | Dixon | 6 | Petroleum Liquids | IC |  | S | 1.3 | 0.8 | 1.1 | 1.1 | 1.1 | N |  |  | N | Electric Utility | 1 | X | DFO | NG
Petroleum Liquids.DFO | petroleum | TRUE | 19980 | City of Wakefield - (NE) | 2311 | Wakefield | NE | Dixon | IC4 | Petroleum Liquids | IC |  | S | 0.9 | 0.8 | 0.6 | 0.6 | 0.6 | N |  |  | N | Electric Utility | 1 | X | DFO | NG
Petroleum Liquids.DFO | petroleum | TRUE | 20219 | City of Wayne | 2312 | Wayne IC | NE | Wayne | 1 | Petroleum Liquids | IC |  | S | 1.3 | 0.8 | 0.8 | 0.8 | 0 | N |  |  | N | Electric Utility | 1 | X | DFO
Petroleum Liquids.DFO | petroleum | TRUE | 20219 | City of Wayne | 2312 | Wayne IC | NE | Wayne | 2 | Petroleum Liquids | IC |  | S | 1 | 0.8 | 0.9 | 0.9 | 0 | N |  |  | N | Electric Utility | 1 | X | DFO
Petroleum Liquids.DFO | petroleum | TRUE | 20219 | City of Wayne | 2312 | Wayne IC | NE | Wayne | 3 | Petroleum Liquids | IC |  | S | 1.9 | 0.8 | 1.8 | 1.8 | 0 | N |  |  | N | Electric Utility | 1 | X | DFO
Petroleum Liquids.DFO | petroleum | TRUE | 20219 | City of Wayne | 2312 | Wayne IC | NE | Wayne | 4 | Petroleum Liquids | IC |  | S | 2 | 0.8 | 1.9 | 1.9 | 0 | N |  |  | N | Electric Utility | 1 | X | DFO
Petroleum Liquids.DFO | petroleum | TRUE | 20219 | City of Wayne | 2312 | Wayne IC | NE | Wayne | 5 | Petroleum Liquids | IC |  | S | 3.5 | 0.8 | 3.3 | 3.3 | 0 | N |  |  | N | Electric Utility | 1 | X | DFO
Petroleum Liquids.DFO | petroleum | TRUE | 20219 | City of Wayne | 2312 | Wayne IC | NE | Wayne | 6 | Petroleum Liquids | IC |  | S | 5.1 | 0.8 | 4.9 | 4.9 | 0 | N |  |  | N | Electric Utility | 1 | X | DFO
Petroleum Liquids.DFO | petroleum | TRUE | 20219 | City of Wayne | 2312 | Wayne IC | NE | Wayne | 7 | Petroleum Liquids | IC |  | S | 3.5 | 0.8 | 3.3 | 3.3 | 0 | N |  |  | N | Electric Utility | 1 | X | DFO
Petroleum Liquids.DFO | petroleum | TRUE | 20219 | City of Wayne | 2312 | Wayne IC | NE | Wayne | 8 | Petroleum Liquids | IC |  | S | 3.5 | 0.8 | 3.3 | 3.3 | 0 | N |  |  | N | Electric Utility | 1 | X | DFO
Natural Gas Internal Combustion Engine.NG | natural gas peaker | TRUE | 20397 | City of West Point - (NE) | 2313 | West Point Municipal | NE | Cuming | 2 | Natural Gas Internal Combustion Engine | IC |  | S | 0.9 | 0.8 | 0.9 | 0.9 | 0.4 | N |  |  | N | Electric Utility | 1 | X | NG | DFO
Natural Gas Internal Combustion Engine.NG | natural gas peaker | TRUE | 20397 | City of West Point - (NE) | 2313 | West Point Municipal | NE | Cuming | 3 | Natural Gas Internal Combustion Engine | IC |  | S | 1.2 | 0.8 | 1.2 | 1.2 | 0.6 | N |  |  | N | Electric Utility | 1 | X | NG | DFO
Natural Gas Internal Combustion Engine.NG | natural gas peaker | TRUE | 20397 | City of West Point - (NE) | 2313 | West Point Municipal | NE | Cuming | 4 | Natural Gas Internal Combustion Engine | IC |  | S | 2.3 | 0.8 | 2.3 | 2.3 | 1.2 | N |  |  | N | Electric Utility | 1 | X | NG | DFO
Petroleum Liquids.DFO | petroleum | TRUE | 20632 | City of Wilber | 2315 | Wilber | NE | Saline | 4 | Petroleum Liquids | IC |  | S | 1.1 | 0.9 | 0.9 | 0.9 | 0.1 | N |  |  | N | Electric Utility | 1 | X | DFO
Petroleum Liquids.DFO | petroleum | TRUE | 20632 | City of Wilber | 2315 | Wilber | NE | Saline | 5 | Petroleum Liquids | IC |  | S | 0.9 | 0.9 | 0.6 | 0.6 | 0.1 | N |  |  | N | Electric Utility | 1 | X | DFO
Petroleum Liquids.DFO | petroleum | TRUE | 20632 | City of Wilber | 2315 | Wilber | NE | Saline | 6 | Petroleum Liquids | IC |  | S | 1.6 | 0.9 | 1.6 | 1.6 | 0.1 | N |  |  | N | Electric Utility | 1 | X | DFO
Petroleum Liquids.DFO | petroleum | TRUE | 20880 | City of Wisner | 2316 | Wisner | NE | Cuming | 3 | Petroleum Liquids | IC |  | S | 0.8 | 0.9 | 0.8 | 0.8 | 0.1 | N |  |  | N | Electric Utility | 1 | X | DFO
Petroleum Liquids.DFO | petroleum | TRUE | 20880 | City of Wisner | 2316 | Wisner | NE | Cuming | 4 | Petroleum Liquids | IC |  | S | 1.5 | 0.9 | 1.5 | 1.5 | 0.1 | N |  |  | N | Electric Utility | 1 | X | DFO
Petroleum Liquids.DFO | petroleum | TRUE | 20880 | City of Wisner | 2316 | Wisner | NE | Cuming | 5 | Petroleum Liquids | IC |  | S | 1.5 | 0.9 | 1.5 | 1.5 | 0.1 | N |  |  | N | Electric Utility | 1 | X | DFO
Natural Gas Fired Combined Cycle.NG | natural gas combined cycle | TRUE | 13407 | Nevada Power Co | 2322 | Clark (NVE) | NV | Clark | 10 | Natural Gas Fired Combined Cycle | CA | PB1 | S | 104.4 | 0.9 | 85 | 88 | 32 | N |  |  | N | Electric Utility | 1 | X | NG
Natural Gas Fired Combustion Turbine.NG | natural gas peaker | TRUE | 13407 | Nevada Power Co | 2322 | Clark (NVE) | NV | Clark | 11 | Natural Gas Fired Combustion Turbine | GT |  | S | 60.5 | 0.85 | 52 | 57 | 50 | N |  |  | N | Electric Utility | 1 | X | NG
Natural Gas Fired Combustion Turbine.NG | natural gas peaker | TRUE | 13407 | Nevada Power Co | 2322 | Clark (NVE) | NV | Clark | 12 | Natural Gas Fired Combustion Turbine | GT |  | S | 60.5 | 0.85 | 52 | 57 | 50 | N |  |  | N | Electric Utility | 1 | X | NG
Natural Gas Fired Combustion Turbine.NG | natural gas peaker | TRUE | 13407 | Nevada Power Co | 2322 | Clark (NVE) | NV | Clark | 13 | Natural Gas Fired Combustion Turbine | GT |  | S | 60.5 | 0.85 | 52 | 57 | 50 | N |  |  | N | Electric Utility | 1 | X | NG
Natural Gas Fired Combustion Turbine.NG | natural gas peaker | TRUE | 13407 | Nevada Power Co | 2322 | Clark (NVE) | NV | Clark | 14 | Natural Gas Fired Combustion Turbine | GT |  | S | 60.5 | 0.85 | 52 | 57 | 50 | N |  |  | N | Electric Utility | 1 | X | NG
Natural Gas Fired Combustion Turbine.NG | natural gas peaker | TRUE | 13407 | Nevada Power Co | 2322 | Clark (NVE) | NV | Clark | 15 | Natural Gas Fired Combustion Turbine | GT |  | S | 60.5 | 0.85 | 52 | 57 | 50 | N |  |  | N | Electric Utility | 1 | X | NG
Natural Gas Fired Combustion Turbine.NG | natural gas peaker | TRUE | 13407 | Nevada Power Co | 2322 | Clark (NVE) | NV | Clark | 16 | Natural Gas Fired Combustion Turbine | GT |  | S | 60.5 | 0.85 | 52 | 57 | 50 | N |  |  | N | Electric Utility | 1 | X | NG
Natural Gas Fired Combustion Turbine.NG | natural gas peaker | TRUE | 13407 | Nevada Power Co | 2322 | Clark (NVE) | NV | Clark | 17 | Natural Gas Fired Combustion Turbine | GT |  | S | 60.5 | 0.85 | 52 | 57 | 50 | N |  |  | N | Electric Utility | 1 | X | NG
Natural Gas Fired Combustion Turbine.NG | natural gas peaker | TRUE | 13407 | Nevada Power Co | 2322 | Clark (NVE) | NV | Clark | 18 | Natural Gas Fired Combustion Turbine | GT |  | S | 60.5 | 0.85 | 52 | 57 | 50 | N |  |  | N | Electric Utility | 1 | X | NG
Natural Gas Fired Combustion Turbine.NG | natural gas peaker | TRUE | 13407 | Nevada Power Co | 2322 | Clark (NVE) | NV | Clark | 19 | Natural Gas Fired Combustion Turbine | GT |  | S | 60.5 | 0.85 | 52 | 57 | 50 | N |  |  | N | Electric Utility | 1 | X | NG
Natural Gas Fired Combustion Turbine.NG | natural gas peaker | TRUE | 13407 | Nevada Power Co | 2322 | Clark (NVE) | NV | Clark | 20 | Natural Gas Fired Combustion Turbine | GT |  | S | 60.5 | 0.85 | 52 | 57 | 50 | N |  |  | N | Electric Utility | 1 | X | NG
Natural Gas Fired Combustion Turbine.NG | natural gas peaker | TRUE | 13407 | Nevada Power Co | 2322 | Clark (NVE) | NV | Clark | 21 | Natural Gas Fired Combustion Turbine | GT |  | S | 58.9 | 0.85 | 52 | 57 | 50 | N |  |  | N | Electric Utility | 1 | X | NG
Natural Gas Fired Combustion Turbine.NG | natural gas peaker | TRUE | 13407 | Nevada Power Co | 2322 | Clark (NVE) | NV | Clark | 22 | Natural Gas Fired Combustion Turbine | GT |  | S | 60.5 | 0.85 | 52 | 57 | 50 | N |  |  | N | Electric Utility | 1 | X | NG
Natural Gas Fired Combined Cycle.NG | natural gas combined cycle | TRUE | 13407 | Nevada Power Co | 2322 | Clark (NVE) | NV | Clark | 9 | Natural Gas Fired Combined Cycle | CA | PB2 | S | 104.4 | 0.9 | 85 | 88 | 32 | N |  |  | N | Electric Utility | 1 | X | NG
Natural Gas Fired Combustion Turbine.NG | natural gas peaker | TRUE | 13407 | Nevada Power Co | 2322 | Clark (NVE) | NV | Clark | GT4 | Natural Gas Fired Combustion Turbine | GT |  | S | 72.4 | 0.9 | 55 | 59 | 5 | N |  |  | N | Electric Utility | 1 | X | NG
Natural Gas Fired Combined Cycle.NG | natural gas combined cycle | TRUE | 13407 | Nevada Power Co | 2322 | Clark (NVE) | NV | Clark | GT5 | Natural Gas Fired Combined Cycle | CT | PB1 | S | 92.5 | 0.9 | 73 | 81 | 45 | N |  |  | N | Electric Utility | 1 | X | NG
Natural Gas Fired Combined Cycle.NG | natural gas combined cycle | TRUE | 13407 | Nevada Power Co | 2322 | Clark (NVE) | NV | Clark | GT6 | Natural Gas Fired Combined Cycle | CT | PB1 | S | 92.5 | 0.9 | 73 | 81 | 45 | N |  |  | N | Electric Utility | 1 | X | NG
Natural Gas Fired Combined Cycle.NG | natural gas combined cycle | TRUE | 13407 | Nevada Power Co | 2322 | Clark (NVE) | NV | Clark | GT7 | Natural Gas Fired Combined Cycle | CT | PB2 | S | 92.5 | 0.9 | 73 | 81 | 45 | N |  |  | N | Electric Utility | 1 | X | NG
Natural Gas Fired Combined Cycle.NG | natural gas combined cycle | TRUE | 13407 | Nevada Power Co | 2322 | Clark (NVE) | NV | Clark | GT8 | Natural Gas Fired Combined Cycle | CT | PB2 | S | 92.5 | 0.9 | 73 | 81 | 45 | N |  |  | N | Electric Utility | 1 | X | NG
Natural Gas Steam Turbine.NG | natural gas steam turbine | TRUE | 17166 | Sierra Pacific Power Co | 2330 | Fort Churchill | NV | Lyon | 1 | Natural Gas Steam Turbine | ST |  | S | 115 | 0.85 | 113 | 113 | 18 | N | 9 | 2028 | N | Electric Utility | 1 | X | NG
Natural Gas Steam Turbine.NG | natural gas steam turbine | TRUE | 17166 | Sierra Pacific Power Co | 2330 | Fort Churchill | NV | Lyon | 2 | Natural Gas Steam Turbine | ST |  | S | 115 | 0.85 | 113 | 113 | 18 | N | 9 | 2028 | N | Electric Utility | 1 | X | NG
Natural Gas Fired Combined Cycle.NG | natural gas combined cycle | TRUE | 17166 | Sierra Pacific Power Co | 2336 | Tracy | NV | Storey | 10 | Natural Gas Fired Combined Cycle | CA | PB1 | S | 312 | 0.85 | 285 | 301 | 50 | N |  |  | N | Electric Utility | 1 | X | NG
Natural Gas Steam Turbine.NG | natural gas steam turbine | TRUE | 17166 | Sierra Pacific Power Co | 2336 | Tracy | NV | Storey | 3 | Natural Gas Steam Turbine | ST |  | S | 119.8 | 0.9 | 108 | 108 | 32 | N |  |  | N | Electric Utility | 1 | X | NG
Natural Gas Fired Combined Cycle.NG | natural gas combined cycle | TRUE | 17166 | Sierra Pacific Power Co | 2336 | Tracy | NV | Storey | 4 | Natural Gas Fired Combined Cycle | CT | G240 | S | 69.7 | 0.85 | 64 | 68 | 35 | N |  |  | N | Electric Utility | 1 | X | NG
Natural Gas Fired Combined Cycle.NG | natural gas combined cycle | TRUE | 17166 | Sierra Pacific Power Co | 2336 | Tracy | NV | Storey | 5 | Natural Gas Fired Combined Cycle | CA | G240 | S | 50.2 | 0.85 | 40 | 40 | 17 | N |  |  | N | Electric Utility | 1 | X | NG
Natural Gas Fired Combined Cycle.NG | natural gas combined cycle | TRUE | 17166 | Sierra Pacific Power Co | 2336 | Tracy | NV | Storey | 8 | Natural Gas Fired Combined Cycle | CT | PB1 | S | 155.6 | 0.85 | 162 | 167 | 100 | N |  |  | N | Electric Utility | 1 | X | NG
Natural Gas Fired Combined Cycle.NG | natural gas combined cycle | TRUE | 17166 | Sierra Pacific Power Co | 2336 | Tracy | NV | Storey | 9 | Natural Gas Fired Combined Cycle | CT | PB1 | S | 155.6 | 0.85 | 162 | 167 | 100 | N |  |  | N | Electric Utility | 1 | X | NG
Natural Gas Fired Combustion Turbine.NG | natural gas peaker | TRUE | 17166 | Sierra Pacific Power Co | 2336 | Tracy | NV | Storey | GT3 | Natural Gas Fired Combustion Turbine | GT |  | S | 85 | 0.85 | 66.3 | 72 | 35 | N |  |  | N | Electric Utility | 1 | X | NG
Natural Gas Fired Combustion Turbine.NG | natural gas peaker | TRUE | 17166 | Sierra Pacific Power Co | 2336 | Tracy | NV | Storey | GT4 | Natural Gas Fired Combustion Turbine | GT |  | S | 85 | 0.85 | 66.3 | 72 | 35 | N |  |  | N | Electric Utility | 1 | X | NG
Conventional Hydroelectric.WAT | hydro | TRUE | 61122 | Great River Hydro, LLC | 2349 | Comerford | NH | Grafton | GEN1 | Conventional Hydroelectric | HY |  | S | 22 | 0.8 | 22.5 | 22.5 | 12 | N |  |  | N | IPP Non-CHP | 2 | X | WAT
Conventional Hydroelectric.WAT | hydro | TRUE | 61122 | Great River Hydro, LLC | 2349 | Comerford | NH | Grafton | GEN2 | Conventional Hydroelectric | HY |  | S | 48.6 | 0.9 | 47.8 | 48.5 | 12 | N |  |  | N | IPP Non-CHP | 2 | X | WAT
Conventional Hydroelectric.WAT | hydro | TRUE | 61122 | Great River Hydro, LLC | 2349 | Comerford | NH | Grafton | GEN3 | Conventional Hydroelectric | HY |  | S | 48.6 | 0.9 | 47.8 | 48.5 | 12 | N |  |  | N | IPP Non-CHP | 2 | X | WAT
Conventional Hydroelectric.WAT | hydro | TRUE | 61122 | Great River Hydro, LLC | 2349 | Comerford | NH | Grafton | GEN4 | Conventional Hydroelectric | HY |  | S | 48.6 | 0.9 | 47.8 | 48.5 | 12 | N |  |  | N | IPP Non-CHP | 2 | X | WAT
Conventional Hydroelectric.WAT | hydro | TRUE | 61122 | Great River Hydro, LLC | 2351 | S C Moore | NH | Grafton | GEN1 | Conventional Hydroelectric | HY |  | S | 47.7 | 0.9 | 47.2 | 47.7 | 1 | N |  |  | N | IPP Non-CHP | 2 | X | WAT
Conventional Hydroelectric.WAT | hydro | TRUE | 61122 | Great River Hydro, LLC | 2351 | S C Moore | NH | Grafton | GEN2 | Conventional Hydroelectric | HY |  | S | 47.7 | 0.9 | 47.2 | 47.7 | 1 | N |  |  | N | IPP Non-CHP | 2 | X | WAT
Conventional Hydroelectric.WAT | hydro | TRUE | 61122 | Great River Hydro, LLC | 2351 | S C Moore | NH | Grafton | GEN3 | Conventional Hydroelectric | HY |  | S | 47.7 | 0.9 | 47.2 | 47.7 | 1 | N |  |  | N | IPP Non-CHP | 2 | X | WAT
Conventional Hydroelectric.WAT | hydro | TRUE | 61122 | Great River Hydro, LLC | 2351 | S C Moore | NH | Grafton | GEN4 | Conventional Hydroelectric | HY |  | S | 47.7 | 0.9 | 47.2 | 47.7 | 1 | N |  |  | N | IPP Non-CHP | 2 | X | WAT
Conventional Hydroelectric.WAT | hydro | TRUE | 61122 | Great River Hydro, LLC | 2352 | Vernon Dam | VT | Windham | 1 | Conventional Hydroelectric | HY |  | S | 2 | 0.8 | 2.4 | 2.4 | 2 | N |  |  | N | IPP Non-CHP | 2 | X | WAT
Conventional Hydroelectric.WAT | hydro | TRUE | 61122 | Great River Hydro, LLC | 2352 | Vernon Dam | VT | Windham | 10 | Conventional Hydroelectric | HY |  | S | 4.2 | 1 | 4 | 4 | 4 | N |  |  | N | IPP Non-CHP | 2 | X | WAT
Conventional Hydroelectric.WAT | hydro | TRUE | 61122 | Great River Hydro, LLC | 2352 | Vernon Dam | VT | Windham | 2 | Conventional Hydroelectric | HY |  | S | 2 | 0.8 | 2.4 | 2.4 | 2 | N |  |  | N | IPP Non-CHP | 2 | X | WAT
Conventional Hydroelectric.WAT | hydro | TRUE | 61122 | Great River Hydro, LLC | 2352 | Vernon Dam | VT | Windham | 3 | Conventional Hydroelectric | HY |  | S | 2 | 0.8 | 2.4 | 2.4 | 2 | N |  |  | N | IPP Non-CHP | 2 | X | WAT
Conventional Hydroelectric.WAT | hydro | TRUE | 61122 | Great River Hydro, LLC | 2352 | Vernon Dam | VT | Windham | 4 | Conventional Hydroelectric | HY |  | S | 2.5 | 0.8 | 2.4 | 2.4 | 2 | N |  |  | N | IPP Non-CHP | 2 | X | WAT
Conventional Hydroelectric.WAT | hydro | TRUE | 61122 | Great River Hydro, LLC | 2352 | Vernon Dam | VT | Windham | 5 | Conventional Hydroelectric | HY |  | S | 4.5 | 0.9 | 3.6 | 3.6 | 3 | N |  |  | N | IPP Non-CHP | 2 | X | WAT
Conventional Hydroelectric.WAT | hydro | TRUE | 61122 | Great River Hydro, LLC | 2352 | Vernon Dam | VT | Windham | 6A | Conventional Hydroelectric | HY |  | S | 5 | 0.9 | 4.5 | 4.5 | 3 | N |  |  | N | IPP Non-CHP | 2 | X | WAT
Conventional Hydroelectric.WAT | hydro | TRUE | 61122 | Great River Hydro, LLC | 2352 | Vernon Dam | VT | Windham | 7A | Conventional Hydroelectric | HY |  | S | 5 | 0.9 | 4.5 | 4.5 | 3 | N |  |  | N | IPP Non-CHP | 2 | X | WAT
Conventional Hydroelectric.WAT | hydro | TRUE | 61122 | Great River Hydro, LLC | 2352 | Vernon Dam | VT | Windham | 8 | Conventional Hydroelectric | HY |  | S | 4.5 | 0.9 | 3.6 | 3.6 | 3 | N |  |  | N | IPP Non-CHP | 2 | X | WAT
Conventional Hydroelectric.WAT | hydro | TRUE | 61122 | Great River Hydro, LLC | 2352 | Vernon Dam | VT | Windham | 9 | Conventional Hydroelectric | HY |  | S | 4.2 | 1 | 4 | 4 | 3 | N |  |  | N | IPP Non-CHP | 2 | X | WAT
Conventional Hydroelectric.WAT | hydro | TRUE | 61122 | Great River Hydro, LLC | 2353 | Wilder | VT | Windsor | GEN1 | Conventional Hydroelectric | HY |  | S | 16.2 | 0.9 | 18.1 | 19 | 3 | N |  |  | N | IPP Non-CHP | 2 | X | WAT
Conventional Hydroelectric.WAT | hydro | TRUE | 61122 | Great River Hydro, LLC | 2353 | Wilder | VT | Windsor | GEN2 | Conventional Hydroelectric | HY |  | S | 16.2 | 0.9 | 18.1 | 19 | 3 | N |  |  | N | IPP Non-CHP | 2 | X | WAT
Conventional Hydroelectric.WAT | hydro | TRUE | 61122 | Great River Hydro, LLC | 2353 | Wilder | VT | Windsor | GEN3 | Conventional Hydroelectric | HY |  | S | 3.2 | 0.95 | 2.8 | 2.8 | 2.8 | N |  |  | N | IPP Non-CHP | 2 | X | WAT
Conventional Hydroelectric.WAT | hydro | TRUE | 62775 | Central Rivers Power NH, LLC | 2354 | Amoskeag | NH | Hillsborough | 1 | Conventional Hydroelectric | HY |  | S | 6 | 0.8 | 6.2 | 6.5 | 0.7 | N |  |  | N | IPP Non-CHP | 2 | X | WAT
Conventional Hydroelectric.WAT | hydro | TRUE | 62775 | Central Rivers Power NH, LLC | 2354 | Amoskeag | NH | Hillsborough | 2 | Conventional Hydroelectric | HY |  | S | 5 | 0.8 | 5.3 | 5.5 | 0.7 | N |  |  | N | IPP Non-CHP | 2 | X | WAT
Conventional Hydroelectric.WAT | hydro | TRUE | 62775 | Central Rivers Power NH, LLC | 2354 | Amoskeag | NH | Hillsborough | 3 | Conventional Hydroelectric | HY |  | S | 5 | 0.8 | 5.3 | 5.5 | 0.7 | N |  |  | N | IPP Non-CHP | 2 | X | WAT
Conventional Hydroelectric.WAT | hydro | TRUE | 62775 | Central Rivers Power NH, LLC | 2355 | Ayers Island | NH | Grafton | 1 | Conventional Hydroelectric | HY |  | S | 2.8 | 0.8 | 2.8 | 3 | 0.5 | N |  |  | N | IPP Non-CHP | 2 | X | WAT
Conventional Hydroelectric.WAT | hydro | TRUE | 62775 | Central Rivers Power NH, LLC | 2355 | Ayers Island | NH | Grafton | 2 | Conventional Hydroelectric | HY |  | S | 2.8 | 0.8 | 2.8 | 3 | 0.5 | N |  |  | N | IPP Non-CHP | 2 | X | WAT
Conventional Hydroelectric.WAT | hydro | TRUE | 62775 | Central Rivers Power NH, LLC | 2355 | Ayers Island | NH | Grafton | 3 | Conventional Hydroelectric | HY |  | S | 2.8 | 0.8 | 2.8 | 3 | 0.5 | N |  |  | N | IPP Non-CHP | 2 | X | WAT
Conventional Hydroelectric.WAT | hydro | TRUE | 62775 | Central Rivers Power NH, LLC | 2356 | Eastman Falls | NH | Merrimack | 1 | Conventional Hydroelectric | HY |  | S | 1.8 | 0.8 | 1.8 | 1.8 | 0.5 | N |  |  | N | IPP Non-CHP | 2 | X | WAT
Conventional Hydroelectric.WAT | hydro | TRUE | 62775 | Central Rivers Power NH, LLC | 2356 | Eastman Falls | NH | Merrimack | 2 | Conventional Hydroelectric | HY |  | S | 4.6 | 0.9 | 3.8 | 4.7 | 0.9 | N |  |  | N | IPP Non-CHP | 2 | X | WAT
Conventional Hydroelectric.WAT | hydro | TRUE | 62775 | Central Rivers Power NH, LLC | 2357 | Garvins Falls | NH | Merrimack | 1 | Conventional Hydroelectric | HY |  | S | 3.4 | 0.85 | 3.4 | 3.4 | 1.3 | N |  |  | N | IPP Non-CHP | 2 | X | WAT
Conventional Hydroelectric.WAT | hydro | TRUE | 62775 | Central Rivers Power NH, LLC | 2357 | Garvins Falls | NH | Merrimack | 2 | Conventional Hydroelectric | HY |  | S | 3.4 | 0.85 | 3.3 | 3.4 | 1.3 | N |  |  | N | IPP Non-CHP | 2 | X | WAT
Conventional Hydroelectric.WAT | hydro | TRUE | 62775 | Central Rivers Power NH, LLC | 2357 | Garvins Falls | NH | Merrimack | 3 | Conventional Hydroelectric | HY |  | S | 2.4 | 0.8 | 2.4 | 2.4 | 0.5 | N |  |  | N | IPP Non-CHP | 2 | X | WAT
Conventional Hydroelectric.WAT | hydro | TRUE | 62775 | Central Rivers Power NH, LLC | 2357 | Garvins Falls | NH | Merrimack | 4 | Conventional Hydroelectric | HY |  | S | 3.2 | 0.8 | 3.2 | 3.2 | 0.5 | N |  |  | N | IPP Non-CHP | 2 | X | WAT
Conventional Hydroelectric.WAT | hydro | TRUE | 62775 | Central Rivers Power NH, LLC | 2358 | Gorham | NH | Coos | 1 | Conventional Hydroelectric | HY |  | S | 0.4 | 0.8 | 0.4 | 0.4 | 0.1 | N |  |  | N | IPP Non-CHP | 2 | X | WAT
Conventional Hydroelectric.WAT | hydro | TRUE | 62775 | Central Rivers Power NH, LLC | 2358 | Gorham | NH | Coos | 2 | Conventional Hydroelectric | HY |  | S | 0.4 | 0.8 | 0.4 | 0.4 | 0.1 | N |  |  | N | IPP Non-CHP | 2 | X | WAT
Conventional Hydroelectric.WAT | hydro | TRUE | 62775 | Central Rivers Power NH, LLC | 2358 | Gorham | NH | Coos | 3 | Conventional Hydroelectric | HY |  | S | 0.7 | 0.9 | 0.6 | 0.6 | 0.1 | N |  |  | N | IPP Non-CHP | 2 | X | WAT
Conventional Hydroelectric.WAT | hydro | TRUE | 62775 | Central Rivers Power NH, LLC | 2358 | Gorham | NH | Coos | 4 | Conventional Hydroelectric | HY |  | S | 0.7 | 0.9 | 0.6 | 0.6 | 0.1 | N |  |  | N | IPP Non-CHP | 2 | X | WAT
Conventional Hydroelectric.WAT | hydro | TRUE | 62775 | Central Rivers Power NH, LLC | 2359 | Hooksett | NH | Merrimack | 1 | Conventional Hydroelectric | HY |  | S | 1.6 | 0.8 | 1.6 | 1.6 | 0.5 | N |  |  | N | IPP Non-CHP | 2 | X | WAT
Conventional Hydroelectric.WAT | hydro | TRUE | 62775 | Central Rivers Power NH, LLC | 2360 | Jackman | NH | Hillsborough | 1 | Conventional Hydroelectric | HY |  | S | 3.2 | 0.8 | 3.6 | 3.4 | 0.5 | N |  |  | N | IPP Non-CHP | 2 | X | WAT
Petroleum Liquids.DFO | petroleum | TRUE | 62032 | Granite Shore Power | 2362 | Lost Nation | NH | Coos | GT1 | Petroleum Liquids | GT |  | S | 18 | 0.85 | 14 | 18.1 | 4 | N |  |  | N | IPP Non-CHP | 2 | X | DFO
Conventional Steam Coal.BIT | hard coal | TRUE | 62032 | Granite Shore Power | 2364 | Merrimack | NH | Merrimack | 1 | Conventional Steam Coal | ST |  | S | 113.6 | 0.85 | 108 | 108 | 80 | N |  |  | N | IPP Non-CHP | 2 | X | BIT
Conventional Steam Coal.BIT | hard coal | TRUE | 62032 | Granite Shore Power | 2364 | Merrimack | NH | Merrimack | 2 | Conventional Steam Coal | ST |  | S | 345.6 | 0.9 | 330.5 | 330 | 120 | N |  |  | N | IPP Non-CHP | 2 | X | BIT
Petroleum Liquids.JF | petroleum | TRUE | 62032 | Granite Shore Power | 2364 | Merrimack | NH | Merrimack | GT1 | Petroleum Liquids | GT |  | S | 18.6 | 0.85 | 16.8 | 21.7 | 4 | N |  |  | N | IPP Non-CHP | 2 | X | JF
Petroleum Liquids.JF | petroleum | TRUE | 62032 | Granite Shore Power | 2364 | Merrimack | NH | Merrimack | GT2 | Petroleum Liquids | GT |  | S | 18.6 | 0.85 | 16.8 | 21.3 | 4 | N |  |  | N | IPP Non-CHP | 2 | X | JF
Conventional Steam Coal.BIT | hard coal | TRUE | 62032 | Granite Shore Power | 2367 | Schiller | NH | Rockingham | 4 | Conventional Steam Coal | ST |  | S | 50 | 0.85 | 47.5 | 48 | 13 | N |  |  | N | IPP Non-CHP | 2 | X | BIT | RFO | OBS
Wood/Wood Waste Biomass.WDS | biomass | TRUE | 62032 | Granite Shore Power | 2367 | Schiller | NH | Rockingham | 5 | Wood/Wood Waste Biomass | ST |  | S | 50 | 0.85 | 43.1 | 42.6 | 35 | N |  |  | N | IPP Non-CHP | 2 | X | WDS | BIT
Conventional Steam Coal.BIT | hard coal | TRUE | 62032 | Granite Shore Power | 2367 | Schiller | NH | Rockingham | 6 | Conventional Steam Coal | ST |  | S | 50 | 0.85 | 47.9 | 48.6 | 13 | N |  |  | N | IPP Non-CHP | 2 | X | BIT | RFO | OBS
Petroleum Liquids.JF | petroleum | TRUE | 62032 | Granite Shore Power | 2367 | Schiller | NH | Rockingham | GT1 | Petroleum Liquids | GT |  | S | 21.2 | 0.85 | 17 | 18 | 5 | N |  |  | N | IPP Non-CHP | 2 | X | JF
Conventional Hydroelectric.WAT | hydro | TRUE | 62775 | Central Rivers Power NH, LLC | 2368 | Smith (NH) | NH | Coos | 1 | Conventional Hydroelectric | HY |  | S | 15 | 0.8 | 11.7 | 15.2 | 3 | N |  |  | N | IPP Non-CHP | 2 | X | WAT
Petroleum Liquids.JF | petroleum | TRUE | 62032 | Granite Shore Power | 2369 | White Lake | NH | Carroll | GT1 | Petroleum Liquids | GT |  | S | 18.6 | 0.95 | 17.5 | 22.4 | 4 | N |  |  | N | IPP Non-CHP | 2 | X | JF
Natural Gas Fired Combustion Turbine.NG | natural gas peaker | TRUE | 56606 | Calpine New Jersey Generation LLC | 2379 | Carlls Corner | NJ | Cumberland | CA1 | Natural Gas Fired Combustion Turbine | GT |  | S | 41.9 | 0.9 | 37.6 | 49.8 | 33.8 | N | 6 | 2024 | N | IPP Non-CHP | 2 | X | NG | KER
Natural Gas Fired Combustion Turbine.NG | natural gas peaker | TRUE | 56606 | Calpine New Jersey Generation LLC | 2379 | Carlls Corner | NJ | Cumberland | CA2 | Natural Gas Fired Combustion Turbine | GT |  | S | 41.9 | 0.9 | 39.2 | 49.8 | 35.3 | N | 6 | 2024 | N | IPP Non-CHP | 2 | X | NG | KER
Petroleum Liquids.DFO | petroleum | TRUE | 63034 | Sayreville Power, LLC | 2390 | Sayreville | NJ | Middlesex | GT1 | Petroleum Liquids | GT |  | S | 53 | 0.85 | 57.1 | 70 | 50 | N |  |  | N | IPP Non-CHP | 2 | X | DFO | NG
Petroleum Liquids.DFO | petroleum | TRUE | 63034 | Sayreville Power, LLC | 2390 | Sayreville | NJ | Middlesex | GT2 | Petroleum Liquids | GT |  | S | 53 | 0.85 | 56.7 | 70 | 50 | N |  |  | N | IPP Non-CHP | 2 | X | DFO | NG
Petroleum Liquids.DFO | petroleum | TRUE | 63034 | Sayreville Power, LLC | 2390 | Sayreville | NJ | Middlesex | GT3 | Petroleum Liquids | GT |  | S | 53 | 0.85 | 54.6 | 70 | 50 | N |  |  | N | IPP Non-CHP | 2 | X | DFO | NG
Petroleum Liquids.DFO | petroleum | TRUE | 63034 | Sayreville Power, LLC | 2390 | Sayreville | NJ | Middlesex | GT4 | Petroleum Liquids | GT |  | S | 53 | 0.85 | 48.5 | 70 | 45 | N |  |  | N | IPP Non-CHP | 2 | X | DFO | NG
Natural Gas Fired Combined Cycle.NG | natural gas combined cycle | TRUE | 63033 | Gilbert Power, LLC | 2393 | Gilbert | NJ | Hunterdon | 4 | Natural Gas Fired Combined Cycle | CT | CC1 | S | 54 | 0.9 | 49 | 56 | 42 | N |  |  | N | IPP Non-CHP | 2 | X | NG
Natural Gas Fired Combined Cycle.NG | natural gas combined cycle | TRUE | 63033 | Gilbert Power, LLC | 2393 | Gilbert | NJ | Hunterdon | 5 | Natural Gas Fired Combined Cycle | CT | CC1 | S | 54 | 0.9 | 53 | 56 | 42 | N |  |  | N | IPP Non-CHP | 2 | X | NG
Natural Gas Fired Combined Cycle.NG | natural gas combined cycle | TRUE | 63033 | Gilbert Power, LLC | 2393 | Gilbert | NJ | Hunterdon | 6 | Natural Gas Fired Combined Cycle | CT | CC1 | S | 54 | 0.9 | 55 | 56 | 42 | N |  |  | N | IPP Non-CHP | 2 | X | NG
Natural Gas Fired Combined Cycle.NG | natural gas combined cycle | TRUE | 63033 | Gilbert Power, LLC | 2393 | Gilbert | NJ | Hunterdon | 7 | Natural Gas Fired Combined Cycle | CT | CC1 | S | 54 | 0.9 | 55.5 | 56 | 42 | N |  |  | N | IPP Non-CHP | 2 | X | NG
Natural Gas Fired Combined Cycle.NG | natural gas combined cycle | TRUE | 63033 | Gilbert Power, LLC | 2393 | Gilbert | NJ | Hunterdon | 8 | Natural Gas Fired Combined Cycle | CA | CC1 | S | 135 | 0.9 | 90 | 104 | 37 | N |  |  | N | IPP Non-CHP | 2 | X | NG
Natural Gas Fired Combustion Turbine.NG | natural gas peaker | TRUE | 63033 | Gilbert Power, LLC | 2393 | Gilbert | NJ | Hunterdon | 9 | Natural Gas Fired Combustion Turbine | GT |  | S | 161 | 0.9 | 152.7 | 167 | 150 | N |  |  | N | IPP Non-CHP | 2 | X | NG | DFO
Natural Gas Fired Combined Cycle.NG | natural gas combined cycle | TRUE | 65385 | Bergen Generating Station | 2398 | Bergen Generating Station | NJ | Bergen | 1101 | Natural Gas Fired Combined Cycle | CT | CC1 | S | 112.5 | 0.9 | 110 | 110 | 92 | N |  |  | N | IPP Non-CHP | 2 | X | NG | KER
Natural Gas Fired Combined Cycle.NG | natural gas combined cycle | TRUE | 65385 | Bergen Generating Station | 2398 | Bergen Generating Station | NJ | Bergen | 1201 | Natural Gas Fired Combined Cycle | CT | CC1 | S | 112.5 | 0.9 | 110 | 110 | 92 | N |  |  | N | IPP Non-CHP | 2 | X | NG | KER
Natural Gas Fired Combined Cycle.NG | natural gas combined cycle | TRUE | 65385 | Bergen Generating Station | 2398 | Bergen Generating Station | NJ | Bergen | 1301 | Natural Gas Fired Combined Cycle | CT | CC1 | S | 112.5 | 0.9 | 115 | 115 | 92 | N |  |  | N | IPP Non-CHP | 2 | X | NG | KER
Natural Gas Fired Combined Cycle.NG | natural gas combined cycle | TRUE | 65385 | Bergen Generating Station | 2398 | Bergen Generating Station | NJ | Bergen | 1401 | Natural Gas Fired Combined Cycle | CT | CC1 | S | 112.5 | 0.9 | 115 | 115 | 92 | N |  |  | N | IPP Non-CHP | 2 | X | NG | KER
Natural Gas Fired Combined Cycle.NG | natural gas combined cycle | TRUE | 65385 | Bergen Generating Station | 2398 | Bergen Generating Station | NJ | Bergen | 1501 | Natural Gas Fired Combined Cycle | CA | CC1 | S | 325.2 | 0.85 | 204 | 204 | 92 | N |  |  | N | IPP Non-CHP | 2 | X | NG | KER
Natural Gas Fired Combined Cycle.NG | natural gas combined cycle | TRUE | 65385 | Bergen Generating Station | 2398 | Bergen Generating Station | NJ | Bergen | 2101 | Natural Gas Fired Combined Cycle | CT | CC1 | S | 183.6 | 0.85 | 178.5 | 178.5 | 127 | N |  |  | N | IPP Non-CHP | 2 | X | NG | KER
Natural Gas Fired Combined Cycle.NG | natural gas combined cycle | TRUE | 65385 | Bergen Generating Station | 2398 | Bergen Generating Station | NJ | Bergen | 2201 | Natural Gas Fired Combined Cycle | CT | CC1 | S | 183.6 | 0.85 | 174 | 174 | 127 | N |  |  | N | IPP Non-CHP | 2 | X | NG | KER
Natural Gas Fired Combined Cycle.NG | natural gas combined cycle | TRUE | 65385 | Bergen Generating Station | 2398 | Bergen Generating Station | NJ | Bergen | 2301 | Natural Gas Fired Combined Cycle | CA | CC1 | S | 258.4 | 0.85 | 238.5 | 238.5 | 127 | N |  |  | N | IPP Non-CHP | 2 | X | NG | KER
Natural Gas Fired Combustion Turbine.NG | natural gas peaker | TRUE | 65386 | Burlington Generating Station | 2399 | PSEG Burlington Generating Station | NJ | Burlington | 121 | Natural Gas Fired Combustion Turbine | GT |  | S | 60.5 | 0.85 | 42 | 42 | 42 | N |  |  | N | IPP Non-CHP | 2 | X | NG | KER
Natural Gas Fired Combustion Turbine.NG | natural gas peaker | TRUE | 65386 | Burlington Generating Station | 2399 | PSEG Burlington Generating Station | NJ | Burlington | 122 | Natural Gas Fired Combustion Turbine | GT |  | S | 60.5 | 0.85 | 42 | 42 | 42 | N |  |  | N | IPP Non-CHP | 2 | X | NG | KER
Natural Gas Fired Combustion Turbine.NG | natural gas peaker | TRUE | 65386 | Burlington Generating Station | 2399 | PSEG Burlington Generating Station | NJ | Burlington | 123 | Natural Gas Fired Combustion Turbine | GT |  | S | 60.5 | 0.85 | 42 | 42 | 42 | N |  |  | N | IPP Non-CHP | 2 | X | NG | KER
Natural Gas Fired Combustion Turbine.NG | natural gas peaker | TRUE | 65386 | Burlington Generating Station | 2399 | PSEG Burlington Generating Station | NJ | Burlington | 124 | Natural Gas Fired Combustion Turbine | GT |  | S | 60.5 | 0.85 | 42 | 42 | 42 | N |  |  | N | IPP Non-CHP | 2 | X | NG | KER
Natural Gas Fired Combustion Turbine.NG | natural gas peaker | TRUE | 65388 | Kearny Generating Station | 2404 | PSEG Kearny Generating Station | NJ | Hudson | 131 | Natural Gas Fired Combustion Turbine | GT |  | S | 60.5 | 0.85 | 46.9 | 46.9 | 25 | N |  |  | N | IPP Non-CHP | 2 | X | NG
Natural Gas Fired Combustion Turbine.NG | natural gas peaker | TRUE | 65388 | Kearny Generating Station | 2404 | PSEG Kearny Generating Station | NJ | Hudson | 132 | Natural Gas Fired Combustion Turbine | GT |  | S | 60.5 | 0.85 | 46.9 | 46.9 | 25 | N |  |  | N | IPP Non-CHP | 2 | X | NG
Natural Gas Fired Combustion Turbine.NG | natural gas peaker | TRUE | 65388 | Kearny Generating Station | 2404 | PSEG Kearny Generating Station | NJ | Hudson | 133 | Natural Gas Fired Combustion Turbine | GT |  | S | 60.5 | 0.85 | 46.9 | 46.9 | 25 | N |  |  | N | IPP Non-CHP | 2 | X | NG
Natural Gas Fired Combustion Turbine.NG | natural gas peaker | TRUE | 65388 | Kearny Generating Station | 2404 | PSEG Kearny Generating Station | NJ | Hudson | 134 | Natural Gas Fired Combustion Turbine | GT |  | S | 60.5 | 0.85 | 46.9 | 46.9 | 25 | N |  |  | N | IPP Non-CHP | 2 | X | NG
Natural Gas Fired Combustion Turbine.NG | natural gas peaker | TRUE | 65388 | Kearny Generating Station | 2404 | PSEG Kearny Generating Station | NJ | Hudson | 141 | Natural Gas Fired Combustion Turbine | GT |  | S | 60.5 | 0.85 | 46.9 | 46.9 | 25 | N |  |  | N | IPP Non-CHP | 2 | X | NG
Natural Gas Fired Combustion Turbine.NG | natural gas peaker | TRUE | 65388 | Kearny Generating Station | 2404 | PSEG Kearny Generating Station | NJ | Hudson | 142 | Natural Gas Fired Combustion Turbine | GT |  | S | 60.5 | 0.85 | 46.9 | 46.9 | 25 | N |  |  | N | IPP Non-CHP | 2 | X | NG
Natural Gas Fired Combustion Turbine.NG | natural gas peaker | TRUE | 65388 | Kearny Generating Station | 2404 | PSEG Kearny Generating Station | NJ | Hudson | N121 | Natural Gas Fired Combustion Turbine | GT |  | S | 60.5 | 0.85 | 43.8 | 43.8 | 25 | N |  |  | N | IPP Non-CHP | 2 | X | NG | KER
Natural Gas Fired Combustion Turbine.NG | natural gas peaker | TRUE | 65388 | Kearny Generating Station | 2404 | PSEG Kearny Generating Station | NJ | Hudson | N122 | Natural Gas Fired Combustion Turbine | GT |  | S | 60.5 | 0.85 | 43.7 | 43.7 | 25 | N |  |  | N | IPP Non-CHP | 2 | X | NG | KER
Natural Gas Fired Combustion Turbine.NG | natural gas peaker | TRUE | 65388 | Kearny Generating Station | 2404 | PSEG Kearny Generating Station | NJ | Hudson | N123 | Natural Gas Fired Combustion Turbine | GT |  | S | 60.5 | 0.85 | 43.8 | 43.8 | 25 | N |  |  | N | IPP Non-CHP | 2 | X | NG | KER
Natural Gas Fired Combustion Turbine.NG | natural gas peaker | TRUE | 65388 | Kearny Generating Station | 2404 | PSEG Kearny Generating Station | NJ | Hudson | N124 | Natural Gas Fired Combustion Turbine | GT |  | S | 60.5 | 0.85 | 43.7 | 43.7 | 25 | N |  |  | N | IPP Non-CHP | 2 | X | NG | KER
Natural Gas Fired Combined Cycle.NG | natural gas combined cycle | TRUE | 65389 | Linden Combined Cycle | 2406 | PSEG Linden Generating Station | NJ | Union | 1001 | Natural Gas Fired Combined Cycle | CA | CC1 | W | 315 | 0.85 | 252 | 252 | 155 | N |  |  | N | IPP Non-CHP | 2 | X | NG | DFO
Natural Gas Fired Combined Cycle.NG | natural gas combined cycle | TRUE | 65389 | Linden Combined Cycle | 2406 | PSEG Linden Generating Station | NJ | Union | 1101 | Natural Gas Fired Combined Cycle | CT | CC1 | W | 181.4 | 0.85 | 199 | 199 | 155 | N |  |  | N | IPP Non-CHP | 2 | X | NG | DFO
Natural Gas Fired Combined Cycle.NG | natural gas combined cycle | TRUE | 65389 | Linden Combined Cycle | 2406 | PSEG Linden Generating Station | NJ | Union | 1201 | Natural Gas Fired Combined Cycle | CT | CC1 | W | 181.4 | 0.85 | 199 | 199 | 155 | N |  |  | N | IPP Non-CHP | 2 | X | NG | DFO
Natural Gas Fired Combined Cycle.NG | natural gas combined cycle | TRUE | 65389 | Linden Combined Cycle | 2406 | PSEG Linden Generating Station | NJ | Union | 2001 | Natural Gas Fired Combined Cycle | CA | CC2 | W | 315 | 0.85 | 252 | 252 | 155 | N |  |  | N | IPP Non-CHP | 2 | X | NG | DFO
Natural Gas Fired Combined Cycle.NG | natural gas combined cycle | TRUE | 65389 | Linden Combined Cycle | 2406 | PSEG Linden Generating Station | NJ | Union | 2101 | Natural Gas Fired Combined Cycle | CT | CC2 | W | 181.4 | 0.85 | 199 | 199 | 155 | N |  |  | N | IPP Non-CHP | 2 | X | NG | DFO
Natural Gas Fired Combined Cycle.NG | natural gas combined cycle | TRUE | 65389 | Linden Combined Cycle | 2406 | PSEG Linden Generating Station | NJ | Union | 2201 | Natural Gas Fired Combined Cycle | CT | CC2 | W | 181.4 | 0.85 | 199 | 199 | 155 | N |  |  | N | IPP Non-CHP | 2 | X | NG | DFO
Natural Gas Fired Combustion Turbine.NG | natural gas peaker | TRUE | 65389 | Linden Combined Cycle | 2406 | PSEG Linden Generating Station | NJ | Union | 5 | Natural Gas Fired Combustion Turbine | GT |  | W | 96.1 | 0.85 | 86 | 86 | 56.6 | N |  |  | N | IPP Non-CHP | 2 | X | NG | DFO
Natural Gas Fired Combustion Turbine.NG | natural gas peaker | TRUE | 65389 | Linden Combined Cycle | 2406 | PSEG Linden Generating Station | NJ | Union | 6 | Natural Gas Fired Combustion Turbine | GT |  | W | 96.1 | 0.85 | 86 | 86 | 56.6 | N |  |  | N | IPP Non-CHP | 2 | X | NG | DFO
Natural Gas Fired Combustion Turbine.NG | natural gas peaker | TRUE | 65389 | Linden Combined Cycle | 2406 | PSEG Linden Generating Station | NJ | Union | 7 | Natural Gas Fired Combustion Turbine | GT |  | W | 96.1 | 0.85 | 84 | 84 | 55.3 | N |  |  | N | IPP Non-CHP | 2 | X | NG | DFO
Natural Gas Fired Combustion Turbine.NG | natural gas peaker | TRUE | 65389 | Linden Combined Cycle | 2406 | PSEG Linden Generating Station | NJ | Union | 8 | Natural Gas Fired Combustion Turbine | GT |  | W | 96.1 | 0.85 | 80.2 | 80.2 | 53.3 | N |  |  | N | IPP Non-CHP | 2 | X | NG | DFO
Nuclear.NUC | nuclear | TRUE | 15478 | PSEG Nuclear LLC | 2410 | PSEG Salem Generating Station | NJ | Salem | 1 | Nuclear | ST |  | J | 1170 | 0.9 | 1145.8 | 1145.8 | 1145.8 | N |  |  | N | IPP Non-CHP | 2 | X | NUC
Nuclear.NUC | nuclear | TRUE | 15478 | PSEG Nuclear LLC | 2410 | PSEG Salem Generating Station | NJ | Salem | 2 | Nuclear | ST |  | J | 1170 | 0.9 | 1138.9 | 1138.9 | 1138.9 | N |  |  | N | IPP Non-CHP | 2 | X | NUC
Petroleum Liquids.DFO | petroleum | TRUE | 15478 | PSEG Nuclear LLC | 2410 | PSEG Salem Generating Station | NJ | Salem | 3 | Petroleum Liquids | GT |  | J | 41.8 | 0.9 | 38.4 | 38.4 | 38 | N |  |  | N | IPP Non-CHP | 2 | X | DFO
Natural Gas Fired Combined Cycle.NG | natural gas combined cycle | TRUE | 65391 | Sewaren Generating Station | 2411 | PSEG Sewaren Generating Station | NJ | Middlesex | 701 | Natural Gas Fired Combined Cycle | CT | CC7 | S | 365.5 | 0.85 | 338 | 338 | 150 | N |  |  | N | IPP Non-CHP | 2 | X | NG | DFO
Natural Gas Fired Combined Cycle.NG | natural gas combined cycle | TRUE | 65391 | Sewaren Generating Station | 2411 | PSEG Sewaren Generating Station | NJ | Middlesex | 702 | Natural Gas Fired Combined Cycle | CA | CC7 | S | 244 | 0.85 | 200 | 200 | 85 | N |  |  | N | IPP Non-CHP | 2 | X | NG
Natural Gas Fired Combustion Turbine.NG | natural gas peaker | TRUE | 19856 | City of Vineland - (NJ) | 2434 | Howard Down | NJ | Cumberland | 11 | Natural Gas Fired Combustion Turbine | GT |  | S | 68.2 | 0.85 | 55 | 60 | 55 | N |  |  | N | Electric Utility | 1 | X | NG | DFO
Conventional Steam Coal.SUB | hard coal | TRUE | 803 | Arizona Public Service Co | 2442 | Four Corners | NM | San Juan | 4 | Conventional Steam Coal | ST |  | J | 818.1 | 0.9 | 770 | 770 | 364 | N | 12 | 2031 | N | Electric Utility | 1 | X | SUB | NG | BIT
Conventional Steam Coal.SUB | hard coal | TRUE | 803 | Arizona Public Service Co | 2442 | Four Corners | NM | San Juan | 5 | Conventional Steam Coal | ST |  | J | 818.1 | 0.9 | 770 | 770 | 364 | N | 12 | 2031 | N | Electric Utility | 1 | X | SUB | NG | BIT
Natural Gas Steam Turbine.NG | natural gas steam turbine | TRUE | 5701 | El Paso Electric Co | 2444 | Rio Grande | NM | Dona Ana | 6 | Natural Gas Steam Turbine | ST |  | S | 50 | 0.85 | 45 | 47 | 18 | N | 10 | 2024 | N | Electric Utility | 1 | X | NG
Natural Gas Steam Turbine.NG | natural gas steam turbine | TRUE | 5701 | El Paso Electric Co | 2444 | Rio Grande | NM | Dona Ana | 7 | Natural Gas Steam Turbine | ST |  | S | 50 | 0.85 | 47 | 48 | 18 | N | 12 | 2025 | N | Electric Utility | 1 | X | NG
Natural Gas Steam Turbine.NG | natural gas steam turbine | TRUE | 5701 | El Paso Electric Co | 2444 | Rio Grande | NM | Dona Ana | 8 | Natural Gas Steam Turbine | ST |  | S | 166.5 | 0.9 | 139 | 147 | 44 | N |  |  | N | Electric Utility | 1 | X | NG
Natural Gas Fired Combustion Turbine.NG | natural gas peaker | TRUE | 5701 | El Paso Electric Co | 2444 | Rio Grande | NM | Dona Ana | 9 | Natural Gas Fired Combustion Turbine | GT |  | S | 131.8 | 0.85 | 83 | 93 | 17.9 | N |  |  | N | Electric Utility | 1 | X | NG
Natural Gas Steam Turbine.NG | natural gas steam turbine | TRUE | 17718 | Southwestern Public Service Co | 2446 | Maddox | NM | Lea | 1 | Natural Gas Steam Turbine | ST |  | S | 113.6 | 0.85 | 112 | 112 | 35 | N | 12 | 2028 | N | Electric Utility | 1 | X | NG
Natural Gas Fired Combustion Turbine.NG | natural gas peaker | TRUE | 17718 | Southwestern Public Service Co | 2446 | Maddox | NM | Lea | 2 | Natural Gas Fired Combustion Turbine | GT |  | S | 86.9 | 0.9 | 61 | 63 | 48 | N | 12 | 2025 | N | Electric Utility | 1 | X | NG
Natural Gas Fired Combustion Turbine.NG | natural gas peaker | TRUE | 17718 | Southwestern Public Service Co | 2446 | Maddox | NM | Lea | 3 | Natural Gas Fired Combustion Turbine | GT |  | S | 11.5 | 0.85 | 10 | 10 | 3 | N | 12 | 2025 | N | Electric Utility | 1 | X | NG
Natural Gas Steam Turbine.NG | natural gas steam turbine | TRUE | 15473 | Public Service Co of NM | 2450 | Reeves | NM | Bernalillo | 1 | Natural Gas Steam Turbine | ST |  | S | 44 | 0.85 | 42 | 42 | 10 | N |  |  | N | Electric Utility | 1 | X | NG
Natural Gas Steam Turbine.NG | natural gas steam turbine | TRUE | 15473 | Public Service Co of NM | 2450 | Reeves | NM | Bernalillo | 2 | Natural Gas Steam Turbine | ST |  | S | 44 | 0.85 | 41 | 41 | 10 | N |  |  | N | Electric Utility | 1 | X | NG
Natural Gas Steam Turbine.NG | natural gas steam turbine | TRUE | 15473 | Public Service Co of NM | 2450 | Reeves | NM | Bernalillo | 3 | Natural Gas Steam Turbine | ST |  | S | 66 | 0.85 | 63 | 63 | 15 | N |  |  | N | Electric Utility | 1 | X | NG
Natural Gas Steam Turbine.NG | natural gas steam turbine | TRUE | 17718 | Southwestern Public Service Co | 2454 | Cunningham | NM | Lea | 1 | Natural Gas Steam Turbine | ST |  | S | 75 | 0.85 | 71 | 71 | 31 | N |  |  | N | Electric Utility | 1 | X | NG
Natural Gas Steam Turbine.NG | natural gas steam turbine | TRUE | 17718 | Southwestern Public Service Co | 2454 | Cunningham | NM | Lea | 2 | Natural Gas Steam Turbine | ST |  | S | 190.4 | 0.85 | 183 | 183 | 59 | N | 12 | 2025 | N | Electric Utility | 1 | X | NG
Natural Gas Fired Combustion Turbine.NG | natural gas peaker | TRUE | 17718 | Southwestern Public Service Co | 2454 | Cunningham | NM | Lea | 3 | Natural Gas Fired Combustion Turbine | GT |  | S | 126.9 | 0.9 | 106 | 98 | 87 | N | 12 | 2040 | N | Electric Utility | 1 | X | NG
Natural Gas Fired Combustion Turbine.NG | natural gas peaker | TRUE | 17718 | Southwestern Public Service Co | 2454 | Cunningham | NM | Lea | 4 | Natural Gas Fired Combustion Turbine | GT |  | S | 126.9 | 0.9 | 103 | 98 | 87 | N | 12 | 2040 | N | Electric Utility | 1 | X | NG
Natural Gas Steam Turbine.NG | natural gas steam turbine | TRUE | 15473 | Public Service Co of NM | 2475 | Algodones | NM | Sandoval | 1 | Natural Gas Steam Turbine | ST |  | J | 15 | 0.9 | 15 | 15 | 15 | N |  |  | N | Electric Utility | 1 | X | NG | RFO
Natural Gas Steam Turbine.NG | natural gas steam turbine | TRUE | 15473 | Public Service Co of NM | 2475 | Algodones | NM | Sandoval | 2 | Natural Gas Steam Turbine | ST |  | J | 15 | 0.9 | 15 | 15 | 15 | N |  |  | N | Electric Utility | 1 | X | NG | RFO
Natural Gas Steam Turbine.NG | natural gas steam turbine | TRUE | 15473 | Public Service Co of NM | 2475 | Algodones | NM | Sandoval | 3 | Natural Gas Steam Turbine | ST |  | J | 15 | 0.9 | 15 | 15 | 15 | N |  |  | N | Electric Utility | 1 | X | NG | RFO
Natural Gas Steam Turbine.NG | natural gas steam turbine | TRUE | 58971 | Danskammer Energy | 2480 | Danskammer Generating Station | NY | Orange | 1 | Natural Gas Steam Turbine | ST |  | S | 72 | 0.85 | 68 | 68 | 20 | N |  |  | N | IPP Non-CHP | 2 | X | NG
Natural Gas Steam Turbine.NG | natural gas steam turbine | TRUE | 58971 | Danskammer Energy | 2480 | Danskammer Generating Station | NY | Orange | 2 | Natural Gas Steam Turbine | ST |  | S | 73.5 | 0.85 | 65.7 | 65.5 | 20 | N |  |  | N | IPP Non-CHP | 2 | X | NG
Natural Gas Steam Turbine.NG | natural gas steam turbine | TRUE | 58971 | Danskammer Energy | 2480 | Danskammer Generating Station | NY | Orange | 3 | Natural Gas Steam Turbine | ST |  | S | 147.1 | 0.85 | 137.7 | 137.1 | 40 | N |  |  | N | IPP Non-CHP | 2 | X | NG
Natural Gas Steam Turbine.NG | natural gas steam turbine | TRUE | 58971 | Danskammer Energy | 2480 | Danskammer Generating Station | NY | Orange | 4 | Natural Gas Steam Turbine | ST |  | S | 239.4 | 0.85 | 225.9 | 229.5 | 60 | N |  |  | N | IPP Non-CHP | 2 | X | NG
Petroleum Liquids.DFO | petroleum | TRUE | 58971 | Danskammer Energy | 2480 | Danskammer Generating Station | NY | Orange | 5 | Petroleum Liquids | IC |  | S | 2.7 | 0.8 | 2.5 | 2.5 | 0.5 | N |  |  | N | IPP Non-CHP | 2 | X | DFO
Petroleum Liquids.DFO | petroleum | TRUE | 58971 | Danskammer Energy | 2480 | Danskammer Generating Station | NY | Orange | 6 | Petroleum Liquids | IC |  | S | 2.7 | 0.8 | 2.5 | 2.5 | 0.5 | N |  |  | N | IPP Non-CHP | 2 | X | DFO
Conventional Hydroelectric.WAT | hydro | TRUE | 3249 | Central Hudson Gas & Elec Corp | 2481 | Dashville | NY | Ulster | 1 | Conventional Hydroelectric | HY |  | S | 2.4 | 0.8 | 2.4 | 2.4 | 0.3 | N |  |  | N | Electric Utility | 1 | X | WAT
Conventional Hydroelectric.WAT | hydro | TRUE | 3249 | Central Hudson Gas & Elec Corp | 2481 | Dashville | NY | Ulster | 2 | Conventional Hydroelectric | HY |  | S | 2.4 | 0.8 | 2.4 | 2.4 | 0.3 | N |  |  | N | Electric Utility | 1 | X | WAT
Conventional Hydroelectric.WAT | hydro | TRUE | 15296 | New York Power Authority | 2483 | Neversink | NY | Sullivan | H1 | Conventional Hydroelectric | HY |  | W | 25 | 1 | 25 | 25 | 1 | N |  |  | N | Electric Utility | 1 | X | WAT
Petroleum Liquids.KER | petroleum | TRUE | 3249 | Central Hudson Gas & Elec Corp | 2485 | South Cairo | NY | Greene | GT1 | Petroleum Liquids | GT |  | S | 21.3 | 0.86 | 18.1 | 22.9 | 2 | N |  |  | N | Electric Utility | 1 | X | KER
Conventional Hydroelectric.WAT | hydro | TRUE | 3249 | Central Hudson Gas & Elec Corp | 2486 | Sturgeon | NY | Ulster | H1 | Conventional Hydroelectric | HY |  | S | 4.8 | 0.8 | 4.8 | 4.8 | 4 | N |  |  | N | Electric Utility | 1 | X | WAT
Conventional Hydroelectric.WAT | hydro | TRUE | 3249 | Central Hudson Gas & Elec Corp | 2486 | Sturgeon | NY | Ulster | H2 | Conventional Hydroelectric | HY |  | S | 4.8 | 0.8 | 4.8 | 4.8 | 4 | N |  |  | N | Electric Utility | 1 | X | WAT
Conventional Hydroelectric.WAT | hydro | TRUE | 3249 | Central Hudson Gas & Elec Corp | 2486 | Sturgeon | NY | Ulster | H3 | Conventional Hydroelectric | HY |  | S | 4.8 | 0.8 | 4.8 | 4.8 | 4 | N |  |  | N | Electric Utility | 1 | X | WAT
Natural Gas Fired Combustion Turbine.NG | natural gas peaker | TRUE | 3249 | Central Hudson Gas & Elec Corp | 2487 | West Coxsackie | NY | Greene | GT1 | Natural Gas Fired Combustion Turbine | GT |  | S | 21.3 | 0.86 | 20.2 | 24.8 | 2 | N |  |  | N | Electric Utility | 1 | X | NG | KER
Natural Gas Steam Turbine.NG | natural gas steam turbine | TRUE | 13192 | NRG Arthur Kill Operations Inc | 2490 | Arthur Kill Generating Station | NY | Richmond | 2 | Natural Gas Steam Turbine | ST |  | W | 342 | 0.8 | 346.3 | 362.1 | 90 | N |  |  | N | IPP Non-CHP | 2 | X | NG
Natural Gas Steam Turbine.NG | natural gas steam turbine | TRUE | 13192 | NRG Arthur Kill Operations Inc | 2490 | Arthur Kill Generating Station | NY | Richmond | 3 | Natural Gas Steam Turbine | ST |  | W | 535.5 | 0.9 | 519 | 523.4 | 150 | N |  |  | N | IPP Non-CHP | 2 | X | NG
Natural Gas Fired Combustion Turbine.NG | natural gas peaker | TRUE | 13192 | NRG Arthur Kill Operations Inc | 2490 | Arthur Kill Generating Station | NY | Richmond | GT1 | Natural Gas Fired Combustion Turbine | GT |  | W | 18 | 1 | 12.3 | 15.8 | 1 | N |  |  | N | IPP Non-CHP | 2 | X | NG
Natural Gas Fired Combustion Turbine.NG | natural gas peaker | TRUE | 4226 | Consolidated Edison Co-NY Inc | 2493 | East River | NY | New York | 1 | Natural Gas Fired Combustion Turbine | GT |  | S | 180 | 0.85 | 155.1 | 201.6 | 110 | N |  |  | N | Electric Utility | 1 | X | NG | KER
Natural Gas Fired Combustion Turbine.NG | natural gas peaker | TRUE | 4226 | Consolidated Edison Co-NY Inc | 2493 | East River | NY | New York | 2 | Natural Gas Fired Combustion Turbine | GT |  | S | 180 | 0.85 | 155.8 | 198.5 | 110 | N |  |  | N | Electric Utility | 1 | X | NG | KER
Natural Gas Steam Turbine.NG | natural gas steam turbine | TRUE | 4226 | Consolidated Edison Co-NY Inc | 2493 | East River | NY | New York | 6 | Natural Gas Steam Turbine | ST |  | S | 156.2 | 0.8 | 141.4 | 146.6 | 45 | N |  |  | Y | Electric Utility | 1 | T | NG | DFO | RFO
Natural Gas Steam Turbine.NG | natural gas steam turbine | TRUE | 4226 | Consolidated Edison Co-NY Inc | 2493 | East River | NY | New York | 7 | Natural Gas Steam Turbine | ST |  | S | 200 | 0.8 | 184.2 | 188.1 | 65 | N |  |  | N | Electric Utility | 1 | X | NG | DFO | RFO
Petroleum Liquids.DFO | petroleum | TRUE | 54863 | U S Power Generating Company LLC | 2494 | Gowanus Gas Turbines Generating | NY | Kings | GT11 | Petroleum Liquids | GT |  | S | 20 | 1 | 19.1 | 24.9 | 16 | N |  |  | N | IPP Non-CHP | 2 | X | DFO
Petroleum Liquids.DFO | petroleum | TRUE | 54863 | U S Power Generating Company LLC | 2494 | Gowanus Gas Turbines Generating | NY | Kings | GT12 | Petroleum Liquids | GT |  | S | 20 | 1 | 17.1 | 22.3 | 16 | N |  |  | N | IPP Non-CHP | 2 | X | DFO
Petroleum Liquids.DFO | petroleum | TRUE | 54863 | U S Power Generating Company LLC | 2494 | Gowanus Gas Turbines Generating | NY | Kings | GT13 | Petroleum Liquids | GT |  | S | 20 | 1 | 17.2 | 22.5 | 16 | N |  |  | N | IPP Non-CHP | 2 | X | DFO
Petroleum Liquids.DFO | petroleum | TRUE | 54863 | U S Power Generating Company LLC | 2494 | Gowanus Gas Turbines Generating | NY | Kings | GT14 | Petroleum Liquids | GT |  | S | 20 | 1 | 17.1 | 22.3 | 15.6 | N |  |  | N | IPP Non-CHP | 2 | X | DFO
Petroleum Liquids.DFO | petroleum | TRUE | 54863 | U S Power Generating Company LLC | 2494 | Gowanus Gas Turbines Generating | NY | Kings | GT15 | Petroleum Liquids | GT |  | S | 20 | 1 | 16.5 | 21.6 | 15.9 | N |  |  | N | IPP Non-CHP | 2 | X | DFO
Petroleum Liquids.DFO | petroleum | TRUE | 54863 | U S Power Generating Company LLC | 2494 | Gowanus Gas Turbines Generating | NY | Kings | GT16 | Petroleum Liquids | GT |  | S | 20 | 1 | 18 | 23.5 | 15.6 | N |  |  | N | IPP Non-CHP | 2 | X | DFO
Petroleum Liquids.DFO | petroleum | TRUE | 54863 | U S Power Generating Company LLC | 2494 | Gowanus Gas Turbines Generating | NY | Kings | GT17 | Petroleum Liquids | GT |  | S | 20 | 1 | 17.6 | 23 | 16 | N |  |  | N | IPP Non-CHP | 2 | X | DFO
Petroleum Liquids.DFO | petroleum | TRUE | 54863 | U S Power Generating Company LLC | 2494 | Gowanus Gas Turbines Generating | NY | Kings | GT18 | Petroleum Liquids | GT |  | S | 20 | 1 | 17.9 | 23.4 | 14.6 | N |  |  | N | IPP Non-CHP | 2 | X | DFO
Natural Gas Fired Combustion Turbine.NG | natural gas peaker | TRUE | 54863 | U S Power Generating Company LLC | 2494 | Gowanus Gas Turbines Generating | NY | Kings | GT21 | Natural Gas Fired Combustion Turbine | GT |  | S | 20 | 1 | 17.9 | 23.4 | 16 | N |  |  | N | IPP Non-CHP | 2 | X | NG | DFO
Natural Gas Fired Combustion Turbine.NG | natural gas peaker | TRUE | 54863 | U S Power Generating Company LLC | 2494 | Gowanus Gas Turbines Generating | NY | Kings | GT22 | Natural Gas Fired Combustion Turbine | GT |  | S | 20 | 1 | 18.8 | 24.6 | 15.2 | N |  |  | N | IPP Non-CHP | 2 | X | NG | DFO
Natural Gas Fired Combustion Turbine.NG | natural gas peaker | TRUE | 54863 | U S Power Generating Company LLC | 2494 | Gowanus Gas Turbines Generating | NY | Kings | GT23 | Natural Gas Fired Combustion Turbine | GT |  | S | 20 | 1 | 20.6 | 26.9 | 16 | N |  |  | N | IPP Non-CHP | 2 | X | NG | DFO
Natural Gas Fired Combustion Turbine.NG | natural gas peaker | TRUE | 54863 | U S Power Generating Company LLC | 2494 | Gowanus Gas Turbines Generating | NY | Kings | GT24 | Natural Gas Fired Combustion Turbine | GT |  | S | 20 | 1 | 19.3 | 25.2 | 16 | N |  |  | N | IPP Non-CHP | 2 | X | NG | DFO
Natural Gas Fired Combustion Turbine.NG | natural gas peaker | TRUE | 54863 | U S Power Generating Company LLC | 2494 | Gowanus Gas Turbines Generating | NY | Kings | GT25 | Natural Gas Fired Combustion Turbine | GT |  | S | 20 | 1 | 18.6 | 24.3 | 16 | N |  |  | N | IPP Non-CHP | 2 | X | NG | DFO
Natural Gas Fired Combustion Turbine.NG | natural gas peaker | TRUE | 54863 | U S Power Generating Company LLC | 2494 | Gowanus Gas Turbines Generating | NY | Kings | GT26 | Natural Gas Fired Combustion Turbine | GT |  | S | 20 | 1 | 20.3 | 26.5 | 16 | N |  |  | N | IPP Non-CHP | 2 | X | NG | DFO
Natural Gas Fired Combustion Turbine.NG | natural gas peaker | TRUE | 54863 | U S Power Generating Company LLC | 2494 | Gowanus Gas Turbines Generating | NY | Kings | GT27 | Natural Gas Fired Combustion Turbine | GT |  | S | 20 | 1 | 19.6 | 25.6 | 16 | N |  |  | N | IPP Non-CHP | 2 | X | NG | DFO
Natural Gas Fired Combustion Turbine.NG | natural gas peaker | TRUE | 54863 | U S Power Generating Company LLC | 2494 | Gowanus Gas Turbines Generating | NY | Kings | GT28 | Natural Gas Fired Combustion Turbine | GT |  | S | 20 | 1 | 17.7 | 23.1 | 16 | N |  |  | N | IPP Non-CHP | 2 | X | NG | DFO
Natural Gas Fired Combustion Turbine.NG | natural gas peaker | TRUE | 54863 | U S Power Generating Company LLC | 2494 | Gowanus Gas Turbines Generating | NY | Kings | GT31 | Natural Gas Fired Combustion Turbine | GT |  | S | 20 | 1 | 17.7 | 23.1 | 16 | N |  |  | N | IPP Non-CHP | 2 | X | NG | DFO
Natural Gas Fired Combustion Turbine.NG | natural gas peaker | TRUE | 54863 | U S Power Generating Company LLC | 2494 | Gowanus Gas Turbines Generating | NY | Kings | GT32 | Natural Gas Fired Combustion Turbine | GT |  | S | 20 | 1 | 17.7 | 23.1 | 16 | N |  |  | N | IPP Non-CHP | 2 | X | NG | DFO
Natural Gas Fired Combustion Turbine.NG | natural gas peaker | TRUE | 54863 | U S Power Generating Company LLC | 2494 | Gowanus Gas Turbines Generating | NY | Kings | GT33 | Natural Gas Fired Combustion Turbine | GT |  | S | 20 | 1 | 19.8 | 25.9 | 16 | N |  |  | N | IPP Non-CHP | 2 | X | NG | DFO
Natural Gas Fired Combustion Turbine.NG | natural gas peaker | TRUE | 54863 | U S Power Generating Company LLC | 2494 | Gowanus Gas Turbines Generating | NY | Kings | GT34 | Natural Gas Fired Combustion Turbine | GT |  | S | 20 | 1 | 17.9 | 23.4 | 15.9 | N |  |  | N | IPP Non-CHP | 2 | X | NG | DFO
Natural Gas Fired Combustion Turbine.NG | natural gas peaker | TRUE | 54863 | U S Power Generating Company LLC | 2494 | Gowanus Gas Turbines Generating | NY | Kings | GT35 | Natural Gas Fired Combustion Turbine | GT |  | S | 20 | 1 | 19 | 24.8 | 16 | N |  |  | N | IPP Non-CHP | 2 | X | NG | DFO
Natural Gas Fired Combustion Turbine.NG | natural gas peaker | TRUE | 54863 | U S Power Generating Company LLC | 2494 | Gowanus Gas Turbines Generating | NY | Kings | GT36 | Natural Gas Fired Combustion Turbine | GT |  | S | 20 | 1 | 17.6 | 23 | 15.2 | N |  |  | N | IPP Non-CHP | 2 | X | NG | DFO
Natural Gas Fired Combustion Turbine.NG | natural gas peaker | TRUE | 54863 | U S Power Generating Company LLC | 2494 | Gowanus Gas Turbines Generating | NY | Kings | GT37 | Natural Gas Fired Combustion Turbine | GT |  | S | 20 | 1 | 18.1 | 23.6 | 16 | N |  |  | N | IPP Non-CHP | 2 | X | NG | DFO
Natural Gas Fired Combustion Turbine.NG | natural gas peaker | TRUE | 54863 | U S Power Generating Company LLC | 2494 | Gowanus Gas Turbines Generating | NY | Kings | GT38 | Natural Gas Fired Combustion Turbine | GT |  | S | 20 | 1 | 19 | 24.8 | 16 | N |  |  | N | IPP Non-CHP | 2 | X | NG | DFO
Petroleum Liquids.DFO | petroleum | TRUE | 54863 | U S Power Generating Company LLC | 2494 | Gowanus Gas Turbines Generating | NY | Kings | GT41 | Petroleum Liquids | GT |  | S | 20 | 1 | 16.8 | 21.9 | 16 | N |  |  | N | IPP Non-CHP | 2 | X | DFO
Petroleum Liquids.DFO | petroleum | TRUE | 54863 | U S Power Generating Company LLC | 2494 | Gowanus Gas Turbines Generating | NY | Kings | GT42 | Petroleum Liquids | GT |  | S | 20 | 1 | 17.3 | 22.6 | 16 | N |  |  | N | IPP Non-CHP | 2 | X | DFO
Petroleum Liquids.DFO | petroleum | TRUE | 54863 | U S Power Generating Company LLC | 2494 | Gowanus Gas Turbines Generating | NY | Kings | GT43 | Petroleum Liquids | GT |  | S | 20 | 1 | 17.6 | 23 | 16 | N |  |  | N | IPP Non-CHP | 2 | X | DFO
Petroleum Liquids.DFO | petroleum | TRUE | 54863 | U S Power Generating Company LLC | 2494 | Gowanus Gas Turbines Generating | NY | Kings | GT44 | Petroleum Liquids | GT |  | S | 20 | 1 | 17.1 | 22.3 | 15.8 | N |  |  | N | IPP Non-CHP | 2 | X | DFO
Petroleum Liquids.DFO | petroleum | TRUE | 54863 | U S Power Generating Company LLC | 2494 | Gowanus Gas Turbines Generating | NY | Kings | GT45 | Petroleum Liquids | GT |  | S | 20 | 1 | 17.1 | 22.3 | 15.7 | N |  |  | N | IPP Non-CHP | 2 | X | DFO
Petroleum Liquids.DFO | petroleum | TRUE | 54863 | U S Power Generating Company LLC | 2494 | Gowanus Gas Turbines Generating | NY | Kings | GT46 | Petroleum Liquids | GT |  | S | 20 | 1 | 18.6 | 24.3 | 16 | N |  |  | N | IPP Non-CHP | 2 | X | DFO
Petroleum Liquids.DFO | petroleum | TRUE | 54863 | U S Power Generating Company LLC | 2494 | Gowanus Gas Turbines Generating | NY | Kings | GT47 | Petroleum Liquids | GT |  | S | 20 | 1 | 16.6 | 21.7 | 14 | N |  |  | N | IPP Non-CHP | 2 | X | DFO
Petroleum Liquids.DFO | petroleum | TRUE | 54863 | U S Power Generating Company LLC | 2494 | Gowanus Gas Turbines Generating | NY | Kings | GT48 | Petroleum Liquids | GT |  | S | 20 | 1 | 19 | 24.8 | 16 | N |  |  | N | IPP Non-CHP | 2 | X | DFO
Natural Gas Fired Combustion Turbine.NG | natural gas peaker | TRUE | 54863 | U S Power Generating Company LLC | 2499 | Narrows Gas Turbines Generating | NY | Kings | NT11 | Natural Gas Fired Combustion Turbine | GT |  | S | 22 | 1 | 21 | 27.4 | 16 | N |  |  | N | IPP Non-CHP | 2 | X | NG | DFO
Natural Gas Fired Combustion Turbine.NG | natural gas peaker | TRUE | 54863 | U S Power Generating Company LLC | 2499 | Narrows Gas Turbines Generating | NY | Kings | NT12 | Natural Gas Fired Combustion Turbine | GT |  | S | 22 | 1 | 19.5 | 25.5 | 16 | N |  |  | N | IPP Non-CHP | 2 | X | NG | DFO
Natural Gas Fired Combustion Turbine.NG | natural gas peaker | TRUE | 54863 | U S Power Generating Company LLC | 2499 | Narrows Gas Turbines Generating | NY | Kings | NT13 | Natural Gas Fired Combustion Turbine | GT |  | S | 22 | 1 | 20.4 | 26.6 | 16 | N |  |  | N | IPP Non-CHP | 2 | X | NG | DFO
Natural Gas Fired Combustion Turbine.NG | natural gas peaker | TRUE | 54863 | U S Power Generating Company LLC | 2499 | Narrows Gas Turbines Generating | NY | Kings | NT14 | Natural Gas Fired Combustion Turbine | GT |  | S | 22 | 1 | 20.1 | 26.3 | 16 | N |  |  | N | IPP Non-CHP | 2 | X | NG | DFO
Natural Gas Fired Combustion Turbine.NG | natural gas peaker | TRUE | 54863 | U S Power Generating Company LLC | 2499 | Narrows Gas Turbines Generating | NY | Kings | NT15 | Natural Gas Fired Combustion Turbine | GT |  | S | 22 | 1 | 19.8 | 25.9 | 16 | N |  |  | N | IPP Non-CHP | 2 | X | NG | DFO
Natural Gas Fired Combustion Turbine.NG | natural gas peaker | TRUE | 54863 | U S Power Generating Company LLC | 2499 | Narrows Gas Turbines Generating | NY | Kings | NT16 | Natural Gas Fired Combustion Turbine | GT |  | S | 22 | 1 | 18.9 | 24.7 | 15.7 | N |  |  | N | IPP Non-CHP | 2 | X | NG | DFO
Natural Gas Fired Combustion Turbine.NG | natural gas peaker | TRUE | 54863 | U S Power Generating Company LLC | 2499 | Narrows Gas Turbines Generating | NY | Kings | NT17 | Natural Gas Fired Combustion Turbine | GT |  | S | 22 | 1 | 18.4 | 24 | 15.6 | N |  |  | N | IPP Non-CHP | 2 | X | NG | DFO
Natural Gas Fired Combustion Turbine.NG | natural gas peaker | TRUE | 54863 | U S Power Generating Company LLC | 2499 | Narrows Gas Turbines Generating | NY | Kings | NT18 | Natural Gas Fired Combustion Turbine | GT |  | S | 22 | 1 | 19.9 | 26 | 16 | N |  |  | N | IPP Non-CHP | 2 | X | NG | DFO
Natural Gas Fired Combustion Turbine.NG | natural gas peaker | TRUE | 54863 | U S Power Generating Company LLC | 2499 | Narrows Gas Turbines Generating | NY | Kings | NT21 | Natural Gas Fired Combustion Turbine | GT |  | S | 22 | 1 | 19.4 | 25.3 | 16 | N |  |  | N | IPP Non-CHP | 2 | X | NG | DFO
Natural Gas Fired Combustion Turbine.NG | natural gas peaker | TRUE | 54863 | U S Power Generating Company LLC | 2499 | Narrows Gas Turbines Generating | NY | Kings | NT22 | Natural Gas Fired Combustion Turbine | GT |  | S | 22 | 1 | 18.7 | 24.4 | 16 | N |  |  | N | IPP Non-CHP | 2 | X | NG | DFO
Natural Gas Fired Combustion Turbine.NG | natural gas peaker | TRUE | 54863 | U S Power Generating Company LLC | 2499 | Narrows Gas Turbines Generating | NY | Kings | NT23 | Natural Gas Fired Combustion Turbine | GT |  | S | 22 | 1 | 18.4 | 24 | 16 | N |  |  | N | IPP Non-CHP | 2 | X | NG | DFO
Natural Gas Fired Combustion Turbine.NG | natural gas peaker | TRUE | 54863 | U S Power Generating Company LLC | 2499 | Narrows Gas Turbines Generating | NY | Kings | NT24 | Natural Gas Fired Combustion Turbine | GT |  | S | 22 | 1 | 18.4 | 24 | 16 | N |  |  | N | IPP Non-CHP | 2 | X | NG | DFO
Natural Gas Fired Combustion Turbine.NG | natural gas peaker | TRUE | 54863 | U S Power Generating Company LLC | 2499 | Narrows Gas Turbines Generating | NY | Kings | NT25 | Natural Gas Fired Combustion Turbine | GT |  | S | 22 | 1 | 19.9 | 26 | 16 | N |  |  | N | IPP Non-CHP | 2 | X | NG | DFO
Natural Gas Fired Combustion Turbine.NG | natural gas peaker | TRUE | 54863 | U S Power Generating Company LLC | 2499 | Narrows Gas Turbines Generating | NY | Kings | NT26 | Natural Gas Fired Combustion Turbine | GT |  | S | 22 | 1 | 18.1 | 23.6 | 15.3 | N |  |  | N | IPP Non-CHP | 2 | X | NG | DFO
Natural Gas Fired Combustion Turbine.NG | natural gas peaker | TRUE | 54863 | U S Power Generating Company LLC | 2499 | Narrows Gas Turbines Generating | NY | Kings | NT27 | Natural Gas Fired Combustion Turbine | GT |  | S | 22 | 1 | 20.7 | 27 | 16 | N |  |  | N | IPP Non-CHP | 2 | X | NG | DFO
Natural Gas Fired Combustion Turbine.NG | natural gas peaker | TRUE | 54863 | U S Power Generating Company LLC | 2499 | Narrows Gas Turbines Generating | NY | Kings | NT28 | Natural Gas Fired Combustion Turbine | GT |  | S | 22 | 1 | 17.5 | 22.9 | 15.7 | N |  |  | N | IPP Non-CHP | 2 | X | NG | DFO
Natural Gas Steam Turbine.NG | natural gas steam turbine | TRUE | 61130 | Helix Ravenswood, LLC | 2500 | Ravenswood | NY | Queens | 1 | Natural Gas Steam Turbine | ST |  | S | 400 | 0.8 | 368.5 | 375.8 | 75 | N |  |  | N | IPP Non-CHP | 2 | X | NG | DFO
Natural Gas Steam Turbine.NG | natural gas steam turbine | TRUE | 61130 | Helix Ravenswood, LLC | 2500 | Ravenswood | NY | Queens | 2 | Natural Gas Steam Turbine | ST |  | S | 400 | 0.8 | 373 | 374.3 | 75 | N |  |  | N | IPP Non-CHP | 2 | X | NG | DFO
Natural Gas Steam Turbine.NG | natural gas steam turbine | TRUE | 61130 | Helix Ravenswood, LLC | 2500 | Ravenswood | NY | Queens | 3 | Natural Gas Steam Turbine | ST |  | S | 1027 | 0.8 | 988.7 | 968.3 | 150 | N |  |  | N | IPP Non-CHP | 2 | X | NG | DFO
Natural Gas Fired Combined Cycle.NG | natural gas combined cycle | TRUE | 61130 | Helix Ravenswood, LLC | 2500 | Ravenswood | NY | Queens | 4 | Natural Gas Fired Combined Cycle | CT | CCR4 | S | 181 | 0.85 | 161.8 | 185.8 | 115 | N |  |  | N | IPP Non-CHP | 2 | X | NG | KER
Natural Gas Fired Combined Cycle.NG | natural gas combined cycle | TRUE | 61130 | Helix Ravenswood, LLC | 2500 | Ravenswood | NY | Queens | 4S | Natural Gas Fired Combined Cycle | CA | CCR4 | S | 87.5 | 0.85 | 78.3 | 89.8 | 0 | N |  |  | N | IPP Non-CHP | 2 | X | NG | KER
Natural Gas Fired Combustion Turbine.NG | natural gas peaker | TRUE | 61130 | Helix Ravenswood, LLC | 2500 | Ravenswood | NY | Queens | GT1 | Natural Gas Fired Combustion Turbine | GT |  | S | 16 | 0.85 | 8.1 | 11.1 | 7 | N |  |  | N | IPP Non-CHP | 2 | X | NG
Natural Gas Fired Combustion Turbine.NG | natural gas peaker | TRUE | 61130 | Helix Ravenswood, LLC | 2500 | Ravenswood | NY | Queens | GT10 | Natural Gas Fired Combustion Turbine | GT |  | S | 25 | 0.85 | 16 | 20.3 | 10 | N |  |  | N | IPP Non-CHP | 2 | X | NG | KER
Natural Gas Fired Combustion Turbine.NG | natural gas peaker | TRUE | 61130 | Helix Ravenswood, LLC | 2500 | Ravenswood | NY | Queens | GT11 | Natural Gas Fired Combustion Turbine | GT |  | S | 25 | 0.85 | 16.4 | 22.4 | 10 | N |  |  | N | IPP Non-CHP | 2 | X | NG | KER
Natural Gas Fired Combustion Turbine.NG | natural gas peaker | TRUE | 4226 | Consolidated Edison Co-NY Inc | 2503 | 59th Street | NY | New York | GT1 | Natural Gas Fired Combustion Turbine | GT |  | S | 17.1 | 0.91 | 13.1 | 16.1 | 3 | N | 4 | 2025 | N | Electric Utility | 1 | X | NG | KER
Petroleum Liquids.KER | petroleum | TRUE | 4226 | Consolidated Edison Co-NY Inc | 2504 | 74th Street | NY | New York | GT1 | Petroleum Liquids | GT |  | S | 18.5 | 0.85 | 18.5 | 21.7 | 8 | N | 4 | 2023 | N | Electric Utility | 1 | X | KER
Petroleum Liquids.KER | petroleum | TRUE | 4226 | Consolidated Edison Co-NY Inc | 2504 | 74th Street | NY | New York | GT2 | Petroleum Liquids | GT |  | S | 18.5 | 0.85 | 19.3 | 21.9 | 8 | N | 4 | 2023 | N | Electric Utility | 1 | X | KER
Natural Gas Fired Combustion Turbine.NG | natural gas peaker | TRUE | 56505 | National Grid Generation LLC | 2511 | E F Barrett | NY | Nassau | 10 | Natural Gas Fired Combustion Turbine | GT |  | S | 41.8 | 0.9 | 40.6 | 50 | 30 | N |  |  | N | Electric Utility | 1 | X | NG | DFO
Natural Gas Fired Combustion Turbine.NG | natural gas peaker | TRUE | 56505 | National Grid Generation LLC | 2511 | E F Barrett | NY | Nassau | 11 | Natural Gas Fired Combustion Turbine | GT |  | S | 41.8 | 0.9 | 40.1 | 50.5 | 30 | N |  |  | N | Electric Utility | 1 | X | NG | DFO
Natural Gas Fired Combustion Turbine.NG | natural gas peaker | TRUE | 56505 | National Grid Generation LLC | 2511 | E F Barrett | NY | Nassau | 12 | Natural Gas Fired Combustion Turbine | GT |  | S | 41.8 | 0.9 | 40.9 | 48.7 | 30 | N |  |  | N | Electric Utility | 1 | X | NG | DFO
Natural Gas Fired Combustion Turbine.NG | natural gas peaker | TRUE | 56505 | National Grid Generation LLC | 2511 | E F Barrett | NY | Nassau | 3 | Natural Gas Fired Combustion Turbine | GT |  | S | 18 | 0.85 | 17.7 | 20.2 | 10.5 | N |  |  | N | Electric Utility | 1 | X | NG | DFO
Natural Gas Fired Combustion Turbine.NG | natural gas peaker | TRUE | 56505 | National Grid Generation LLC | 2511 | E F Barrett | NY | Nassau | 4 | Natural Gas Fired Combustion Turbine | GT |  | S | 18 | 0.85 | 16.8 | 20.5 | 11.4 | N |  |  | N | Electric Utility | 1 | X | NG | DFO
Natural Gas Fired Combustion Turbine.NG | natural gas peaker | TRUE | 56505 | National Grid Generation LLC | 2511 | E F Barrett | NY | Nassau | 5 | Natural Gas Fired Combustion Turbine | GT |  | S | 18 | 0.85 | 17.6 | 20.1 | 11 | N |  |  | N | Electric Utility | 1 | X | NG | DFO
Natural Gas Fired Combustion Turbine.NG | natural gas peaker | TRUE | 56505 | National Grid Generation LLC | 2511 | E F Barrett | NY | Nassau | 6 | Natural Gas Fired Combustion Turbine | GT |  | S | 18 | 0.85 | 16.4 | 19.9 | 11.2 | N |  |  | N | Electric Utility | 1 | X | NG | DFO
Natural Gas Fired Combustion Turbine.NG | natural gas peaker | TRUE | 56505 | National Grid Generation LLC | 2511 | E F Barrett | NY | Nassau | 8 | Natural Gas Fired Combustion Turbine | GT |  | S | 18 | 0.85 | 15.1 | 15.2 | 11.4 | N |  |  | N | Electric Utility | 1 | X | NG | DFO
Natural Gas Fired Combustion Turbine.NG | natural gas peaker | TRUE | 56505 | National Grid Generation LLC | 2511 | E F Barrett | NY | Nassau | 9 | Natural Gas Fired Combustion Turbine | GT |  | S | 41.8 | 0.9 | 41.2 | 49.2 | 29.8 | N |  |  | N | Electric Utility | 1 | X | NG | DFO
Natural Gas Fired Combustion Turbine.NG | natural gas peaker | TRUE | 56505 | National Grid Generation LLC | 2511 | E F Barrett | NY | Nassau | GT1 | Natural Gas Fired Combustion Turbine | GT |  | S | 18 | 0.85 | 17.4 | 20.5 | 10.7 | N |  |  | N | Electric Utility | 1 | X | NG | DFO
Natural Gas Fired Combustion Turbine.NG | natural gas peaker | TRUE | 56505 | National Grid Generation LLC | 2511 | E F Barrett | NY | Nassau | GT2 | Natural Gas Fired Combustion Turbine | GT |  | S | 18 | 0.85 | 17.6 | 20.4 | 9 | N |  |  | N | Electric Utility | 1 | X | NG | DFO
Natural Gas Steam Turbine.NG | natural gas steam turbine | TRUE | 56505 | National Grid Generation LLC | 2511 | E F Barrett | NY | Nassau | ST1 | Natural Gas Steam Turbine | ST |  | S | 188 | 0.85 | 194.2 | 199.5 | 15 | N |  |  | N | Electric Utility | 1 | X | NG | RFO
Natural Gas Steam Turbine.NG | natural gas steam turbine | TRUE | 56505 | National Grid Generation LLC | 2511 | E F Barrett | NY | Nassau | ST2 | Natural Gas Steam Turbine | ST |  | S | 188 | 0.85 | 178 | 190.5 | 15 | N |  |  | N | Electric Utility | 1 | X | NG | RFO
Petroleum Liquids.DFO | petroleum | TRUE | 56505 | National Grid Generation LLC | 2512 | East Hampton | NY | Suffolk | 1 | Petroleum Liquids | GT |  | S | 21.3 | 0.85 | 19.2 | 24 | 15.4 | N |  |  | N | Electric Utility | 1 | X | DFO
Petroleum Liquids.DFO | petroleum | TRUE | 56505 | National Grid Generation LLC | 2512 | East Hampton | NY | Suffolk | 2 | Petroleum Liquids | IC |  | S | 2 | 0.9 | 2 | 2 | 2 | N |  |  | N | Electric Utility | 1 | X | DFO
Petroleum Liquids.DFO | petroleum | TRUE | 56505 | National Grid Generation LLC | 2512 | East Hampton | NY | Suffolk | 3 | Petroleum Liquids | IC |  | S | 2 | 0.9 | 2 | 2.1 | 2 | N |  |  | N | Electric Utility | 1 | X | DFO
Petroleum Liquids.DFO | petroleum | TRUE | 56505 | National Grid Generation LLC | 2512 | East Hampton | NY | Suffolk | 4 | Petroleum Liquids | IC |  | S | 2 | 0.9 | 2 | 2.1 | 1.9 | N |  |  | N | Electric Utility | 1 | X | DFO
Petroleum Liquids.DFO | petroleum | TRUE | 56505 | National Grid Generation LLC | 2514 | Glenwood | NY | Nassau | GT2 | Petroleum Liquids | GT |  | S | 55 | 0.9 | 49 | 55.1 | 40 | N |  |  | N | Electric Utility | 1 | X | DFO
Petroleum Liquids.DFO | petroleum | TRUE | 56505 | National Grid Generation LLC | 2514 | Glenwood | NY | Nassau | GT3 | Petroleum Liquids | GT |  | S | 55 | 0.9 | 55.1 | 68.6 | 44.1 | N |  |  | N | Electric Utility | 1 | X | DFO
Natural Gas Steam Turbine.NG | natural gas steam turbine | TRUE | 56505 | National Grid Generation LLC | 2516 | Northport | NY | Suffolk | 2 | Natural Gas Steam Turbine | ST |  | S | 387 | 0.9 | 398 | 399 | 40 | N |  |  | N | Electric Utility | 1 | X | NG | RFO
Natural Gas Steam Turbine.NG | natural gas steam turbine | TRUE | 56505 | National Grid Generation LLC | 2516 | Northport | NY | Suffolk | 3 | Natural Gas Steam Turbine | ST |  | S | 387 | 0.9 | 398.5 | 394.2 | 30 | N |  |  | N | Electric Utility | 1 | X | NG | RFO
Natural Gas Steam Turbine.NG | natural gas steam turbine | TRUE | 56505 | National Grid Generation LLC | 2516 | Northport | NY | Suffolk | 4 | Natural Gas Steam Turbine | ST |  | S | 387 | 0.9 | 398 | 396.5 | 40 | N |  |  | N | Electric Utility | 1 | X | NG | RFO
Petroleum Liquids.DFO | petroleum | TRUE | 56505 | National Grid Generation LLC | 2516 | Northport | NY | Suffolk | GT1 | Petroleum Liquids | GT |  | S | 16 | 0.85 | 11.8 | 15.8 | 10.6 | N |  |  | N | Electric Utility | 1 | X | DFO
Natural Gas Steam Turbine.NG | natural gas steam turbine | TRUE | 56505 | National Grid Generation LLC | 2516 | Northport | NY | Suffolk | ST1 | Natural Gas Steam Turbine | ST |  | S | 387 | 0.9 | 397.7 | 396.2 | 40 | N |  |  | N | Electric Utility | 1 | X | NG | RFO
Natural Gas Steam Turbine.NG | natural gas steam turbine | TRUE | 56505 | National Grid Generation LLC | 2517 | Port Jefferson | NY | Suffolk | 3 | Natural Gas Steam Turbine | ST |  | S | 188 | 0.9 | 192 | 189.2 | 15 | N |  |  | N | Electric Utility | 1 | X | NG | RFO
Natural Gas Steam Turbine.NG | natural gas steam turbine | TRUE | 56505 | National Grid Generation LLC | 2517 | Port Jefferson | NY | Suffolk | 4 | Natural Gas Steam Turbine | ST |  | S | 188 | 0.9 | 193 | 194.7 | 15 | N |  |  | N | Electric Utility | 1 | X | NG | RFO
Petroleum Liquids.DFO | petroleum | TRUE | 56505 | National Grid Generation LLC | 2517 | Port Jefferson | NY | Suffolk | GT1 | Petroleum Liquids | GT |  | S | 16 | 0.85 | 12.9 | 16.6 | 10.6 | N |  |  | N | Electric Utility | 1 | X | DFO
Natural Gas Fired Combustion Turbine.NG | natural gas peaker | TRUE | 56505 | National Grid Generation LLC | 2517 | Port Jefferson | NY | Suffolk | GT2 | Natural Gas Fired Combustion Turbine | GT |  | S | 53 | 0.9 | 42.6 | 46.7 | 37 | N |  |  | N | Electric Utility | 1 | X | NG | KER
Natural Gas Fired Combustion Turbine.NG | natural gas peaker | TRUE | 56505 | National Grid Generation LLC | 2517 | Port Jefferson | NY | Suffolk | GT3 | Natural Gas Fired Combustion Turbine | GT |  | S | 53 | 0.9 | 40.1 | 47.1 | 37 | N |  |  | N | Electric Utility | 1 | X | NG | KER
Petroleum Liquids.DFO | petroleum | TRUE | 56505 | National Grid Generation LLC | 2518 | Shoreham | NY | Suffolk | GT1 | Petroleum Liquids | GT |  | S | 52.9 | 0.9 | 49.8 | 65 | 39.4 | N |  |  | N | Electric Utility | 1 | X | DFO
Petroleum Liquids.DFO | petroleum | TRUE | 56505 | National Grid Generation LLC | 2518 | Shoreham | NY | Suffolk | GT2 | Petroleum Liquids | GT |  | S | 18.6 | 0.85 | 15.9 | 19.7 | 12 | N |  |  | N | Electric Utility | 1 | X | DFO
Petroleum Liquids.DFO | petroleum | TRUE | 56505 | National Grid Generation LLC | 2519 | South Hampton | NY | Suffolk | 1 | Petroleum Liquids | GT |  | S | 11.5 | 0.85 | 8.5 | 10.4 | 6.6 | N |  |  | N | Electric Utility | 1 | X | DFO
Petroleum Liquids.DFO | petroleum | TRUE | 56505 | National Grid Generation LLC | 2520 | Southold | NY | Suffolk | 1 | Petroleum Liquids | GT |  | S | 14 | 0.85 | 10 | 9 | 7.3 | N |  |  | N | Electric Utility | 1 | X | DFO
Petroleum Liquids.DFO | petroleum | TRUE | 56505 | National Grid Generation LLC | 2521 | West Babylon | NY | Suffolk | 4 | Petroleum Liquids | GT |  | S | 52.4 | 0.9 | 49.7 | 66.5 | 41.5 | N |  |  | N | Electric Utility | 1 | X | DFO
Conventional Hydroelectric.WAT | hydro | TRUE | 13511 | New York State Elec & Gas Corp | 2522 | Cadyville | NY | Clinton | 1 | Conventional Hydroelectric | HY |  | S | 1.2 | 0.8 | 1.2 | 1.2 | 0 | N |  |  | N | Electric Utility | 1 | X | WAT
Conventional Hydroelectric.WAT | hydro | TRUE | 13511 | New York State Elec & Gas Corp | 2522 | Cadyville | NY | Clinton | 2 | Conventional Hydroelectric | HY |  | S | 1.2 | 0.8 | 1.2 | 1.2 | 0 | N |  |  | N | Electric Utility | 1 | X | WAT
Conventional Hydroelectric.WAT | hydro | TRUE | 13511 | New York State Elec & Gas Corp | 2522 | Cadyville | NY | Clinton | 3 | Conventional Hydroelectric | HY |  | S | 3.1 | 0.95 | 3.1 | 3.1 | 0 | N |  |  | N | Electric Utility | 1 | X | WAT
Natural Gas Steam Turbine.NG | natural gas steam turbine | TRUE | 25 | Greenidge Generation Holdings LLC | 2527 | Greenidge Generation LLC | NY | Yates | 4 | Natural Gas Steam Turbine | ST |  | S | 112 | 0.85 | 104.5 | 106.3 | 32 | N |  |  | N | IPP Non-CHP | 2 | X | NG | WDS
Petroleum Liquids.DFO | petroleum | TRUE | 13511 | New York State Elec & Gas Corp | 2528 | Harris Lake | NY | Essex | 1 | Petroleum Liquids | IC |  | S | 1.7 | 0.8 | 1.7 | 1.7 | 1.7 | N |  |  | N | Electric Utility | 1 | X | DFO
Petroleum Liquids.DFO | petroleum | TRUE | 13511 | New York State Elec & Gas Corp | 2528 | Harris Lake | NY | Essex | 2 | Petroleum Liquids | IC |  | S | 2.5 | 0.8 | 2.3 | 2.3 | 2.3 | N |  |  | N | Electric Utility | 1 | X | DFO
Conventional Hydroelectric.WAT | hydro | TRUE | 13511 | New York State Elec & Gas Corp | 2530 | High Falls - Saranac NY | NY | Clinton | 1 | Conventional Hydroelectric | HY |  | S | 4 | 0.8 | 4 | 4 | 0 | N |  |  | N | Electric Utility | 1 | X | WAT
Conventional Hydroelectric.WAT | hydro | TRUE | 13511 | New York State Elec & Gas Corp | 2530 | High Falls - Saranac NY | NY | Clinton | 2 | Conventional Hydroelectric | HY |  | S | 4 | 0.8 | 4 | 4 | 0 | N |  |  | N | Electric Utility | 1 | X | WAT
Conventional Hydroelectric.WAT | hydro | TRUE | 13511 | New York State Elec & Gas Corp | 2530 | High Falls - Saranac NY | NY | Clinton | 3 | Conventional Hydroelectric | HY |  | S | 7 | 0.8 | 7 | 7 | 0 | N |  |  | N | Electric Utility | 1 | X | WAT
Conventional Hydroelectric.WAT | hydro | TRUE | 13511 | New York State Elec & Gas Corp | 2532 | Kent Falls | NY | Clinton | 1 | Conventional Hydroelectric | HY |  | S | 3.2 | 0.8 | 3.8 | 3.8 | 0 | N |  |  | N | Electric Utility | 1 | X | WAT
Conventional Hydroelectric.WAT | hydro | TRUE | 13511 | New York State Elec & Gas Corp | 2532 | Kent Falls | NY | Clinton | 2 | Conventional Hydroelectric | HY |  | S | 3.2 | 0.8 | 3.8 | 3.8 | 0 | N |  |  | N | Electric Utility | 1 | X | WAT
Conventional Hydroelectric.WAT | hydro | TRUE | 13511 | New York State Elec & Gas Corp | 2532 | Kent Falls | NY | Clinton | 3 | Conventional Hydroelectric | HY |  | S | 6 | 0.95 | 6 | 6 | 0 | N |  |  | N | Electric Utility | 1 | X | WAT
Natural Gas Fired Combined Cycle.NG | natural gas combined cycle | TRUE | 65417 | Generation Bridge II New York LLC | 2539 | Bethlehem Energy Center | NY | Albany | 5 | Natural Gas Fired Combined Cycle | CT | CC1 | S | 194.3 | 0.85 | 178.4 | 205.8 | 170 | N |  |  | N | IPP Non-CHP | 2 | X | NG | KER
Natural Gas Fired Combined Cycle.NG | natural gas combined cycle | TRUE | 65417 | Generation Bridge II New York LLC | 2539 | Bethlehem Energy Center | NY | Albany | 6 | Natural Gas Fired Combined Cycle | CT | CC1 | S | 194.3 | 0.85 | 179.7 | 205.8 | 170 | N |  |  | N | IPP Non-CHP | 2 | X | NG | RFO
Natural Gas Fired Combined Cycle.NG | natural gas combined cycle | TRUE | 65417 | Generation Bridge II New York LLC | 2539 | Bethlehem Energy Center | NY | Albany | 7 | Natural Gas Fired Combined Cycle | CT | CC1 | S | 194.3 | 0.85 | 177.9 | 205.8 | 170 | N |  |  | N | IPP Non-CHP | 2 | X | NG
Natural Gas Fired Combined Cycle.NG | natural gas combined cycle | TRUE | 65417 | Generation Bridge II New York LLC | 2539 | Bethlehem Energy Center | NY | Albany | 8 | Natural Gas Fired Combined Cycle | CA | CC1 | S | 310.2 | 0.85 | 279.5 | 307.3 | 170 | N |  |  | N | IPP Non-CHP | 2 | X | NG
Conventional Hydroelectric.WAT | hydro | TRUE | 5914 | Erie Boulevard Hydropower LP | 2540 | Allens Falls | NY | St Lawrence | 1 | Conventional Hydroelectric | HY |  | S | 4 | 0.8 | 3.5 | 5 | 3.5 | N |  |  | N | IPP Non-CHP | 2 | X | WAT
Conventional Hydroelectric.WAT | hydro | TRUE | 5914 | Erie Boulevard Hydropower LP | 2543 | Beardslee | NY | Herkimer | 1 | Conventional Hydroelectric | HY |  | S | 10 | 0.8 | 8.5 | 8.9 | 4 | N |  |  | N | IPP Non-CHP | 2 | X | WAT
Conventional Hydroelectric.WAT | hydro | TRUE | 5914 | Erie Boulevard Hydropower LP | 2543 | Beardslee | NY | Herkimer | 2 | Conventional Hydroelectric | HY |  | S | 10 | 0.8 | 8.1 | 7.8 | 4 | N |  |  | N | IPP Non-CHP | 2 | X | WAT
Conventional Hydroelectric.WAT | hydro | TRUE | 5914 | Erie Boulevard Hydropower LP | 2544 | Belfort | NY | Lewis | 1 | Conventional Hydroelectric | HY |  | S | 0.4 | 0.8 | 0.4 | 0.4 | 0.2 | N |  |  | N | IPP Non-CHP | 2 | X | WAT
Conventional Hydroelectric.WAT | hydro | TRUE | 5914 | Erie Boulevard Hydropower LP | 2544 | Belfort | NY | Lewis | 2 | Conventional Hydroelectric | HY |  | S | 0.6 | 0.8 | 0.5 | 0.5 | 0.4 | N |  |  | N | IPP Non-CHP | 2 | X | WAT
Conventional Hydroelectric.WAT | hydro | TRUE | 5914 | Erie Boulevard Hydropower LP | 2544 | Belfort | NY | Lewis | 3 | Conventional Hydroelectric | HY |  | S | 1 | 0.8 | 0.9 | 0.9 | 0.7 | N |  |  | N | IPP Non-CHP | 2 | X | WAT
Conventional Hydroelectric.WAT | hydro | TRUE | 5914 | Erie Boulevard Hydropower LP | 2545 | Bennetts Bridge | NY | Oswego | 1 | Conventional Hydroelectric | HY |  | S | 9 | 0.8 | 8.4 | 7 | 3 | N |  |  | N | IPP Non-CHP | 2 | X | WAT
Conventional Hydroelectric.WAT | hydro | TRUE | 5914 | Erie Boulevard Hydropower LP | 2545 | Bennetts Bridge | NY | Oswego | 2 | Conventional Hydroelectric | HY |  | S | 9 | 0.8 | 8.4 | 7.5 | 3 | N |  |  | N | IPP Non-CHP | 2 | X | WAT
Conventional Hydroelectric.WAT | hydro | TRUE | 5914 | Erie Boulevard Hydropower LP | 2545 | Bennetts Bridge | NY | Oswego | 3 | Conventional Hydroelectric | HY |  | S | 9 | 0.8 | 6.3 | 7.3 | 3 | N |  |  | N | IPP Non-CHP | 2 | X | WAT
Conventional Hydroelectric.WAT | hydro | TRUE | 5914 | Erie Boulevard Hydropower LP | 2545 | Bennetts Bridge | NY | Oswego | 4 | Conventional Hydroelectric | HY |  | S | 9 | 0.8 | 7.2 | 7.3 | 3 | N |  |  | N | IPP Non-CHP | 2 | X | WAT
Conventional Hydroelectric.WAT | hydro | TRUE | 5914 | Erie Boulevard Hydropower LP | 2546 | Black River | NY | Jefferson | 1 | Conventional Hydroelectric | HY |  | S | 2 | 0.8 | 1.5 | 2.3 | 1.5 | N |  |  | N | IPP Non-CHP | 2 | X | WAT
Conventional Hydroelectric.WAT | hydro | TRUE | 5914 | Erie Boulevard Hydropower LP | 2546 | Black River | NY | Jefferson | 2 | Conventional Hydroelectric | HY |  | S | 2 | 0.8 | 1.5 | 2.3 | 1.5 | N |  |  | N | IPP Non-CHP | 2 | X | WAT
Conventional Hydroelectric.WAT | hydro | TRUE | 5914 | Erie Boulevard Hydropower LP | 2546 | Black River | NY | Jefferson | 3 | Conventional Hydroelectric | HY |  | S | 2 | 0.8 | 1.5 | 2.3 | 1.5 | N |  |  | N | IPP Non-CHP | 2 | X | WAT
Conventional Hydroelectric.WAT | hydro | TRUE | 5914 | Erie Boulevard Hydropower LP | 2547 | Blake | NY | St Lawrence | 1 | Conventional Hydroelectric | HY |  | S | 15 | 0.8 | 14.2 | 14.5 | 1 | N |  |  | N | IPP Non-CHP | 2 | X | WAT
Conventional Hydroelectric.WAT | hydro | TRUE | 5914 | Erie Boulevard Hydropower LP | 2548 | Browns Falls | NY | St Lawrence | 1 | Conventional Hydroelectric | HY |  | S | 8 | 0.8 | 7.9 | 7.6 | 7 | N |  |  | N | IPP Non-CHP | 2 | X | WAT
Conventional Hydroelectric.WAT | hydro | TRUE | 5914 | Erie Boulevard Hydropower LP | 2548 | Browns Falls | NY | St Lawrence | 2 | Conventional Hydroelectric | HY |  | S | 8 | 0.8 | 7.9 | 7.6 | 7 | N |  |  | N | IPP Non-CHP | 2 | X | WAT
Conventional Hydroelectric.WAT | hydro | TRUE | 5914 | Erie Boulevard Hydropower LP | 2550 | Chasm | NY | Franklin | 1 | Conventional Hydroelectric | HY |  | S | 1 | 0.8 | 0.5 | 0.6 | 0.5 | N |  |  | N | IPP Non-CHP | 2 | X | WAT
Conventional Hydroelectric.WAT | hydro | TRUE | 5914 | Erie Boulevard Hydropower LP | 2550 | Chasm | NY | Franklin | 2 | Conventional Hydroelectric | HY |  | S | 1 | 0.8 | 0.5 | 0.6 | 0.5 | N |  |  | N | IPP Non-CHP | 2 | X | WAT
Conventional Hydroelectric.WAT | hydro | TRUE | 5914 | Erie Boulevard Hydropower LP | 2550 | Chasm | NY | Franklin | 3 | Conventional Hydroelectric | HY |  | S | 1 | 0.9 | 0.6 | 0.7 | 0.6 | N |  |  | N | IPP Non-CHP | 2 | X | WAT
Conventional Hydroelectric.WAT | hydro | TRUE | 5914 | Erie Boulevard Hydropower LP | 2551 | Colton | NY | St Lawrence | 1 | Conventional Hydroelectric | HY |  | S | 10 | 0.8 | 9.9 | 9.7 | 0.2 | N |  |  | N | IPP Non-CHP | 2 | X | WAT
Conventional Hydroelectric.WAT | hydro | TRUE | 5914 | Erie Boulevard Hydropower LP | 2551 | Colton | NY | St Lawrence | 2 | Conventional Hydroelectric | HY |  | S | 10 | 0.8 | 10.3 | 9.9 | 0.2 | N |  |  | N | IPP Non-CHP | 2 | X | WAT
Conventional Hydroelectric.WAT | hydro | TRUE | 5914 | Erie Boulevard Hydropower LP | 2551 | Colton | NY | St Lawrence | 3 | Conventional Hydroelectric | HY |  | S | 10 | 0.8 | 9.5 | 11.1 | 0.2 | N |  |  | N | IPP Non-CHP | 2 | X | WAT
Conventional Hydroelectric.WAT | hydro | TRUE | 5914 | Erie Boulevard Hydropower LP | 2552 | Deferiet | NY | Jefferson | 1 | Conventional Hydroelectric | HY |  | S | 4 | 0.8 | 3.6 | 3.6 | 2.8 | N |  |  | N | IPP Non-CHP | 2 | X | WAT
Conventional Hydroelectric.WAT | hydro | TRUE | 5914 | Erie Boulevard Hydropower LP | 2552 | Deferiet | NY | Jefferson | 2 | Conventional Hydroelectric | HY |  | S | 4 | 0.8 | 3.6 | 3.6 | 2.8 | N |  |  | N | IPP Non-CHP | 2 | X | WAT
Conventional Hydroelectric.WAT | hydro | TRUE | 5914 | Erie Boulevard Hydropower LP | 2552 | Deferiet | NY | Jefferson | 3 | Conventional Hydroelectric | HY |  | S | 4 | 0.8 | 3.6 | 3.6 | 2.8 | N |  |  | N | IPP Non-CHP | 2 | X | WAT
Conventional Hydroelectric.WAT | hydro | TRUE | 5914 | Erie Boulevard Hydropower LP | 2555 | Eagle | NY | Lewis | 1 | Conventional Hydroelectric | HY |  | S | 2 | 0.9 | 1.4 | 1.1 | 1.1 | N |  |  | N | IPP Non-CHP | 2 | X | WAT
Conventional Hydroelectric.WAT | hydro | TRUE | 5914 | Erie Boulevard Hydropower LP | 2555 | Eagle | NY | Lewis | 2 | Conventional Hydroelectric | HY |  | S | 1 | 0.9 | 1.2 | 1 | 1 | N |  |  | N | IPP Non-CHP | 2 | X | WAT
Conventional Hydroelectric.WAT | hydro | TRUE | 5914 | Erie Boulevard Hydropower LP | 2555 | Eagle | NY | Lewis | 3 | Conventional Hydroelectric | HY |  | S | 1 | 0.9 | 1.2 | 1 | 1 | N |  |  | N | IPP Non-CHP | 2 | X | WAT
Conventional Hydroelectric.WAT | hydro | TRUE | 5914 | Erie Boulevard Hydropower LP | 2555 | Eagle | NY | Lewis | 4 | Conventional Hydroelectric | HY |  | S | 2 | 0.8 | 2 | 1.8 | 1.8 | N |  |  | N | IPP Non-CHP | 2 | X | WAT
Conventional Hydroelectric.WAT | hydro | TRUE | 5914 | Erie Boulevard Hydropower LP | 2556 | Eel Weir | NY | St Lawrence | 1 | Conventional Hydroelectric | HY |  | S | 0.5 | 0.8 | 0.4 | 0.4 | 0.4 | N |  |  | N | IPP Non-CHP | 2 | X | WAT
Conventional Hydroelectric.WAT | hydro | TRUE | 5914 | Erie Boulevard Hydropower LP | 2556 | Eel Weir | NY | St Lawrence | 2 | Conventional Hydroelectric | HY |  | S | 1 | 0.8 | 0.8 | 0.8 | 0.8 | N |  |  | N | IPP Non-CHP | 2 | X | WAT
Conventional Hydroelectric.WAT | hydro | TRUE | 5914 | Erie Boulevard Hydropower LP | 2556 | Eel Weir | NY | St Lawrence | 3 | Conventional Hydroelectric | HY |  | S | 1 | 0.8 | 0.8 | 0.8 | 0.8 | N |  |  | N | IPP Non-CHP | 2 | X | WAT
Conventional Hydroelectric.WAT | hydro | TRUE | 5914 | Erie Boulevard Hydropower LP | 2557 | Effley | NY | Lewis | 1 | Conventional Hydroelectric | HY |  | S | 0.4 | 1 | 0.4 | 0.4 | 0.4 | N |  |  | N | IPP Non-CHP | 2 | X | WAT
Conventional Hydroelectric.WAT | hydro | TRUE | 5914 | Erie Boulevard Hydropower LP | 2557 | Effley | NY | Lewis | 2 | Conventional Hydroelectric | HY |  | S | 0.4 | 1 | 0.4 | 0.4 | 0.4 | N |  |  | N | IPP Non-CHP | 2 | X | WAT
Conventional Hydroelectric.WAT | hydro | TRUE | 5914 | Erie Boulevard Hydropower LP | 2557 | Effley | NY | Lewis | 3 | Conventional Hydroelectric | HY |  | S | 0.6 | 0.8 | 0.4 | 0.4 | 0.4 | N |  |  | N | IPP Non-CHP | 2 | X | WAT
Conventional Hydroelectric.WAT | hydro | TRUE | 5914 | Erie Boulevard Hydropower LP | 2557 | Effley | NY | Lewis | 4 | Conventional Hydroelectric | HY |  | S | 1.6 | 0.8 | 1.7 | 1.4 | 1.4 | N |  |  | N | IPP Non-CHP | 2 | X | WAT
Conventional Hydroelectric.WAT | hydro | TRUE | 5914 | Erie Boulevard Hydropower LP | 2559 | Elmer | NY | Lewis | 1 | Conventional Hydroelectric | HY |  | S | 1 | 0.8 | 1 | 1 | 0.7 | N |  |  | N | IPP Non-CHP | 2 | X | WAT
Conventional Hydroelectric.WAT | hydro | TRUE | 5914 | Erie Boulevard Hydropower LP | 2559 | Elmer | NY | Lewis | 2 | Conventional Hydroelectric | HY |  | S | 1 | 0.8 | 1 | 1 | 0.7 | N |  |  | N | IPP Non-CHP | 2 | X | WAT
Conventional Hydroelectric.WAT | hydro | TRUE | 5914 | Erie Boulevard Hydropower LP | 2560 | Ephratah | NY | Fulton | 1 | Conventional Hydroelectric | HY |  | S | 1 | 0.8 | 0.9 | 0.9 | 0.2 | N |  |  | N | IPP Non-CHP | 2 | X | WAT
Conventional Hydroelectric.WAT | hydro | TRUE | 5914 | Erie Boulevard Hydropower LP | 2560 | Ephratah | NY | Fulton | 2 | Conventional Hydroelectric | HY |  | S | 1 | 0.8 | 0.9 | 1 | 0.2 | N |  |  | N | IPP Non-CHP | 2 | X | WAT
Conventional Hydroelectric.WAT | hydro | TRUE | 5914 | Erie Boulevard Hydropower LP | 2560 | Ephratah | NY | Fulton | 3 | Conventional Hydroelectric | HY |  | S | 1 | 0.8 | 0.9 | 1 | 0.2 | N |  |  | N | IPP Non-CHP | 2 | X | WAT
Conventional Hydroelectric.WAT | hydro | TRUE | 5914 | Erie Boulevard Hydropower LP | 2560 | Ephratah | NY | Fulton | 4 | Conventional Hydroelectric | HY |  | S | 1 | 0.8 | 1 | 1 | 0.2 | N |  |  | N | IPP Non-CHP | 2 | X | WAT
Conventional Hydroelectric.WAT | hydro | TRUE | 5914 | Erie Boulevard Hydropower LP | 2561 | East Norfolk | NY | St Lawrence | 1 | Conventional Hydroelectric | HY |  | S | 4 | 0.8 | 4.1 | 4 | 0.9 | N |  |  | N | IPP Non-CHP | 2 | X | WAT
Conventional Hydroelectric.WAT | hydro | TRUE | 5914 | Erie Boulevard Hydropower LP | 2562 | Five Falls | NY | St Lawrence | 1 | Conventional Hydroelectric | HY |  | S | 24 | 0.8 | 22.4 | 23.5 | 1 | N |  |  | N | IPP Non-CHP | 2 | X | WAT
Conventional Hydroelectric.WAT | hydro | TRUE | 5914 | Erie Boulevard Hydropower LP | 2563 | Flat Rock | NY | St Lawrence | 1 | Conventional Hydroelectric | HY |  | S | 2 | 0.8 | 2.4 | 2.4 | 1.4 | N |  |  | N | IPP Non-CHP | 2 | X | WAT
Conventional Hydroelectric.WAT | hydro | TRUE | 5914 | Erie Boulevard Hydropower LP | 2563 | Flat Rock | NY | St Lawrence | 2 | Conventional Hydroelectric | HY |  | S | 3 | 0.8 | 2.8 | 2.8 | 2.5 | N |  |  | N | IPP Non-CHP | 2 | X | WAT
Conventional Hydroelectric.WAT | hydro | TRUE | 5914 | Erie Boulevard Hydropower LP | 2564 | Franklin (NY) | NY | Franklin | 1 | Conventional Hydroelectric | HY |  | S | 1 | 0.8 | 0.9 | 0.9 | 0.8 | N |  |  | N | IPP Non-CHP | 2 | X | WAT
Conventional Hydroelectric.WAT | hydro | TRUE | 5914 | Erie Boulevard Hydropower LP | 2564 | Franklin (NY) | NY | Franklin | 2 | Conventional Hydroelectric | HY |  | S | 1 | 0.8 | 1.1 | 1.1 | 1 | N |  |  | N | IPP Non-CHP | 2 | X | WAT
Conventional Hydroelectric.WAT | hydro | TRUE | 5914 | Erie Boulevard Hydropower LP | 2566 | Fulton Hydro | NY | Oswego | 1 | Conventional Hydroelectric | HY |  | S | 0.8 | 0.8 | 0.1 | 0.7 | 0.1 | N |  |  | N | IPP Non-CHP | 2 | X | WAT
Conventional Hydroelectric.WAT | hydro | TRUE | 5914 | Erie Boulevard Hydropower LP | 2566 | Fulton Hydro | NY | Oswego | 2 | Conventional Hydroelectric | HY |  | S | 0.5 | 0.8 | 0.1 | 0.3 | 0.1 | N |  |  | N | IPP Non-CHP | 2 | X | WAT
Conventional Hydroelectric.WAT | hydro | TRUE | 5914 | Erie Boulevard Hydropower LP | 2568 | Glenwood Hydro | NY | Orleans | 1 | Conventional Hydroelectric | HY |  | S | 0.5 | 0.8 | 0.5 | 0.4 | 0.3 | N |  |  | N | IPP Non-CHP | 2 | X | WAT
Conventional Hydroelectric.WAT | hydro | TRUE | 5914 | Erie Boulevard Hydropower LP | 2568 | Glenwood Hydro | NY | Orleans | 2 | Conventional Hydroelectric | HY |  | S | 0.5 | 0.8 | 0.5 | 0.4 | 0.3 | N |  |  | N | IPP Non-CHP | 2 | X | WAT
Conventional Hydroelectric.WAT | hydro | TRUE | 5914 | Erie Boulevard Hydropower LP | 2568 | Glenwood Hydro | NY | Orleans | 3 | Conventional Hydroelectric | HY |  | S | 0.5 | 0.8 | 0.5 | 0.4 | 0.3 | N |  |  | N | IPP Non-CHP | 2 | X | WAT
Conventional Hydroelectric.WAT | hydro | TRUE | 5914 | Erie Boulevard Hydropower LP | 2569 | Granby | NY | Oswego | 1 | Conventional Hydroelectric | HY |  | S | 5 | 0.9 | 5.1 | 5.2 | 2.8 | N |  |  | N | IPP Non-CHP | 2 | X | WAT
Conventional Hydroelectric.WAT | hydro | TRUE | 5914 | Erie Boulevard Hydropower LP | 2569 | Granby | NY | Oswego | 2 | Conventional Hydroelectric | HY |  | S | 5 | 0.9 | 5.1 | 5.2 | 2.8 | N |  |  | N | IPP Non-CHP | 2 | X | WAT
Conventional Hydroelectric.WAT | hydro | TRUE | 5914 | Erie Boulevard Hydropower LP | 2571 | Hannawa | NY | St Lawrence | 1 | Conventional Hydroelectric | HY |  | S | 3.6 | 0.8 | 3.6 | 3.6 | 0.2 | N |  |  | N | IPP Non-CHP | 2 | X | WAT
Conventional Hydroelectric.WAT | hydro | TRUE | 5914 | Erie Boulevard Hydropower LP | 2571 | Hannawa | NY | St Lawrence | 2 | Conventional Hydroelectric | HY |  | S | 3.6 | 0.8 | 3.6 | 3.6 | 0.2 | N |  |  | N | IPP Non-CHP | 2 | X | WAT
Conventional Hydroelectric.WAT | hydro | TRUE | 5914 | Erie Boulevard Hydropower LP | 2572 | Herrings | NY | Jefferson | 1 | Conventional Hydroelectric | HY |  | S | 1.8 | 0.8 | 1.5 | 1.5 | 1 | N |  |  | N | IPP Non-CHP | 2 | X | WAT
Conventional Hydroelectric.WAT | hydro | TRUE | 5914 | Erie Boulevard Hydropower LP | 2572 | Herrings | NY | Jefferson | 2 | Conventional Hydroelectric | HY |  | S | 1.8 | 0.8 | 1.5 | 1.5 | 1 | N |  |  | N | IPP Non-CHP | 2 | X | WAT
Conventional Hydroelectric.WAT | hydro | TRUE | 5914 | Erie Boulevard Hydropower LP | 2572 | Herrings | NY | Jefferson | 3 | Conventional Hydroelectric | HY |  | S | 1.8 | 0.8 | 1.5 | 1.5 | 1 | N |  |  | N | IPP Non-CHP | 2 | X | WAT
Conventional Hydroelectric.WAT | hydro | TRUE | 5914 | Erie Boulevard Hydropower LP | 2573 | Heuvelton | NY | St Lawrence | 1 | Conventional Hydroelectric | HY |  | S | 0.5 | 0.8 | 0.4 | 0.4 | 0.2 | N |  |  | N | IPP Non-CHP | 2 | X | WAT
Conventional Hydroelectric.WAT | hydro | TRUE | 5914 | Erie Boulevard Hydropower LP | 2573 | Heuvelton | NY | St Lawrence | 2 | Conventional Hydroelectric | HY |  | S | 0.5 | 0.8 | 0.4 | 0.4 | 0.2 | N |  |  | N | IPP Non-CHP | 2 | X | WAT
Conventional Hydroelectric.WAT | hydro | TRUE | 14240 | Oswego City of | 2574 | High Dam | NY | Oswego | 1 | Conventional Hydroelectric | HY |  | S | 2.8 | 1 | 2.2 | 2.2 | 0.7 | N |  |  | N | Electric Utility | 1 | X | WAT
Conventional Hydroelectric.WAT | hydro | TRUE | 14240 | Oswego City of | 2574 | High Dam | NY | Oswego | 2 | Conventional Hydroelectric | HY |  | S | 2.8 | 1 | 2.2 | 2.2 | 0.7 | N |  |  | N | Electric Utility | 1 | X | WAT
Conventional Hydroelectric.WAT | hydro | TRUE | 14240 | Oswego City of | 2574 | High Dam | NY | Oswego | 3 | Conventional Hydroelectric | HY |  | S | 2.8 | 1 | 2.2 | 2.2 | 0.7 | N |  |  | N | Electric Utility | 1 | X | WAT
Conventional Hydroelectric.WAT | hydro | TRUE | 14240 | Oswego City of | 2574 | High Dam | NY | Oswego | 4 | Conventional Hydroelectric | HY |  | S | 3.5 | 1 | 2.2 | 2.2 | 0.7 | N |  |  | N | Electric Utility | 1 | X | WAT
Conventional Hydroelectric.WAT | hydro | TRUE | 5914 | Erie Boulevard Hydropower LP | 2575 | High Falls - Croghan NY | NY | Lewis | 1 | Conventional Hydroelectric | HY |  | S | 2 | 0.8 | 1.8 | 1.8 | 1 | N |  |  | N | IPP Non-CHP | 2 | X | WAT
Conventional Hydroelectric.WAT | hydro | TRUE | 5914 | Erie Boulevard Hydropower LP | 2575 | High Falls - Croghan NY | NY | Lewis | 2 | Conventional Hydroelectric | HY |  | S | 2 | 0.8 | 1.8 | 1.8 | 1 | N |  |  | N | IPP Non-CHP | 2 | X | WAT
Conventional Hydroelectric.WAT | hydro | TRUE | 5914 | Erie Boulevard Hydropower LP | 2575 | High Falls - Croghan NY | NY | Lewis | 3 | Conventional Hydroelectric | HY |  | S | 2 | 0.8 | 1.8 | 1.8 | 1 | N |  |  | N | IPP Non-CHP | 2 | X | WAT
Conventional Hydroelectric.WAT | hydro | TRUE | 5914 | Erie Boulevard Hydropower LP | 2576 | Higley | NY | St Lawrence | 1N | Conventional Hydroelectric | HY |  | S | 1.5 | 0.8 | 1.5 | 1.6 | 0.3 | N |  |  | N | IPP Non-CHP | 2 | X | WAT
Conventional Hydroelectric.WAT | hydro | TRUE | 5914 | Erie Boulevard Hydropower LP | 2576 | Higley | NY | St Lawrence | 2N | Conventional Hydroelectric | HY |  | S | 1.5 | 0.8 | 1.6 | 1.6 | 0.3 | N |  |  | N | IPP Non-CHP | 2 | X | WAT
Conventional Hydroelectric.WAT | hydro | TRUE | 5914 | Erie Boulevard Hydropower LP | 2576 | Higley | NY | St Lawrence | 3N | Conventional Hydroelectric | HY |  | S | 1.5 | 0.8 | 1.6 | 1.6 | 0.3 | N |  |  | N | IPP Non-CHP | 2 | X | WAT
Conventional Hydroelectric.WAT | hydro | TRUE | 5914 | Erie Boulevard Hydropower LP | 2576 | Higley | NY | St Lawrence | 4N | Conventional Hydroelectric | HY |  | S | 1.5 | 0.8 | 1.6 | 1.6 | 0.3 | N |  |  | N | IPP Non-CHP | 2 | X | WAT
Conventional Hydroelectric.WAT | hydro | TRUE | 5914 | Erie Boulevard Hydropower LP | 2578 | Hydraulic Race | NY | Niagara | 1 | Conventional Hydroelectric | HY |  | S | 3 | 0.8 | 2.8 | 2.4 | 1.8 | N |  |  | N | IPP Non-CHP | 2 | X | WAT
Conventional Hydroelectric.WAT | hydro | TRUE | 5914 | Erie Boulevard Hydropower LP | 2579 | Inghams | NY | Fulton | 1 | Conventional Hydroelectric | HY |  | S | 3 | 0.8 | 2.8 | 2.9 | 1 | N |  |  | N | IPP Non-CHP | 2 | X | WAT
Conventional Hydroelectric.WAT | hydro | TRUE | 5914 | Erie Boulevard Hydropower LP | 2579 | Inghams | NY | Fulton | 2 | Conventional Hydroelectric | HY |  | S | 3 | 0.8 | 3.4 | 3.4 | 1 | N |  |  | N | IPP Non-CHP | 2 | X | WAT
Conventional Hydroelectric.WAT | hydro | TRUE | 5914 | Erie Boulevard Hydropower LP | 2580 | Johnsonville Dam | NY | Rensselaer | 1 | Conventional Hydroelectric | HY |  | S | 2 | 0.8 | 1.1 | 1.1 | 0.3 | N |  |  | N | IPP Non-CHP | 2 | X | WAT
Conventional Hydroelectric.WAT | hydro | TRUE | 5914 | Erie Boulevard Hydropower LP | 2580 | Johnsonville Dam | NY | Rensselaer | 2 | Conventional Hydroelectric | HY |  | S | 2 | 0.8 | 1.4 | 1.2 | 0.3 | N |  |  | N | IPP Non-CHP | 2 | X | WAT
Conventional Hydroelectric.WAT | hydro | TRUE | 5914 | Erie Boulevard Hydropower LP | 2581 | Kamargo | NY | Jefferson | 1 | Conventional Hydroelectric | HY |  | S | 2 | 0.8 | 1.3 | 1.7 | 1 | N |  |  | N | IPP Non-CHP | 2 | X | WAT
Conventional Hydroelectric.WAT | hydro | TRUE | 5914 | Erie Boulevard Hydropower LP | 2581 | Kamargo | NY | Jefferson | 2 | Conventional Hydroelectric | HY |  | S | 2 | 0.8 | 1.3 | 1.7 | 1 | N |  |  | N | IPP Non-CHP | 2 | X | WAT
Conventional Hydroelectric.WAT | hydro | TRUE | 5914 | Erie Boulevard Hydropower LP | 2581 | Kamargo | NY | Jefferson | 3 | Conventional Hydroelectric | HY |  | S | 2 | 0.8 | 1.3 | 1.7 | 1 | N |  |  | N | IPP Non-CHP | 2 | X | WAT
Conventional Hydroelectric.WAT | hydro | TRUE | 5914 | Erie Boulevard Hydropower LP | 2582 | Lighthouse Hill | NY | Oswego | 1 | Conventional Hydroelectric | HY |  | S | 4 | 0.8 | 4 | 4 | 0.5 | N |  |  | N | IPP Non-CHP | 2 | X | WAT
Conventional Hydroelectric.WAT | hydro | TRUE | 5914 | Erie Boulevard Hydropower LP | 2582 | Lighthouse Hill | NY | Oswego | 2 | Conventional Hydroelectric | HY |  | S | 4 | 0.8 | 3.6 | 4 | 0.5 | N |  |  | N | IPP Non-CHP | 2 | X | WAT
Conventional Hydroelectric.WAT | hydro | TRUE | 5914 | Erie Boulevard Hydropower LP | 2583 | Macomb | NY | Franklin | 1 | Conventional Hydroelectric | HY |  | S | 1 | 0.8 | 0.8 | 0.8 | 0.6 | N |  |  | N | IPP Non-CHP | 2 | X | WAT
Conventional Hydroelectric.WAT | hydro | TRUE | 5914 | Erie Boulevard Hydropower LP | 2586 | Minetto | NY | Oswego | 1 | Conventional Hydroelectric | HY |  | S | 2 | 0.8 | 1.4 | 1.4 | 1.2 | N |  |  | N | IPP Non-CHP | 2 | X | WAT
Conventional Hydroelectric.WAT | hydro | TRUE | 5914 | Erie Boulevard Hydropower LP | 2586 | Minetto | NY | Oswego | 2 | Conventional Hydroelectric | HY |  | S | 2 | 0.8 | 1.4 | 1.4 | 1.2 | N |  |  | N | IPP Non-CHP | 2 | X | WAT
Conventional Hydroelectric.WAT | hydro | TRUE | 5914 | Erie Boulevard Hydropower LP | 2586 | Minetto | NY | Oswego | 3 | Conventional Hydroelectric | HY |  | S | 2 | 0.8 | 1.4 | 1.4 | 1.2 | N |  |  | N | IPP Non-CHP | 2 | X | WAT
Conventional Hydroelectric.WAT | hydro | TRUE | 5914 | Erie Boulevard Hydropower LP | 2586 | Minetto | NY | Oswego | 4 | Conventional Hydroelectric | HY |  | S | 2 | 0.8 | 1.4 | 1.4 | 1.2 | N |  |  | N | IPP Non-CHP | 2 | X | WAT
Conventional Hydroelectric.WAT | hydro | TRUE | 5914 | Erie Boulevard Hydropower LP | 2586 | Minetto | NY | Oswego | 5 | Conventional Hydroelectric | HY |  | S | 2 | 0.8 | 1.4 | 1.4 | 1.2 | N |  |  | N | IPP Non-CHP | 2 | X | WAT
Conventional Hydroelectric.WAT | hydro | TRUE | 5914 | Erie Boulevard Hydropower LP | 2588 | Moshier | NY | Herkimer | 1 | Conventional Hydroelectric | HY |  | S | 4 | 0.8 | 4 | 4 | 2.5 | N |  |  | N | IPP Non-CHP | 2 | X | WAT
Conventional Hydroelectric.WAT | hydro | TRUE | 5914 | Erie Boulevard Hydropower LP | 2588 | Moshier | NY | Herkimer | 2 | Conventional Hydroelectric | HY |  | S | 4 | 0.8 | 4 | 4 | 2.5 | N |  |  | N | IPP Non-CHP | 2 | X | WAT
Nuclear.NUC | nuclear | TRUE | 55951 | Exelon Nuclear | 2589 | Nine Mile Point Nuclear Station | NY | Oswego | 1 | Nuclear | ST |  | S | 641.8 | 0.85 | 620.9 | 626.5 | 105 | N |  |  | N | IPP Non-CHP | 2 | X | NUC
Nuclear.NUC | nuclear | TRUE | 55951 | Exelon Nuclear | 2589 | Nine Mile Point Nuclear Station | NY | Oswego | 2 | Nuclear | ST |  | J | 1259.3 | 0.9 | 1272.1 | 1293.9 | 75 | N |  |  | N | IPP Non-CHP | 2 | X | NUC
Conventional Hydroelectric.WAT | hydro | TRUE | 5914 | Erie Boulevard Hydropower LP | 2590 | Norfolk | NY | St Lawrence | 1 | Conventional Hydroelectric | HY |  | S | 5 | 0.8 | 5.1 | 5 | 1 | N |  |  | N | IPP Non-CHP | 2 | X | WAT
Conventional Hydroelectric.WAT | hydro | TRUE | 5914 | Erie Boulevard Hydropower LP | 2591 | Norwood | NY | St Lawrence | 1 | Conventional Hydroelectric | HY |  | S | 2 | 0.8 | 2.2 | 2.1 | 0.3 | N |  |  | N | IPP Non-CHP | 2 | X | WAT
Petroleum Liquids.RFO | petroleum | TRUE | 64701 | Oswego Harbor Power | 2594 | Oswego Harbor Power | NY | Oswego | ST5 | Petroleum Liquids | ST |  | W | 901.8 | 0.925 | 797 | 822 | 150 | N |  |  | N | IPP Non-CHP | 2 | X | RFO | NG
Petroleum Liquids.RFO | petroleum | TRUE | 64701 | Oswego Harbor Power | 2594 | Oswego Harbor Power | NY | Oswego | ST6 | Petroleum Liquids | ST |  | W | 901.8 | 0.925 | 816 | 818.5 | 150 | N |  |  | N | IPP Non-CHP | 2 | X | RFO | NG
Conventional Hydroelectric.WAT | hydro | TRUE | 5914 | Erie Boulevard Hydropower LP | 2595 | Oswego Falls East | NY | Oswego | 1 | Conventional Hydroelectric | HY |  | S | 2 | 0.8 | 1.4 | 1.5 | 1 | N |  |  | N | IPP Non-CHP | 2 | X | WAT
Conventional Hydroelectric.WAT | hydro | TRUE | 5914 | Erie Boulevard Hydropower LP | 2595 | Oswego Falls East | NY | Oswego | 2 | Conventional Hydroelectric | HY |  | S | 2 | 0.8 | 1.4 | 1.5 | 1 | N |  |  | N | IPP Non-CHP | 2 | X | WAT
Conventional Hydroelectric.WAT | hydro | TRUE | 5914 | Erie Boulevard Hydropower LP | 2595 | Oswego Falls East | NY | Oswego | 3 | Conventional Hydroelectric | HY |  | S | 2 | 0.8 | 1.4 | 1.5 | 1 | N |  |  | N | IPP Non-CHP | 2 | X | WAT
Conventional Hydroelectric.WAT | hydro | TRUE | 5914 | Erie Boulevard Hydropower LP | 2596 | Oswego Falls West | NY | Oswego | 4 | Conventional Hydroelectric | HY |  | S | 1 | 0.8 | 0.9 | 0.9 | 0.7 | N |  |  | N | IPP Non-CHP | 2 | X | WAT
Conventional Hydroelectric.WAT | hydro | TRUE | 5914 | Erie Boulevard Hydropower LP | 2596 | Oswego Falls West | NY | Oswego | 5 | Conventional Hydroelectric | HY |  | S | 1 | 0.8 | 0.9 | 0.9 | 0.7 | N |  |  | N | IPP Non-CHP | 2 | X | WAT
Conventional Hydroelectric.WAT | hydro | TRUE | 5914 | Erie Boulevard Hydropower LP | 2596 | Oswego Falls West | NY | Oswego | 6 | Conventional Hydroelectric | HY |  | S | 0.5 | 0.9 | 0.4 | 0.4 | 0.4 | N |  |  | N | IPP Non-CHP | 2 | X | WAT
Conventional Hydroelectric.WAT | hydro | TRUE | 5914 | Erie Boulevard Hydropower LP | 2596 | Oswego Falls West | NY | Oswego | 7 | Conventional Hydroelectric | HY |  | S | 0.5 | 0.9 | 0.4 | 0.4 | 0.4 | N |  |  | N | IPP Non-CHP | 2 | X | WAT
Conventional Hydroelectric.WAT | hydro | TRUE | 5914 | Erie Boulevard Hydropower LP | 2597 | Parishville | NY | St Lawrence | 1 | Conventional Hydroelectric | HY |  | S | 3 | 0.8 | 2.3 | 2.4 | 0.8 | N |  |  | N | IPP Non-CHP | 2 | X | WAT
Conventional Hydroelectric.WAT | hydro | TRUE | 5914 | Erie Boulevard Hydropower LP | 2598 | Piercefield | NY | St Lawrence | 1 | Conventional Hydroelectric | HY |  | S | 1.5 | 0.8 | 1.6 | 1.6 | 1 | N |  |  | N | IPP Non-CHP | 2 | X | WAT
Conventional Hydroelectric.WAT | hydro | TRUE | 5914 | Erie Boulevard Hydropower LP | 2598 | Piercefield | NY | St Lawrence | 2 | Conventional Hydroelectric | HY |  | S | 0.6 | 0.8 | 0.6 | 0.6 | 0.4 | N |  |  | N | IPP Non-CHP | 2 | X | WAT
Conventional Hydroelectric.WAT | hydro | TRUE | 5914 | Erie Boulevard Hydropower LP | 2598 | Piercefield | NY | St Lawrence | 3 | Conventional Hydroelectric | HY |  | S | 0.6 | 0.8 | 0.6 | 0.6 | 0.4 | N |  |  | N | IPP Non-CHP | 2 | X | WAT
Conventional Hydroelectric.WAT | hydro | TRUE | 5914 | Erie Boulevard Hydropower LP | 2599 | Prospect | NY | Oneida | 1 | Conventional Hydroelectric | HY |  | S | 19 | 0.8 | 18.3 | 18.1 | 4 | N |  |  | N | IPP Non-CHP | 2 | X | WAT
Conventional Hydroelectric.WAT | hydro | TRUE | 5914 | Erie Boulevard Hydropower LP | 2600 | Rainbow Falls Hydro | NY | St Lawrence | 1 | Conventional Hydroelectric | HY |  | S | 25 | 0.8 | 24 | 23.8 | 1 | N |  |  | N | IPP Non-CHP | 2 | X | WAT
Conventional Hydroelectric.WAT | hydro | TRUE | 5914 | Erie Boulevard Hydropower LP | 2601 | Raymondville | NY | St Lawrence | 1 | Conventional Hydroelectric | HY |  | S | 2 | 0.8 | 2.3 | 2.1 | 0.2 | N |  |  | N | IPP Non-CHP | 2 | X | WAT
Conventional Hydroelectric.WAT | hydro | TRUE | 5914 | Erie Boulevard Hydropower LP | 2604 | South Edwards | NY | St Lawrence | 1 | Conventional Hydroelectric | HY |  | S | 1 | 0.8 | 1.2 | 1.1 | 0.9 | N |  |  | N | IPP Non-CHP | 2 | X | WAT
Conventional Hydroelectric.WAT | hydro | TRUE | 5914 | Erie Boulevard Hydropower LP | 2604 | South Edwards | NY | St Lawrence | 2 | Conventional Hydroelectric | HY |  | S | 1 | 0.8 | 1.2 | 1.1 | 0.9 | N |  |  | N | IPP Non-CHP | 2 | X | WAT
Conventional Hydroelectric.WAT | hydro | TRUE | 5914 | Erie Boulevard Hydropower LP | 2604 | South Edwards | NY | St Lawrence | 3 | Conventional Hydroelectric | HY |  | S | 1 | 0.8 | 0.8 | 0.7 | 0.6 | N |  |  | N | IPP Non-CHP | 2 | X | WAT
Conventional Hydroelectric.WAT | hydro | TRUE | 5914 | Erie Boulevard Hydropower LP | 2604 | South Edwards | NY | St Lawrence | 4 | Conventional Hydroelectric | HY |  | S | 1 | 0.8 | 0.2 | 0.2 | 0.2 | N |  |  | N | IPP Non-CHP | 2 | X | WAT
Conventional Hydroelectric.WAT | hydro | TRUE | 5914 | Erie Boulevard Hydropower LP | 2605 | School Street | NY | Albany | 1 | Conventional Hydroelectric | HY |  | S | 7.2 | 0.8 | 7.5 | 7.1 | 1 | N |  |  | N | IPP Non-CHP | 2 | X | WAT
Conventional Hydroelectric.WAT | hydro | TRUE | 5914 | Erie Boulevard Hydropower LP | 2605 | School Street | NY | Albany | 2 | Conventional Hydroelectric | HY |  | S | 7.2 | 0.8 | 5.9 | 6.3 | 1 | N |  |  | N | IPP Non-CHP | 2 | X | WAT
Conventional Hydroelectric.WAT | hydro | TRUE | 5914 | Erie Boulevard Hydropower LP | 2605 | School Street | NY | Albany | 3 | Conventional Hydroelectric | HY |  | S | 7.2 | 0.8 | 6.1 | 6.4 | 1 | N |  |  | N | IPP Non-CHP | 2 | X | WAT
Conventional Hydroelectric.WAT | hydro | TRUE | 5914 | Erie Boulevard Hydropower LP | 2605 | School Street | NY | Albany | 4 | Conventional Hydroelectric | HY |  | S | 7.2 | 0.8 | 6.6 | 6.6 | 1 | N |  |  | N | IPP Non-CHP | 2 | X | WAT
Conventional Hydroelectric.WAT | hydro | TRUE | 5914 | Erie Boulevard Hydropower LP | 2605 | School Street | NY | Albany | 5 | Conventional Hydroelectric | HY |  | S | 10 | 0.8 | 10.8 | 9.7 | 1 | N |  |  | N | IPP Non-CHP | 2 | X | WAT
Conventional Hydroelectric.WAT | hydro | TRUE | 5914 | Erie Boulevard Hydropower LP | 2606 | Schaghticoke | NY | Rensselaer | 1 | Conventional Hydroelectric | HY |  | S | 4 | 0.8 | 4 | 4.3 | 1.5 | N |  |  | N | IPP Non-CHP | 2 | X | WAT
Conventional Hydroelectric.WAT | hydro | TRUE | 5914 | Erie Boulevard Hydropower LP | 2606 | Schaghticoke | NY | Rensselaer | 2 | Conventional Hydroelectric | HY |  | S | 4 | 0.8 | 4.1 | 4.1 | 1.5 | N |  |  | N | IPP Non-CHP | 2 | X | WAT
Conventional Hydroelectric.WAT | hydro | TRUE | 5914 | Erie Boulevard Hydropower LP | 2606 | Schaghticoke | NY | Rensselaer | 3 | Conventional Hydroelectric | HY |  | S | 4 | 0.8 | 3.8 | 3.9 | 1.5 | N |  |  | N | IPP Non-CHP | 2 | X | WAT
Conventional Hydroelectric.WAT | hydro | TRUE | 5914 | Erie Boulevard Hydropower LP | 2606 | Schaghticoke | NY | Rensselaer | 4 | Conventional Hydroelectric | HY |  | S | 4 | 0.8 | 4 | 3.9 | 1.5 | N |  |  | N | IPP Non-CHP | 2 | X | WAT
Conventional Hydroelectric.WAT | hydro | TRUE | 5914 | Erie Boulevard Hydropower LP | 2607 | Schuylerville | NY | Saratoga | 1 | Conventional Hydroelectric | HY |  | S | 2 | 0.8 | 1.5 | 1.6 | 0.1 | N |  |  | N | IPP Non-CHP | 2 | X | WAT
Conventional Hydroelectric.WAT | hydro | TRUE | 5914 | Erie Boulevard Hydropower LP | 2608 | Sewalls | NY | Jefferson | 1 | Conventional Hydroelectric | HY |  | S | 1 | 0.8 | 1.1 | 1.1 | 0.7 | N |  |  | N | IPP Non-CHP | 2 | X | WAT
Conventional Hydroelectric.WAT | hydro | TRUE | 5914 | Erie Boulevard Hydropower LP | 2608 | Sewalls | NY | Jefferson | 2 | Conventional Hydroelectric | HY |  | S | 1 | 0.8 | 1.1 | 1.1 | 0.7 | N |  |  | N | IPP Non-CHP | 2 | X | WAT
Conventional Hydroelectric.WAT | hydro | TRUE | 5914 | Erie Boulevard Hydropower LP | 2609 | Sherman Island | NY | Saratoga | 1 | Conventional Hydroelectric | HY |  | S | 7 | 0.8 | 6.7 | 6.7 | 1 | N |  |  | N | IPP Non-CHP | 2 | X | WAT
Conventional Hydroelectric.WAT | hydro | TRUE | 5914 | Erie Boulevard Hydropower LP | 2609 | Sherman Island | NY | Saratoga | 2 | Conventional Hydroelectric | HY |  | S | 7 | 0.8 | 7 | 8.1 | 1 | N |  |  | N | IPP Non-CHP | 2 | X | WAT
Conventional Hydroelectric.WAT | hydro | TRUE | 5914 | Erie Boulevard Hydropower LP | 2609 | Sherman Island | NY | Saratoga | 3 | Conventional Hydroelectric | HY |  | S | 7 | 0.8 | 7 | 8.3 | 1 | N |  |  | N | IPP Non-CHP | 2 | X | WAT
Conventional Hydroelectric.WAT | hydro | TRUE | 5914 | Erie Boulevard Hydropower LP | 2609 | Sherman Island | NY | Saratoga | 4 | Conventional Hydroelectric | HY |  | S | 7 | 0.8 | 7.2 | 7.4 | 1 | N |  |  | N | IPP Non-CHP | 2 | X | WAT
Conventional Hydroelectric.WAT | hydro | TRUE | 5914 | Erie Boulevard Hydropower LP | 2609 | Sherman Island | NY | Saratoga | 5 | Conventional Hydroelectric | HY |  | S | 7 | 0.8 | 7.7 | 8.2 | 1 | N |  |  | N | IPP Non-CHP | 2 | X | WAT
Conventional Hydroelectric.WAT | hydro | TRUE | 5914 | Erie Boulevard Hydropower LP | 2609 | Sherman Island | NY | Saratoga | 6 | Conventional Hydroelectric | HY |  | S | 1.3 | 0.8 | 1.3 | 1.3 | 0.2 | N |  |  | N | IPP Non-CHP | 2 | X | WAT
Conventional Hydroelectric.WAT | hydro | TRUE | 5914 | Erie Boulevard Hydropower LP | 2610 | Soft Maple | NY | Lewis | 1 | Conventional Hydroelectric | HY |  | S | 8 | 0.8 | 7.2 | 8.1 | 4 | N |  |  | N | IPP Non-CHP | 2 | X | WAT
Conventional Hydroelectric.WAT | hydro | TRUE | 5914 | Erie Boulevard Hydropower LP | 2610 | Soft Maple | NY | Lewis | 2 | Conventional Hydroelectric | HY |  | S | 8 | 0.8 | 7.2 | 8.1 | 4 | N |  |  | N | IPP Non-CHP | 2 | X | WAT
Conventional Hydroelectric.WAT | hydro | TRUE | 5914 | Erie Boulevard Hydropower LP | 2611 | South Colton | NY | St Lawrence | 1 | Conventional Hydroelectric | HY |  | S | 21 | 0.8 | 19.8 | 20 | 1 | N |  |  | N | IPP Non-CHP | 2 | X | WAT
Conventional Hydroelectric.WAT | hydro | TRUE | 5914 | Erie Boulevard Hydropower LP | 2612 | Spier Falls | NY | Saratoga | 8 | Conventional Hydroelectric | HY |  | S | 9 | 0.8 | 8.5 | 8.6 | 4 | N |  |  | N | IPP Non-CHP | 2 | X | WAT
Conventional Hydroelectric.WAT | hydro | TRUE | 5914 | Erie Boulevard Hydropower LP | 2612 | Spier Falls | NY | Saratoga | 9 | Conventional Hydroelectric | HY |  | S | 47 | 0.8 | 46 | 46.3 | 8 | N |  |  | N | IPP Non-CHP | 2 | X | WAT
Conventional Hydroelectric.WAT | hydro | TRUE | 5914 | Erie Boulevard Hydropower LP | 2613 | Stark | NY | St Lawrence | 1 | Conventional Hydroelectric | HY |  | S | 26 | 0.8 | 23.3 | 24.5 | 1 | N |  |  | N | IPP Non-CHP | 2 | X | WAT
Conventional Hydroelectric.WAT | hydro | TRUE | 5914 | Erie Boulevard Hydropower LP | 2614 | Stewarts Bridge | NY | Saratoga | 1 | Conventional Hydroelectric | HY |  | S | 36 | 0.8 | 37.5 | 37.5 | 15 | N |  |  | N | IPP Non-CHP | 2 | X | WAT
Conventional Hydroelectric.WAT | hydro | TRUE | 5914 | Erie Boulevard Hydropower LP | 2614 | Stewarts Bridge | NY | Saratoga | 2 | Conventional Hydroelectric | HY |  | S | 2.5 | 0.8 | 2.5 | 2.5 | 0.2 | N |  |  | N | IPP Non-CHP | 2 | X | WAT
Conventional Hydroelectric.WAT | hydro | TRUE | 5914 | Erie Boulevard Hydropower LP | 2616 | Sugar Island | NY | St Lawrence | 1 | Conventional Hydroelectric | HY |  | S | 2 | 0.8 | 2.1 | 2.1 | 0.2 | N |  |  | N | IPP Non-CHP | 2 | X | WAT
Conventional Hydroelectric.WAT | hydro | TRUE | 5914 | Erie Boulevard Hydropower LP | 2616 | Sugar Island | NY | St Lawrence | 2 | Conventional Hydroelectric | HY |  | S | 2 | 0.8 | 2 | 2 | 0.2 | N |  |  | N | IPP Non-CHP | 2 | X | WAT
Conventional Hydroelectric.WAT | hydro | TRUE | 5914 | Erie Boulevard Hydropower LP | 2617 | Taylorville | NY | Lewis | 1 | Conventional Hydroelectric | HY |  | S | 1 | 0.8 | 1.1 | 1.1 | 0.9 | N |  |  | N | IPP Non-CHP | 2 | X | WAT
Conventional Hydroelectric.WAT | hydro | TRUE | 5914 | Erie Boulevard Hydropower LP | 2617 | Taylorville | NY | Lewis | 2 | Conventional Hydroelectric | HY |  | S | 1 | 0.8 | 0.9 | 0.9 | 0.9 | N |  |  | N | IPP Non-CHP | 2 | X | WAT
Conventional Hydroelectric.WAT | hydro | TRUE | 5914 | Erie Boulevard Hydropower LP | 2617 | Taylorville | NY | Lewis | 3 | Conventional Hydroelectric | HY |  | S | 1 | 0.8 | 1.1 | 1.1 | 0.9 | N |  |  | N | IPP Non-CHP | 2 | X | WAT
Conventional Hydroelectric.WAT | hydro | TRUE | 5914 | Erie Boulevard Hydropower LP | 2617 | Taylorville | NY | Lewis | 4 | Conventional Hydroelectric | HY |  | S | 1 | 0.8 | 1.3 | 1.3 | 1.1 | N |  |  | N | IPP Non-CHP | 2 | X | WAT
Conventional Hydroelectric.WAT | hydro | TRUE | 5914 | Erie Boulevard Hydropower LP | 2619 | Trenton Falls | NY | Oneida | 5 | Conventional Hydroelectric | HY |  | S | 6.8 | 0.8 | 8.1 | 6.8 | 2 | N |  |  | N | IPP Non-CHP | 2 | X | WAT
Conventional Hydroelectric.WAT | hydro | TRUE | 5914 | Erie Boulevard Hydropower LP | 2619 | Trenton Falls | NY | Oneida | 6 | Conventional Hydroelectric | HY |  | S | 6.4 | 0.8 | 8.1 | 6.4 | 2 | N |  |  | N | IPP Non-CHP | 2 | X | WAT
Conventional Hydroelectric.WAT | hydro | TRUE | 5914 | Erie Boulevard Hydropower LP | 2619 | Trenton Falls | NY | Oneida | 7 | Conventional Hydroelectric | HY |  | S | 8.7 | 0.8 | 9.7 | 8.7 | 2 | N |  |  | N | IPP Non-CHP | 2 | X | WAT
Conventional Hydroelectric.WAT | hydro | TRUE | 5914 | Erie Boulevard Hydropower LP | 2621 | Varick | NY | Oswego | 2 | Conventional Hydroelectric | HY |  | S | 2 | 0.8 | 1.4 | 1.4 | 0.9 | N |  |  | N | IPP Non-CHP | 2 | X | WAT
Conventional Hydroelectric.WAT | hydro | TRUE | 5914 | Erie Boulevard Hydropower LP | 2621 | Varick | NY | Oswego | 3 | Conventional Hydroelectric | HY |  | S | 2 | 0.8 | 1.4 | 1.4 | 0.9 | N |  |  | N | IPP Non-CHP | 2 | X | WAT
Conventional Hydroelectric.WAT | hydro | TRUE | 5914 | Erie Boulevard Hydropower LP | 2621 | Varick | NY | Oswego | 4 | Conventional Hydroelectric | HY |  | S | 2 | 0.8 | 1.4 | 1.4 | 0.9 | N |  |  | N | IPP Non-CHP | 2 | X | WAT
Conventional Hydroelectric.WAT | hydro | TRUE | 5914 | Erie Boulevard Hydropower LP | 2621 | Varick | NY | Oswego | 5 | Conventional Hydroelectric | HY |  | S | 2 | 0.8 | 1.4 | 1.4 | 0.9 | N |  |  | N | IPP Non-CHP | 2 | X | WAT
Conventional Hydroelectric.WAT | hydro | TRUE | 5914 | Erie Boulevard Hydropower LP | 2623 | Waterport | NY | Orleans | 1 | Conventional Hydroelectric | HY |  | S | 2 | 0.8 | 1.8 | 1.8 | 1 | N |  |  | N | IPP Non-CHP | 2 | X | WAT
Conventional Hydroelectric.WAT | hydro | TRUE | 5914 | Erie Boulevard Hydropower LP | 2623 | Waterport | NY | Orleans | 2 | Conventional Hydroelectric | HY |  | S | 2 | 0.8 | 2 | 2 | 1.1 | N |  |  | N | IPP Non-CHP | 2 | X | WAT
Conventional Hydroelectric.WAT | hydro | TRUE | 5914 | Erie Boulevard Hydropower LP | 2624 | Yaleville | NY | St Lawrence | 1 | Conventional Hydroelectric | HY |  | S | 1 | 0.8 | 0.4 | 0.4 | 0.3 | N |  |  | N | IPP Non-CHP | 2 | X | WAT
Conventional Hydroelectric.WAT | hydro | TRUE | 5914 | Erie Boulevard Hydropower LP | 2624 | Yaleville | NY | St Lawrence | 2 | Conventional Hydroelectric | HY |  | S | 1 | 0.8 | 0.2 | 0.1 | 0.1 | N |  |  | N | IPP Non-CHP | 2 | X | WAT
Natural Gas Steam Turbine.NG | natural gas steam turbine | TRUE | 64082 | GenOn Bowline, LLC | 2625 | Bowline Point | NY | Rockland | 1 | Natural Gas Steam Turbine | ST |  | S | 621 | 0.9 | 586 | 593.2 | 80 | N |  |  | N | IPP Non-CHP | 2 | X | NG | RFO
Natural Gas Steam Turbine.NG | natural gas steam turbine | TRUE | 64082 | GenOn Bowline, LLC | 2625 | Bowline Point | NY | Rockland | 2 | Natural Gas Steam Turbine | ST |  | S | 621 | 0.9 | 573.6 | 568.8 | 100 | N |  |  | N | IPP Non-CHP | 2 | X | NG | RFO
Conventional Hydroelectric.WAT | hydro | TRUE | 15296 | New York Power Authority | 2627 | Grahamsville | NY | Sullivan | GRHM | Conventional Hydroelectric | HY |  | W | 18 | 1 | 18 | 18 | 1 | N |  |  | N | Electric Utility | 1 | X | WAT
Natural Gas Fired Combustion Turbine.NG | natural gas peaker | TRUE | 56142 | Alliance NYGT, LLC | 2628 | Hillburn | NY | Rockland | GEN1 | Natural Gas Fired Combustion Turbine | GT |  | S | 46.5 | 0.9 | 33.1 | 43.8 | 5 | N |  |  | N | IPP Non-CHP | 2 | X | NG | KER
Conventional Hydroelectric.WAT | hydro | TRUE | 57280 | Eagle Creek Renewable Energy, LLC | 2630 | Mongaup Falls | NY | Sullivan | GEN1 | Conventional Hydroelectric | HY |  | W | 4 | 0.8 | 4.3 | 4.3 | 0.4 | N |  |  | N | IPP Non-CHP | 2 | X | WAT
Conventional Hydroelectric.WAT | hydro | TRUE | 57280 | Eagle Creek Renewable Energy, LLC | 2630 | Mongaup Falls | NY | Sullivan | GEN2 | Conventional Hydroelectric | HY |  | W | 1.1 | 0.8 | 1.1 | 1.1 | 0.4 | N |  |  | N | IPP Non-CHP | 2 | X | WAT
Conventional Hydroelectric.WAT | hydro | TRUE | 57280 | Eagle Creek Renewable Energy, LLC | 2630 | Mongaup Falls | NY | Sullivan | GEN3 | Conventional Hydroelectric | HY |  | W | 1.1 | 0.8 | 1.1 | 1.1 | 0.4 | N |  |  | N | IPP Non-CHP | 2 | X | WAT
Conventional Hydroelectric.WAT | hydro | TRUE | 57280 | Eagle Creek Renewable Energy, LLC | 2630 | Mongaup Falls | NY | Sullivan | GEN4 | Conventional Hydroelectric | HY |  | W | 1.1 | 0.8 | 1.1 | 1.1 | 0.4 | N |  |  | N | IPP Non-CHP | 2 | X | WAT
Conventional Hydroelectric.WAT | hydro | TRUE | 57280 | Eagle Creek Renewable Energy, LLC | 2631 | Rio | NY | Sullivan | RIO | Conventional Hydroelectric | HY |  | W | 10 | 0.8 | 10.1 | 10.1 | 4 | N |  |  | N | IPP Non-CHP | 2 | X | WAT
Conventional Hydroelectric.WAT | hydro | TRUE | 57280 | Eagle Creek Renewable Energy, LLC | 2631 | Rio | NY | Sullivan | RIO2 | Conventional Hydroelectric | HY |  | W | 0.8 | 0.9 | 0.8 | 0.8 | 0.4 | N |  |  | N | IPP Non-CHP | 2 | X | WAT
Natural Gas Fired Combustion Turbine.NG | natural gas peaker | TRUE | 56142 | Alliance NYGT, LLC | 2632 | Shoemaker | NY | Orange | SHOE | Natural Gas Fired Combustion Turbine | GT |  | S | 41.9 | 0.9 | 33 | 40 | 5 | N |  |  | N | IPP Non-CHP | 2 | X | NG | KER
Conventional Hydroelectric.WAT | hydro | TRUE | 57280 | Eagle Creek Renewable Energy, LLC | 2634 | Swinging Bridge 2 | NY | Sullivan | SWI2 | Conventional Hydroelectric | HY |  | W | 6.8 | 0.9 | 7.4 | 7.4 | 5 | N |  |  | N | IPP Non-CHP | 2 | X | WAT
Conventional Hydroelectric.WAT | hydro | TRUE | 57280 | Eagle Creek Renewable Energy, LLC | 2634 | Swinging Bridge 2 | NY | Sullivan | SWI3 | Conventional Hydroelectric | HY |  | W | 1.2 | 0.9 | 1.2 | 1.2 | 0.4 | N |  |  | N | IPP Non-CHP | 2 | X | WAT
Conventional Hydroelectric.WAT | hydro | TRUE | 16183 | Rochester Gas & Electric Corp | 2638 | Rochester 26 | NY | Monroe | 1 | Conventional Hydroelectric | HY |  | S | 3 | 0.8 | 3 | 3 | 0 | N |  |  | N | Electric Utility | 1 | X | WAT
Conventional Hydroelectric.WAT | hydro | TRUE | 16183 | Rochester Gas & Electric Corp | 2639 | Rochester 2 | NY | Monroe | 1 | Conventional Hydroelectric | HY |  | S | 8.5 | 0.9 | 8.5 | 8.5 | 0 | N |  |  | N | Electric Utility | 1 | X | WAT
Conventional Hydroelectric.WAT | hydro | TRUE | 16183 | Rochester Gas & Electric Corp | 2641 | Rochester 5 | NY | Monroe | 2 | Conventional Hydroelectric | HY |  | S | 12.8 | 0.9 | 12.9 | 12.9 | 0 | N |  |  | N | Electric Utility | 1 | X | WAT
Conventional Hydroelectric.WAT | hydro | TRUE | 16183 | Rochester Gas & Electric Corp | 2641 | Rochester 5 | NY | Monroe | HY1 | Conventional Hydroelectric | HY |  | S | 12.8 | 0.9 | 12.9 | 12.9 | 0 | N |  |  | N | Electric Utility | 1 | X | WAT
Conventional Hydroelectric.WAT | hydro | TRUE | 16183 | Rochester Gas & Electric Corp | 2641 | Rochester 5 | NY | Monroe | HY3 | Conventional Hydroelectric | HY |  | S | 18 | 0.8 | 18 | 18 | 0 | N |  |  | N | Electric Utility | 1 | X | WAT
Conventional Hydroelectric.WAT | hydro | TRUE | 16183 | Rochester Gas & Electric Corp | 2646 | Wiscoy 170 | NY | Allegany | 1 | Conventional Hydroelectric | HY |  | S | 0.6 | 0.8 | 0.6 | 0.6 | 0 | N |  |  | N | Electric Utility | 1 | X | WAT
Conventional Hydroelectric.WAT | hydro | TRUE | 16183 | Rochester Gas & Electric Corp | 2646 | Wiscoy 170 | NY | Allegany | 2 | Conventional Hydroelectric | HY |  | S | 0.4 | 0.8 | 0.4 | 0.4 | 0 | N |  |  | N | Electric Utility | 1 | X | WAT
Petroleum Liquids.DFO | petroleum | TRUE | 6775 | Village of Freeport - (NY) | 2678 | Plant No 1 Freeport | NY | Nassau | 2 | Petroleum Liquids | IC |  | S | 2.9 | 0.8 | 2.2 | 2.2 | 2.2 | N |  |  | N | Electric Utility | 1 | X | DFO
Petroleum Liquids.DFO | petroleum | TRUE | 6775 | Village of Freeport - (NY) | 2678 | Plant No 1 Freeport | NY | Nassau | 3 | Petroleum Liquids | IC |  | S | 3.1 | 0.8 | 2 | 2 | 2 | N |  |  | N | Electric Utility | 1 | X | DFO
Petroleum Liquids.DFO | petroleum | TRUE | 6775 | Village of Freeport - (NY) | 2679 | Plant No 2 Freeport | NY | Nassau | 3 | Petroleum Liquids | GT |  | S | 18.1 | 0.9 | 16.8 | 18 | 5 | N |  |  | N | Electric Utility | 1 | X | DFO | KER
Natural Gas Fired Combustion Turbine.NG | natural gas peaker | TRUE | 6775 | Village of Freeport - (NY) | 2679 | Plant No 2 Freeport | NY | Nassau | CT5 | Natural Gas Fired Combustion Turbine | GT |  | S | 60.5 | 1 | 49 | 49 | 25 | N |  |  | N | Electric Utility | 1 | X | NG | KER
Petroleum Liquids.DFO | petroleum | TRUE | 7630 | Village of Greenport - (NY) | 2681 | Greenport | NY | Suffolk | 2 | Petroleum Liquids | IC |  | S | 1.7 | 0.8 | 1.5 | 1.6 |  | N |  |  | N | Electric Utility | 1 | X | DFO
Petroleum Liquids.DFO | petroleum | TRUE | 7630 | Village of Greenport - (NY) | 2681 | Greenport | NY | Suffolk | 4 | Petroleum Liquids | IC |  | S | 1.2 | 0.8 | 1.2 | 1.2 | 0.3 | N |  |  | N | Electric Utility | 1 | X | DFO
Petroleum Liquids.DFO | petroleum | TRUE | 7630 | Village of Greenport - (NY) | 2681 | Greenport | NY | Suffolk | 5 | Petroleum Liquids | IC |  | S | 1.8 | 0.8 | 1.6 | 1.6 | 0.3 | N |  |  | N | Electric Utility | 1 | X | DFO
Petroleum Liquids.DFO | petroleum | TRUE | 7630 | Village of Greenport - (NY) | 2681 | Greenport | NY | Suffolk | 6 | Petroleum Liquids | IC |  | S | 3.8 | 0.8 | 2.6 | 2.6 | 0.4 | N |  |  | N | Electric Utility | 1 | X | DFO
Petroleum Liquids.DFO | petroleum | TRUE | 7630 | Village of Greenport - (NY) | 2681 | Greenport | NY | Suffolk | 7 | Petroleum Liquids | IC |  | S | 1.6 | 0.8 | 1.6 | 1.6 |  | N |  |  | N | Electric Utility | 1 | X | DFO
Natural Gas Steam Turbine.NG | natural gas steam turbine | TRUE | 9645 | Jamestown Board of Public Util | 2682 | S A Carlson | NY | Chautauqua | 5 | Natural Gas Steam Turbine | ST | 1 | S | 24.5 | 0.9 | 22.5 | 22.5 | 5 | N |  |  | N | Electric Utility | 1 | X | NG | DFO
Natural Gas Steam Turbine.NG | natural gas steam turbine | TRUE | 9645 | Jamestown Board of Public Util | 2682 | S A Carlson | NY | Chautauqua | 6 | Natural Gas Steam Turbine | ST | 1 | S | 24.5 | 0.9 | 22.5 | 22.5 | 5 | N |  |  | N | Electric Utility | 1 | X | NG | DFO
Natural Gas Fired Combustion Turbine.NG | natural gas peaker | TRUE | 9645 | Jamestown Board of Public Util | 2682 | S A Carlson | NY | Chautauqua | 7 | Natural Gas Fired Combustion Turbine | GT | 1 | S | 47.3 | 0.9 | 42 | 47 | 9 | N |  |  | N | Electric Utility | 1 | X | NG
Conventional Hydroelectric.WAT | hydro | TRUE | 15296 | New York Power Authority | 2685 | Crescent | NY | Albany | 1 | Conventional Hydroelectric | HY |  | S | 2.8 | 1 | 2.8 | 2.8 | 1 | N |  |  | N | Electric Utility | 1 | X | WAT
Conventional Hydroelectric.WAT | hydro | TRUE | 15296 | New York Power Authority | 2685 | Crescent | NY | Albany | 2 | Conventional Hydroelectric | HY |  | S | 2.8 | 1 | 2.8 | 2.8 | 1 | N |  |  | N | Electric Utility | 1 | X | WAT
Conventional Hydroelectric.WAT | hydro | TRUE | 15296 | New York Power Authority | 2685 | Crescent | NY | Albany | 3 | Conventional Hydroelectric | HY |  | S | 3 | 1 | 3 | 3 | 1 | N |  |  | N | Electric Utility | 1 | X | WAT
Conventional Hydroelectric.WAT | hydro | TRUE | 15296 | New York Power Authority | 2685 | Crescent | NY | Albany | 4 | Conventional Hydroelectric | HY |  | S | 3 | 1 | 3 | 3 | 1 | N |  |  | N | Electric Utility | 1 | X | WAT
Conventional Hydroelectric.WAT | hydro | TRUE | 15296 | New York Power Authority | 2686 | Vischer Ferry | NY | Saratoga | 1 | Conventional Hydroelectric | HY |  | S | 2.8 | 1 | 2.8 | 2.9 | 1 | N |  |  | N | Electric Utility | 1 | X | WAT
Conventional Hydroelectric.WAT | hydro | TRUE | 15296 | New York Power Authority | 2686 | Vischer Ferry | NY | Saratoga | 2 | Conventional Hydroelectric | HY |  | S | 2.8 | 1 | 2.8 | 2.9 | 1 | N |  |  | N | Electric Utility | 1 | X | WAT
Conventional Hydroelectric.WAT | hydro | TRUE | 15296 | New York Power Authority | 2686 | Vischer Ferry | NY | Saratoga | 3 | Conventional Hydroelectric | HY |  | S | 3 | 1 | 3 | 2.9 | 1 | N |  |  | N | Electric Utility | 1 | X | WAT
Conventional Hydroelectric.WAT | hydro | TRUE | 15296 | New York Power Authority | 2686 | Vischer Ferry | NY | Saratoga | 4 | Conventional Hydroelectric | HY |  | S | 3 | 1 | 3 | 2.9 | 1 | N |  |  | N | Electric Utility | 1 | X | WAT
Hydroelectric Pumped Storage.WAT | other | TRUE | 15296 | New York Power Authority | 2691 | Blenheim Gilboa | NY | Schoharie | 1 | Hydroelectric Pumped Storage | PS |  | S | 250 | 1 | 292.2 | 291.7 | 1 | N |  |  | N | Electric Utility | 1 | X | WAT
Hydroelectric Pumped Storage.WAT | other | TRUE | 15296 | New York Power Authority | 2691 | Blenheim Gilboa | NY | Schoharie | 2 | Hydroelectric Pumped Storage | PS |  | S | 250 | 1 | 291.1 | 293.5 | 1 | N |  |  | N | Electric Utility | 1 | X | WAT
Hydroelectric Pumped Storage.WAT | other | TRUE | 15296 | New York Power Authority | 2691 | Blenheim Gilboa | NY | Schoharie | 3 | Hydroelectric Pumped Storage | PS |  | S | 250 | 1 | 292.6 | 293.3 | 1 | N |  |  | N | Electric Utility | 1 | X | WAT
Hydroelectric Pumped Storage.WAT | other | TRUE | 15296 | New York Power Authority | 2691 | Blenheim Gilboa | NY | Schoharie | 4 | Hydroelectric Pumped Storage | PS |  | S | 250 | 1 | 292.9 | 292.4 | 1 | N |  |  | N | Electric Utility | 1 | X | WAT
Hydroelectric Pumped Storage.WAT | other | TRUE | 15296 | New York Power Authority | 2692 | Lewiston Niagara | NY | Niagara | 1 | Hydroelectric Pumped Storage | PS |  | S | 20 | 1 | 20 | 20 | 1 | N |  |  | N | Electric Utility | 1 | X | WAT
Hydroelectric Pumped Storage.WAT | other | TRUE | 15296 | New York Power Authority | 2692 | Lewiston Niagara | NY | Niagara | 10 | Hydroelectric Pumped Storage | PS |  | S | 20 | 1 | 20 | 20 | 1 | N |  |  | N | Electric Utility | 1 | X | WAT
Hydroelectric Pumped Storage.WAT | other | TRUE | 15296 | New York Power Authority | 2692 | Lewiston Niagara | NY | Niagara | 11 | Hydroelectric Pumped Storage | PS |  | S | 20 | 1 | 20 | 20 | 1 | N |  |  | N | Electric Utility | 1 | X | WAT
Hydroelectric Pumped Storage.WAT | other | TRUE | 15296 | New York Power Authority | 2692 | Lewiston Niagara | NY | Niagara | 12 | Hydroelectric Pumped Storage | PS |  | S | 20 | 1 | 20 | 20 | 1 | N |  |  | N | Electric Utility | 1 | X | WAT
Hydroelectric Pumped Storage.WAT | other | TRUE | 15296 | New York Power Authority | 2692 | Lewiston Niagara | NY | Niagara | 2 | Hydroelectric Pumped Storage | PS |  | S | 20 | 1 | 20 | 20 | 1 | N |  |  | N | Electric Utility | 1 | X | WAT
Hydroelectric Pumped Storage.WAT | other | TRUE | 15296 | New York Power Authority | 2692 | Lewiston Niagara | NY | Niagara | 3 | Hydroelectric Pumped Storage | PS |  | S | 20 | 1 | 20 | 20 | 1 | N |  |  | N | Electric Utility | 1 | X | WAT
Hydroelectric Pumped Storage.WAT | other | TRUE | 15296 | New York Power Authority | 2692 | Lewiston Niagara | NY | Niagara | 4 | Hydroelectric Pumped Storage | PS |  | S | 20 | 1 | 20 | 20 | 1 | N |  |  | N | Electric Utility | 1 | X | WAT
Hydroelectric Pumped Storage.WAT | other | TRUE | 15296 | New York Power Authority | 2692 | Lewiston Niagara | NY | Niagara | 5 | Hydroelectric Pumped Storage | PS |  | S | 20 | 1 | 20 | 20 | 1 | N |  |  | N | Electric Utility | 1 | X | WAT
Hydroelectric Pumped Storage.WAT | other | TRUE | 15296 | New York Power Authority | 2692 | Lewiston Niagara | NY | Niagara | 6 | Hydroelectric Pumped Storage | PS |  | S | 20 | 1 | 20 | 20 | 1 | N |  |  | N | Electric Utility | 1 | X | WAT
Hydroelectric Pumped Storage.WAT | other | TRUE | 15296 | New York Power Authority | 2692 | Lewiston Niagara | NY | Niagara | 7 | Hydroelectric Pumped Storage | PS |  | S | 20 | 1 | 20 | 20 | 1 | N |  |  | N | Electric Utility | 1 | X | WAT
Hydroelectric Pumped Storage.WAT | other | TRUE | 15296 | New York Power Authority | 2692 | Lewiston Niagara | NY | Niagara | 8 | Hydroelectric Pumped Storage | PS |  | S | 20 | 1 | 20 | 20 | 1 | N |  |  | N | Electric Utility | 1 | X | WAT
Hydroelectric Pumped Storage.WAT | other | TRUE | 15296 | New York Power Authority | 2692 | Lewiston Niagara | NY | Niagara | 9 | Hydroelectric Pumped Storage | PS |  | S | 20 | 1 | 20 | 20 | 1 | N |  |  | N | Electric Utility | 1 | X | WAT
Conventional Hydroelectric.WAT | hydro | TRUE | 15296 | New York Power Authority | 2693 | Robert Moses Niagara | NY | Niagara | 1 | Conventional Hydroelectric | HY |  | S | 193.5 | 1 | 187.3 | 187.3 | 1 | N |  |  | N | Electric Utility | 1 | X | WAT
Conventional Hydroelectric.WAT | hydro | TRUE | 15296 | New York Power Authority | 2693 | Robert Moses Niagara | NY | Niagara | 10 | Conventional Hydroelectric | HY |  | S | 193.5 | 1 | 187.3 | 187.3 | 1 | N |  |  | N | Electric Utility | 1 | X | WAT
Conventional Hydroelectric.WAT | hydro | TRUE | 15296 | New York Power Authority | 2693 | Robert Moses Niagara | NY | Niagara | 11 | Conventional Hydroelectric | HY |  | S | 193.5 | 1 | 187.3 | 187.3 | 1 | N |  |  | N | Electric Utility | 1 | X | WAT
Conventional Hydroelectric.WAT | hydro | TRUE | 15296 | New York Power Authority | 2693 | Robert Moses Niagara | NY | Niagara | 12 | Conventional Hydroelectric | HY |  | S | 193.5 | 1 | 187.3 | 187.3 | 1 | N |  |  | N | Electric Utility | 1 | X | WAT
Conventional Hydroelectric.WAT | hydro | TRUE | 15296 | New York Power Authority | 2693 | Robert Moses Niagara | NY | Niagara | 13 | Conventional Hydroelectric | HY |  | S | 193.5 | 1 | 187.3 | 187.3 | 1 | N |  |  | N | Electric Utility | 1 | X | WAT
Conventional Hydroelectric.WAT | hydro | TRUE | 15296 | New York Power Authority | 2693 | Robert Moses Niagara | NY | Niagara | 2 | Conventional Hydroelectric | HY |  | S | 193.5 | 1 | 187.3 | 187.3 | 1 | N |  |  | N | Electric Utility | 1 | X | WAT
Conventional Hydroelectric.WAT | hydro | TRUE | 15296 | New York Power Authority | 2693 | Robert Moses Niagara | NY | Niagara | 3 | Conventional Hydroelectric | HY |  | S | 193.5 | 1 | 187.3 | 187.3 | 1 | N |  |  | N | Electric Utility | 1 | X | WAT
Conventional Hydroelectric.WAT | hydro | TRUE | 15296 | New York Power Authority | 2693 | Robert Moses Niagara | NY | Niagara | 4 | Conventional Hydroelectric | HY |  | S | 193.5 | 1 | 187.3 | 187.3 | 1 | N |  |  | N | Electric Utility | 1 | X | WAT
Conventional Hydroelectric.WAT | hydro | TRUE | 15296 | New York Power Authority | 2693 | Robert Moses Niagara | NY | Niagara | 5 | Conventional Hydroelectric | HY |  | S | 193.5 | 1 | 187.3 | 187.3 | 1 | N |  |  | N | Electric Utility | 1 | X | WAT
Conventional Hydroelectric.WAT | hydro | TRUE | 15296 | New York Power Authority | 2693 | Robert Moses Niagara | NY | Niagara | 6 | Conventional Hydroelectric | HY |  | S | 193.5 | 1 | 187.3 | 187.3 | 1 | N |  |  | N | Electric Utility | 1 | X | WAT
Conventional Hydroelectric.WAT | hydro | TRUE | 15296 | New York Power Authority | 2693 | Robert Moses Niagara | NY | Niagara | 7 | Conventional Hydroelectric | HY |  | S | 193.5 | 1 | 187.3 | 187.3 | 1 | N |  |  | N | Electric Utility | 1 | X | WAT
Conventional Hydroelectric.WAT | hydro | TRUE | 15296 | New York Power Authority | 2693 | Robert Moses Niagara | NY | Niagara | 8 | Conventional Hydroelectric | HY |  | S | 150.3 | 1 | 187.3 | 187.3 | 1 | N |  |  | N | Electric Utility | 1 | X | WAT
Conventional Hydroelectric.WAT | hydro | TRUE | 15296 | New York Power Authority | 2693 | Robert Moses Niagara | NY | Niagara | 9 | Conventional Hydroelectric | HY |  | S | 150.3 | 1 | 187.3 | 187.3 | 1 | N |  |  | N | Electric Utility | 1 | X | WAT
Conventional Hydroelectric.WAT | hydro | TRUE | 15296 | New York Power Authority | 2694 | Robert Moses Power Dam | NY | St Lawrence | 17 | Conventional Hydroelectric | HY |  | S | 57 | 1 | 53.5 | 50.6 | 1 | N |  |  | N | Electric Utility | 1 | X | WAT
Conventional Hydroelectric.WAT | hydro | TRUE | 15296 | New York Power Authority | 2694 | Robert Moses Power Dam | NY | St Lawrence | 18 | Conventional Hydroelectric | HY |  | S | 57 | 1 | 53.5 | 50.6 | 1 | N |  |  | N | Electric Utility | 1 | X | WAT
Conventional Hydroelectric.WAT | hydro | TRUE | 15296 | New York Power Authority | 2694 | Robert Moses Power Dam | NY | St Lawrence | 19 | Conventional Hydroelectric | HY |  | S | 57 | 1 | 53.5 | 50.6 | 1 | N |  |  | N | Electric Utility | 1 | X | WAT
Conventional Hydroelectric.WAT | hydro | TRUE | 15296 | New York Power Authority | 2694 | Robert Moses Power Dam | NY | St Lawrence | 20 | Conventional Hydroelectric | HY |  | S | 57 | 1 | 53.5 | 50.6 | 1 | N |  |  | N | Electric Utility | 1 | X | WAT
Conventional Hydroelectric.WAT | hydro | TRUE | 15296 | New York Power Authority | 2694 | Robert Moses Power Dam | NY | St Lawrence | 21 | Conventional Hydroelectric | HY |  | S | 57 | 1 | 53.5 | 50.6 | 1 | N |  |  | N | Electric Utility | 1 | X | WAT
Conventional Hydroelectric.WAT | hydro | TRUE | 15296 | New York Power Authority | 2694 | Robert Moses Power Dam | NY | St Lawrence | 22 | Conventional Hydroelectric | HY |  | S | 57 | 1 | 53.5 | 50.6 | 1 | N |  |  | N | Electric Utility | 1 | X | WAT
Conventional Hydroelectric.WAT | hydro | TRUE | 15296 | New York Power Authority | 2694 | Robert Moses Power Dam | NY | St Lawrence | 23 | Conventional Hydroelectric | HY |  | S | 57 | 1 | 53.5 | 50.6 | 1 | N |  |  | N | Electric Utility | 1 | X | WAT
Conventional Hydroelectric.WAT | hydro | TRUE | 15296 | New York Power Authority | 2694 | Robert Moses Power Dam | NY | St Lawrence | 24 | Conventional Hydroelectric | HY |  | S | 57 | 1 | 53.5 | 50.6 | 1 | N |  |  | N | Electric Utility | 1 | X | WAT
Conventional Hydroelectric.WAT | hydro | TRUE | 15296 | New York Power Authority | 2694 | Robert Moses Power Dam | NY | St Lawrence | 25 | Conventional Hydroelectric | HY |  | S | 57 | 1 | 53.5 | 50.6 | 1 | N |  |  | N | Electric Utility | 1 | X | WAT
Conventional Hydroelectric.WAT | hydro | TRUE | 15296 | New York Power Authority | 2694 | Robert Moses Power Dam | NY | St Lawrence | 26 | Conventional Hydroelectric | HY |  | S | 57 | 1 | 53.5 | 50.6 | 1 | N |  |  | N | Electric Utility | 1 | X | WAT
Conventional Hydroelectric.WAT | hydro | TRUE | 15296 | New York Power Authority | 2694 | Robert Moses Power Dam | NY | St Lawrence | 27 | Conventional Hydroelectric | HY |  | S | 57 | 1 | 53.5 | 50.6 | 1 | N |  |  | N | Electric Utility | 1 | X | WAT
Conventional Hydroelectric.WAT | hydro | TRUE | 15296 | New York Power Authority | 2694 | Robert Moses Power Dam | NY | St Lawrence | 28 | Conventional Hydroelectric | HY |  | S | 57 | 1 | 53.5 | 50.6 | 1 | N |  |  | N | Electric Utility | 1 | X | WAT
Conventional Hydroelectric.WAT | hydro | TRUE | 15296 | New York Power Authority | 2694 | Robert Moses Power Dam | NY | St Lawrence | 29 | Conventional Hydroelectric | HY |  | S | 57 | 1 | 53.5 | 50.6 | 1 | N |  |  | N | Electric Utility | 1 | X | WAT
Conventional Hydroelectric.WAT | hydro | TRUE | 15296 | New York Power Authority | 2694 | Robert Moses Power Dam | NY | St Lawrence | 30 | Conventional Hydroelectric | HY |  | S | 57 | 1 | 53.5 | 50.6 | 1 | N |  |  | N | Electric Utility | 1 | X | WAT
Conventional Hydroelectric.WAT | hydro | TRUE | 15296 | New York Power Authority | 2694 | Robert Moses Power Dam | NY | St Lawrence | 31 | Conventional Hydroelectric | HY |  | S | 57 | 1 | 53.5 | 50.6 | 1 | N |  |  | N | Electric Utility | 1 | X | WAT
Conventional Hydroelectric.WAT | hydro | TRUE | 15296 | New York Power Authority | 2694 | Robert Moses Power Dam | NY | St Lawrence | 32 | Conventional Hydroelectric | HY |  | S | 57 | 1 | 53.5 | 50.6 | 1 | N |  |  | N | Electric Utility | 1 | X | WAT
Natural Gas Internal Combustion Engine.NG | natural gas peaker | TRUE | 16217 | Village of Rockville Centre - (NY) | 2695 | Charles P Keller | NY | Nassau | 10 | Natural Gas Internal Combustion Engine | IC |  | S | 3.5 | 0.8 | 3.2 | 3.2 | 1.6 | N |  |  | N | Electric Utility | 1 | X | NG | NG
Natural Gas Internal Combustion Engine.NG | natural gas peaker | TRUE | 16217 | Village of Rockville Centre - (NY) | 2695 | Charles P Keller | NY | Nassau | 11 | Natural Gas Internal Combustion Engine | IC |  | S | 5.2 | 0.8 | 5.2 | 5.2 | 2.6 | N |  |  | N | Electric Utility | 1 | X | NG | NG
Natural Gas Internal Combustion Engine.NG | natural gas peaker | TRUE | 16217 | Village of Rockville Centre - (NY) | 2695 | Charles P Keller | NY | Nassau | 12 | Natural Gas Internal Combustion Engine | IC |  | S | 5.5 | 0.8 | 5.5 | 5.5 | 2.7 | N |  |  | N | Electric Utility | 1 | X | NG | DFO
Natural Gas Internal Combustion Engine.NG | natural gas peaker | TRUE | 16217 | Village of Rockville Centre - (NY) | 2695 | Charles P Keller | NY | Nassau | 13 | Natural Gas Internal Combustion Engine | IC |  | S | 5.5 | 0.8 | 5.5 | 5.5 | 2.7 | N |  |  | N | Electric Utility | 1 | X | NG | DFO
Natural Gas Internal Combustion Engine.NG | natural gas peaker | TRUE | 16217 | Village of Rockville Centre - (NY) | 2695 | Charles P Keller | NY | Nassau | 14 | Natural Gas Internal Combustion Engine | IC |  | S | 6.2 | 0.85 | 6.2 | 6.2 | 3.1 | N |  |  | N | Electric Utility | 1 | X | NG | DFO
Natural Gas Internal Combustion Engine.NG | natural gas peaker | TRUE | 16217 | Village of Rockville Centre - (NY) | 2695 | Charles P Keller | NY | Nassau | 9 | Natural Gas Internal Combustion Engine | IC |  | S | 3.5 | 0.8 | 3.2 | 3.2 | 1.6 | N |  |  | N | Electric Utility | 1 | X | NG | NG
Conventional Hydroelectric.WAT | hydro | TRUE | 20188 | City of Watertown - (NY) | 2700 | Watertown | NY | Jefferson | 1 | Conventional Hydroelectric | HY |  | S | 2.7 | 1 | 2.1 | 2.1 | 0.6 | N |  |  | N | Electric Utility | 1 | X | WAT
Conventional Hydroelectric.WAT | hydro | TRUE | 20188 | City of Watertown - (NY) | 2700 | Watertown | NY | Jefferson | 2 | Conventional Hydroelectric | HY |  | S | 2.7 | 1 | 2.1 | 2.1 | 0.6 | N |  |  | N | Electric Utility | 1 | X | WAT
Conventional Hydroelectric.WAT | hydro | TRUE | 20188 | City of Watertown - (NY) | 2700 | Watertown | NY | Jefferson | 3 | Conventional Hydroelectric | HY |  | S | 2.7 | 1 | 2.1 | 2.1 | 0.6 | N |  |  | N | Electric Utility | 1 | X | WAT
Natural Gas Fired Combined Cycle.NG | natural gas combined cycle | TRUE | 3046 | Duke Energy Progress - (NC) | 2706 | Asheville | NC | Buncombe | CT5 | Natural Gas Fired Combined Cycle | CT | CC1 | S | 191.2 | 0.85 | 163 | 190 | 158 | N |  |  | N | Electric Utility | 1 | X | NG | DFO
Natural Gas Fired Combined Cycle.NG | natural gas combined cycle | TRUE | 3046 | Duke Energy Progress - (NC) | 2706 | Asheville | NC | Buncombe | CT7 | Natural Gas Fired Combined Cycle | CT | CC2 | S | 191.2 | 0.85 | 161 | 190 | 158 | N |  |  | N | Electric Utility | 1 | X | NG | DFO
Natural Gas Fired Combustion Turbine.NG | natural gas peaker | TRUE | 3046 | Duke Energy Progress - (NC) | 2706 | Asheville | NC | Buncombe | GT1 | Natural Gas Fired Combustion Turbine | GT |  | S | 211.7 | 0.85 | 160 | 185 | 70 | N |  |  | N | Electric Utility | 1 | X | NG | DFO
Natural Gas Fired Combustion Turbine.NG | natural gas peaker | TRUE | 3046 | Duke Energy Progress - (NC) | 2706 | Asheville | NC | Buncombe | GT2 | Natural Gas Fired Combustion Turbine | GT |  | S | 211.8 | 0.85 | 160 | 185 | 70 | N |  |  | N | Electric Utility | 1 | X | NG | DFO
Natural Gas Fired Combined Cycle.NG | natural gas combined cycle | TRUE | 3046 | Duke Energy Progress - (NC) | 2706 | Asheville | NC | Buncombe | ST6 | Natural Gas Fired Combined Cycle | CA | CC1 | S | 102.8 | 0.85 | 85 | 90 | 85 | N |  |  | N | Electric Utility | 1 | X | NG | DFO
Natural Gas Fired Combined Cycle.NG | natural gas combined cycle | TRUE | 3046 | Duke Energy Progress - (NC) | 2706 | Asheville | NC | Buncombe | ST8 | Natural Gas Fired Combined Cycle | CA | CC2 | S | 102.8 | 0.85 | 85 | 90 | 85 | N |  |  | N | Electric Utility | 1 | X | NG | DFO
Conventional Hydroelectric.WAT | hydro | TRUE | 3046 | Duke Energy Progress - (NC) | 2707 | Blewett | NC | Anson | 1 | Conventional Hydroelectric | HY |  | S | 3.2 | 0.8 | 4 | 4 | 3 | N |  |  | N | Electric Utility | 1 | X | WAT
Conventional Hydroelectric.WAT | hydro | TRUE | 3046 | Duke Energy Progress - (NC) | 2707 | Blewett | NC | Anson | 2 | Conventional Hydroelectric | HY |  | S | 3.2 | 0.8 | 4 | 4 | 3 | N |  |  | N | Electric Utility | 1 | X | WAT
Conventional Hydroelectric.WAT | hydro | TRUE | 3046 | Duke Energy Progress - (NC) | 2707 | Blewett | NC | Anson | 3 | Conventional Hydroelectric | HY |  | S | 3.2 | 0.8 | 4 | 4 | 3 | N |  |  | N | Electric Utility | 1 | X | WAT
Conventional Hydroelectric.WAT | hydro | TRUE | 3046 | Duke Energy Progress - (NC) | 2707 | Blewett | NC | Anson | 4 | Conventional Hydroelectric | HY |  | S | 5 | 0.8 | 5 | 5 | 4 | N |  |  | N | Electric Utility | 1 | X | WAT
Conventional Hydroelectric.WAT | hydro | TRUE | 3046 | Duke Energy Progress - (NC) | 2707 | Blewett | NC | Anson | 5 | Conventional Hydroelectric | HY |  | S | 5 | 0.8 | 5 | 5 | 4 | N |  |  | N | Electric Utility | 1 | X | WAT
Conventional Hydroelectric.WAT | hydro | TRUE | 3046 | Duke Energy Progress - (NC) | 2707 | Blewett | NC | Anson | 6 | Conventional Hydroelectric | HY |  | S | 5 | 0.8 | 5 | 5 | 4 | N |  |  | N | Electric Utility | 1 | X | WAT
Petroleum Liquids.DFO | petroleum | TRUE | 3046 | Duke Energy Progress - (NC) | 2707 | Blewett | NC | Anson | GT1 | Petroleum Liquids | GT |  | S | 17.5 | 0.85 | 13 | 17 | 9 | N |  |  | N | Electric Utility | 1 | X | DFO
Petroleum Liquids.DFO | petroleum | TRUE | 3046 | Duke Energy Progress - (NC) | 2707 | Blewett | NC | Anson | GT2 | Petroleum Liquids | GT |  | S | 17.5 | 0.85 | 13 | 17 | 9 | N |  |  | N | Electric Utility | 1 | X | DFO
Petroleum Liquids.DFO | petroleum | TRUE | 3046 | Duke Energy Progress - (NC) | 2707 | Blewett | NC | Anson | GT3 | Petroleum Liquids | GT |  | S | 17.5 | 0.85 | 13 | 17 | 9 | N |  |  | N | Electric Utility | 1 | X | DFO
Petroleum Liquids.DFO | petroleum | TRUE | 3046 | Duke Energy Progress - (NC) | 2707 | Blewett | NC | Anson | GT4 | Petroleum Liquids | GT |  | S | 17.5 | 0.85 | 13 | 17 | 9 | N |  |  | N | Electric Utility | 1 | X | DFO
Conventional Hydroelectric.WAT | hydro | TRUE | 3046 | Duke Energy Progress - (NC) | 2710 | Marshall Dam | NC | Madison | HC1 | Conventional Hydroelectric | HY |  | S | 2.5 | 0.8 | 2 | 2 | 2 | N |  |  | N | Electric Utility | 1 | X | WAT
Conventional Hydroelectric.WAT | hydro | TRUE | 3046 | Duke Energy Progress - (NC) | 2710 | Marshall Dam | NC | Madison | HC2 | Conventional Hydroelectric | HY |  | S | 2.5 | 0.8 | 2 | 2 | 2 | N |  |  | N | Electric Utility | 1 | X | WAT
Conventional Steam Coal.BIT | hard coal | TRUE | 3046 | Duke Energy Progress - (NC) | 2712 | Roxboro | NC | Person | 1 | Conventional Steam Coal | ST |  | S | 410.8 | 0.9 | 379 | 380 | 70 | N |  |  | N | Electric Utility | 1 | X | BIT
Conventional Steam Coal.BIT | hard coal | TRUE | 3046 | Duke Energy Progress - (NC) | 2712 | Roxboro | NC | Person | 2 | Conventional Steam Coal | ST |  | S | 657 | 0.9 | 668 | 673 | 85 | N |  |  | N | Electric Utility | 1 | X | BIT
Conventional Steam Coal.BIT | hard coal | TRUE | 3046 | Duke Energy Progress - (NC) | 2712 | Roxboro | NC | Person | 3 | Conventional Steam Coal | ST |  | S | 745.2 | 0.9 | 694 | 698 | 68 | N |  |  | N | Electric Utility | 1 | X | BIT
Conventional Steam Coal.BIT | hard coal | TRUE | 3046 | Duke Energy Progress - (NC) | 2712 | Roxboro | NC | Person | 4 | Conventional Steam Coal | ST |  | S | 745.2 | 0.9 | 698 | 711 | 125 | N |  |  | N | Electric Utility | 1 | X | BIT
Conventional Hydroelectric.WAT | hydro | TRUE | 3046 | Duke Energy Progress - (NC) | 2714 | Tillery | NC | Montgomery | 1 | Conventional Hydroelectric | HY |  | S | 22 | 0.8 | 21 | 21 | 21 | N |  |  | N | Electric Utility | 1 | X | WAT
Conventional Hydroelectric.WAT | hydro | TRUE | 3046 | Duke Energy Progress - (NC) | 2714 | Tillery | NC | Montgomery | 2 | Conventional Hydroelectric | HY |  | S | 18 | 0.8 | 18 | 18 | 18 | N |  |  | N | Electric Utility | 1 | X | WAT
Conventional Hydroelectric.WAT | hydro | TRUE | 3046 | Duke Energy Progress - (NC) | 2714 | Tillery | NC | Montgomery | 3 | Conventional Hydroelectric | HY |  | S | 22 | 0.8 | 21 | 21 | 21 | N |  |  | N | Electric Utility | 1 | X | WAT
Conventional Hydroelectric.WAT | hydro | TRUE | 3046 | Duke Energy Progress - (NC) | 2714 | Tillery | NC | Montgomery | 4 | Conventional Hydroelectric | HY |  | S | 22 | 0.8 | 25 | 25 | 22 | N |  |  | N | Electric Utility | 1 | X | WAT
Conventional Hydroelectric.WAT | hydro | TRUE | 3046 | Duke Energy Progress - (NC) | 2715 | Walters | NC | Haywood | 1 | Conventional Hydroelectric | HY |  | S | 36 | 0.8 | 36 | 36 | 36 | N |  |  | N | Electric Utility | 1 | X | WAT
Conventional Hydroelectric.WAT | hydro | TRUE | 3046 | Duke Energy Progress - (NC) | 2715 | Walters | NC | Haywood | 2 | Conventional Hydroelectric | HY |  | S | 36 | 0.8 | 40 | 40 | 36 | N |  |  | N | Electric Utility | 1 | X | WAT
Conventional Hydroelectric.WAT | hydro | TRUE | 3046 | Duke Energy Progress - (NC) | 2715 | Walters | NC | Haywood | 3 | Conventional Hydroelectric | HY |  | S | 36 | 0.8 | 36 | 36 | 36 | N |  |  | N | Electric Utility | 1 | X | WAT
Petroleum Liquids.DFO | petroleum | TRUE | 3046 | Duke Energy Progress - (NC) | 2716 | W H Weatherspoon | NC | Robeson | GT1 | Petroleum Liquids | GT |  | S | 39.7 | 0.85 | 31 | 41 | 12 | N |  |  | N | Electric Utility | 1 | X | DFO
Petroleum Liquids.DFO | petroleum | TRUE | 3046 | Duke Energy Progress - (NC) | 2716 | W H Weatherspoon | NC | Robeson | GT2 | Petroleum Liquids | GT |  | S | 39.7 | 0.85 | 31 | 41 | 12 | N |  |  | N | Electric Utility | 1 | X | DFO
Petroleum Liquids.DFO | petroleum | TRUE | 3046 | Duke Energy Progress - (NC) | 2716 | W H Weatherspoon | NC | Robeson | GT3 | Petroleum Liquids | GT |  | S | 41.8 | 0.9 | 32 | 41 | 12 | N |  |  | N | Electric Utility | 1 | X | DFO
Petroleum Liquids.DFO | petroleum | TRUE | 3046 | Duke Energy Progress - (NC) | 2716 | W H Weatherspoon | NC | Robeson | GT4 | Petroleum Liquids | GT |  | S | 41.8 | 0.9 | 30 | 41 | 12 | N |  |  | N | Electric Utility | 1 | X | DFO
Conventional Steam Coal.BIT | hard coal | TRUE | 5416 | Duke Energy Carolinas, LLC | 2718 | G G Allen | NC | Gaston | 1 | Conventional Steam Coal | ST |  | S | 163.2 | 0.85 | 162 | 167 | 85 | N | 12 | 2023 | N | Electric Utility | 1 | X | BIT
Conventional Steam Coal.BIT | hard coal | TRUE | 5416 | Duke Energy Carolinas, LLC | 2718 | G G Allen | NC | Gaston | 5 | Conventional Steam Coal | ST |  | S | 272 | 0.85 | 259 | 259 | 140 | N | 12 | 2023 | N | Electric Utility | 1 | X | BIT
Conventional Hydroelectric.WAT | hydro | TRUE | 5416 | Duke Energy Carolinas, LLC | 2719 | Bridgewater | NC | Burke | 1 | Conventional Hydroelectric | HY |  | S | 13 | 0.9 | 15 | 15 | 13 | N |  |  | N | Electric Utility | 1 | X | WAT
Conventional Hydroelectric.WAT | hydro | TRUE | 5416 | Duke Energy Carolinas, LLC | 2719 | Bridgewater | NC | Burke | 2 | Conventional Hydroelectric | HY |  | S | 13 | 0.9 | 15 | 15 | 13 | N |  |  | N | Electric Utility | 1 | X | WAT
Conventional Hydroelectric.WAT | hydro | TRUE | 5416 | Duke Energy Carolinas, LLC | 2719 | Bridgewater | NC | Burke | 3 | Conventional Hydroelectric | HY |  | S | 1.7 | 0.8 | 1.5 | 1.5 | 1.5 | N |  |  | N | Electric Utility | 1 | X | WAT
Natural Gas Fired Combined Cycle.NG | natural gas combined cycle | TRUE | 5416 | Duke Energy Carolinas, LLC | 2720 | Buck | NC | Rowan | CT11 | Natural Gas Fired Combined Cycle | CT | CC1 | S | 185.3 | 0.85 | 182 | 206 | 182 | N |  |  | N | Electric Utility | 1 | X | NG | DFO
Natural Gas Fired Combined Cycle.NG | natural gas combined cycle | TRUE | 5416 | Duke Energy Carolinas, LLC | 2720 | Buck | NC | Rowan | CT12 | Natural Gas Fired Combined Cycle | CT | CC1 | S | 185.3 | 0.85 | 182 | 206 | 182 | N |  |  | N | Electric Utility | 1 | X | NG | DFO
Natural Gas Fired Combined Cycle.NG | natural gas combined cycle | TRUE | 5416 | Duke Energy Carolinas, LLC | 2720 | Buck | NC | Rowan | ST10 | Natural Gas Fired Combined Cycle | CA | CC1 | S | 327.3 | 0.85 | 304 | 306 | 255 | N |  |  | N | Electric Utility | 1 | X | NG
Natural Gas Steam Turbine.NG | natural gas steam turbine | TRUE | 5416 | Duke Energy Carolinas, LLC | 2721 | James E. Rogers Energy Complex | NC | Cleveland | 5 | Natural Gas Steam Turbine | ST |  | S | 621 | 0.9 | 544 | 546 | 127 | N |  |  | N | Electric Utility | 1 | X | NG | BIT | DFO
Natural Gas Steam Turbine.NG | natural gas steam turbine | TRUE | 5416 | Duke Energy Carolinas, LLC | 2721 | James E. Rogers Energy Complex | NC | Cleveland | 6 | Natural Gas Steam Turbine | ST |  | S | 909.5 | 0.85 | 844 | 849 | 310 | N |  |  | N | Electric Utility | 1 | X | NG | BIT | DFO
Conventional Hydroelectric.WAT | hydro | TRUE | 5416 | Duke Energy Carolinas, LLC | 2722 | Cowans Ford | NC | Lincoln | 1 | Conventional Hydroelectric | HY |  | S | 87.5 | 0.95 | 81 | 81 | 81 | N |  |  | N | Electric Utility | 1 | X | WAT
Conventional Hydroelectric.WAT | hydro | TRUE | 5416 | Duke Energy Carolinas, LLC | 2722 | Cowans Ford | NC | Lincoln | 2 | Conventional Hydroelectric | HY |  | S | 87.5 | 0.95 | 81 | 81 | 81 | N |  |  | N | Electric Utility | 1 | X | WAT
Conventional Hydroelectric.WAT | hydro | TRUE | 5416 | Duke Energy Carolinas, LLC | 2722 | Cowans Ford | NC | Lincoln | 3 | Conventional Hydroelectric | HY |  | S | 87.5 | 0.95 | 81 | 81 | 81 | N |  |  | N | Electric Utility | 1 | X | WAT
Conventional Hydroelectric.WAT | hydro | TRUE | 5416 | Duke Energy Carolinas, LLC | 2722 | Cowans Ford | NC | Lincoln | 4 | Conventional Hydroelectric | HY |  | S | 87.5 | 0.95 | 81 | 81 | 81 | N |  |  | N | Electric Utility | 1 | X | WAT
Natural Gas Fired Combined Cycle.NG | natural gas combined cycle | TRUE | 5416 | Duke Energy Carolinas, LLC | 2723 | Dan River | NC | Rockingham | CT8 | Natural Gas Fired Combined Cycle | CT | CC1 | S | 185.3 | 0.85 | 177 | 206 | 177 | N |  |  | N | Electric Utility | 1 | X | NG
Natural Gas Fired Combined Cycle.NG | natural gas combined cycle | TRUE | 5416 | Duke Energy Carolinas, LLC | 2723 | Dan River | NC | Rockingham | CT9 | Natural Gas Fired Combined Cycle | CT | CC1 | S | 185.3 | 0.85 | 177 | 206 | 177 | N |  |  | N | Electric Utility | 1 | X | NG
Natural Gas Fired Combined Cycle.NG | natural gas combined cycle | TRUE | 5416 | Duke Energy Carolinas, LLC | 2723 | Dan River | NC | Rockingham | ST7 | Natural Gas Fired Combined Cycle | CA | CC1 | S | 327.3 | 0.85 | 308 | 306 | 300 | N |  |  | N | Electric Utility | 1 | X | NG
Conventional Hydroelectric.WAT | hydro | TRUE | 5416 | Duke Energy Carolinas, LLC | 2726 | Lookout Shoals | NC | Iredell | 1 | Conventional Hydroelectric | HY |  | S | 8.6 | 1 | 9 | 9 | 8.6 | N |  |  | N | Electric Utility | 1 | X | WAT
Conventional Hydroelectric.WAT | hydro | TRUE | 5416 | Duke Energy Carolinas, LLC | 2726 | Lookout Shoals | NC | Iredell | 2 | Conventional Hydroelectric | HY |  | S | 8.6 | 1 | 9 | 9 | 8.6 | N |  |  | N | Electric Utility | 1 | X | WAT
Conventional Hydroelectric.WAT | hydro | TRUE | 5416 | Duke Energy Carolinas, LLC | 2726 | Lookout Shoals | NC | Iredell | 3 | Conventional Hydroelectric | HY |  | S | 8.6 | 1 | 9 | 9 | 8.6 | N |  |  | N | Electric Utility | 1 | X | WAT
Natural Gas Steam Turbine.NG | natural gas steam turbine | TRUE | 5416 | Duke Energy Carolinas, LLC | 2727 | Marshall (NC) | NC | Catawba | 1 | Natural Gas Steam Turbine | ST |  | S | 348.5 | 0.9 | 370 | 380 | 140 | N | 12 | 2034 | N | Electric Utility | 1 | X | NG | BIT | DFO
Conventional Steam Coal.BIT | hard coal | TRUE | 5416 | Duke Energy Carolinas, LLC | 2727 | Marshall (NC) | NC | Catawba | 2 | Conventional Steam Coal | ST |  | S | 348.5 | 0.9 | 370 | 380 | 140 | N | 12 | 2034 | N | Electric Utility | 1 | X | BIT | NG | DFO
Natural Gas Steam Turbine.NG | natural gas steam turbine | TRUE | 5416 | Duke Energy Carolinas, LLC | 2727 | Marshall (NC) | NC | Catawba | 3 | Natural Gas Steam Turbine | ST |  | S | 711 | 0.9 | 658 | 658 | 270 | N |  |  | N | Electric Utility | 1 | X | NG | BIT | DFO
Conventional Steam Coal.BIT | hard coal | TRUE | 5416 | Duke Energy Carolinas, LLC | 2727 | Marshall (NC) | NC | Catawba | 4 | Conventional Steam Coal | ST |  | S | 711 | 0.9 | 660 | 660 | 270 | N |  |  | N | Electric Utility | 1 | X | BIT | NG | DFO
Conventional Hydroelectric.WAT | hydro | TRUE | 5416 | Duke Energy Carolinas, LLC | 2728 | Mountain Island | NC | Gaston | 1 | Conventional Hydroelectric | HY |  | S | 15 | 0.8 | 14 | 14 | 14 | N |  |  | N | Electric Utility | 1 | X | WAT
Conventional Hydroelectric.WAT | hydro | TRUE | 5416 | Duke Energy Carolinas, LLC | 2728 | Mountain Island | NC | Gaston | 2 | Conventional Hydroelectric | HY |  | S | 15 | 0.8 | 17 | 17 | 15 | N |  |  | N | Electric Utility | 1 | X | WAT
Conventional Hydroelectric.WAT | hydro | TRUE | 5416 | Duke Energy Carolinas, LLC | 2728 | Mountain Island | NC | Gaston | 3 | Conventional Hydroelectric | HY |  | S | 15 | 0.8 | 17 | 17 | 15 | N |  |  | N | Electric Utility | 1 | X | WAT
Conventional Hydroelectric.WAT | hydro | TRUE | 5416 | Duke Energy Carolinas, LLC | 2728 | Mountain Island | NC | Gaston | 4 | Conventional Hydroelectric | HY |  | S | 15 | 0.8 | 17 | 17 | 15 | N |  |  | N | Electric Utility | 1 | X | WAT
Conventional Hydroelectric.WAT | hydro | TRUE | 5416 | Duke Energy Carolinas, LLC | 2729 | Oxford Dam | NC | Catawba | 1 | Conventional Hydroelectric | HY |  | S | 18 | 0.8 | 20 | 20 | 18 | N |  |  | N | Electric Utility | 1 | X | WAT
Conventional Hydroelectric.WAT | hydro | TRUE | 5416 | Duke Energy Carolinas, LLC | 2729 | Oxford Dam | NC | Catawba | 2 | Conventional Hydroelectric | HY |  | S | 18 | 0.8 | 20 | 20 | 18 | N |  |  | N | Electric Utility | 1 | X | WAT
Conventional Hydroelectric.WAT | hydro | TRUE | 5416 | Duke Energy Carolinas, LLC | 2730 | Rhodhiss | NC | Caldwell | 1 | Conventional Hydroelectric | HY |  | S | 8.5 | 0.95 | 9.5 | 9.5 | 8.5 | N |  |  | N | Electric Utility | 1 | X | WAT
Conventional Hydroelectric.WAT | hydro | TRUE | 5416 | Duke Energy Carolinas, LLC | 2730 | Rhodhiss | NC | Caldwell | 2 | Conventional Hydroelectric | HY |  | S | 8.5 | 0.95 | 11.5 | 11.5 | 8.5 | N |  |  | N | Electric Utility | 1 | X | WAT
Conventional Hydroelectric.WAT | hydro | TRUE | 5416 | Duke Energy Carolinas, LLC | 2730 | Rhodhiss | NC | Caldwell | 3 | Conventional Hydroelectric | HY |  | S | 8.5 | 0.95 | 12.4 | 12.4 | 8.5 | N |  |  | N | Electric Utility | 1 | X | WAT
Conventional Hydroelectric.WAT | hydro | TRUE | 13763 | Northbrook Carolina Hydro LLC | 2735 | Turner Shoals | NC | Polk | 1 | Conventional Hydroelectric | HY |  | S | 2.7 | 0.9 | 2.7 | 2.7 | 0.4 | N |  |  | N | IPP Non-CHP | 2 | X | WAT
Conventional Hydroelectric.WAT | hydro | TRUE | 13763 | Northbrook Carolina Hydro LLC | 2735 | Turner Shoals | NC | Polk | 2 | Conventional Hydroelectric | HY |  | S | 2.7 | 0.9 | 2.7 | 2.7 | 0.4 | N |  |  | N | IPP Non-CHP | 2 | X | WAT
Conventional Hydroelectric.WAT | hydro | TRUE | 63011 | Northbrook Tuxedo, LLC | 2736 | Tuxedo | NC | Henderson | 1 | Conventional Hydroelectric | HY |  | S | 2.5 | 0.8 | 3.2 | 3.2 | 2.5 | N |  |  | N | IPP Non-CHP | 2 | X | WAT
Conventional Hydroelectric.WAT | hydro | TRUE | 63011 | Northbrook Tuxedo, LLC | 2736 | Tuxedo | NC | Henderson | 2 | Conventional Hydroelectric | HY |  | S | 2.5 | 0.8 | 3.2 | 3.2 | 2.5 | N |  |  | N | IPP Non-CHP | 2 | X | WAT
Conventional Hydroelectric.WAT | hydro | TRUE | 5416 | Duke Energy Carolinas, LLC | 2741 | Bear Creek Dam | NC | Jackson | 1 | Conventional Hydroelectric | HY |  | S | 9 | 0.9 | 9.5 | 9.5 | 9 | N |  |  | N | Electric Utility | 1 | X | WAT
Conventional Hydroelectric.WAT | hydro | TRUE | 5416 | Duke Energy Carolinas, LLC | 2743 | Cedar Cliff | NC | Jackson | 1 | Conventional Hydroelectric | HY |  | S | 6.4 | 0.85 | 6.4 | 6.4 | 6.4 | N |  |  | N | Electric Utility | 1 | X | WAT
Conventional Hydroelectric.WAT | hydro | TRUE | 63010 | Northbrook Carolina Hydro II, LLC | 2745 | Franklin (NC) | NC | Macon | 1 | Conventional Hydroelectric | HY |  | S | 0.5 | 0.8 | 0.5 | 0.5 | 0.5 | N |  |  | N | IPP Non-CHP | 2 | X | WAT
Conventional Hydroelectric.WAT | hydro | TRUE | 63010 | Northbrook Carolina Hydro II, LLC | 2745 | Franklin (NC) | NC | Macon | 2 | Conventional Hydroelectric | HY |  | S | 0.5 | 0.8 | 0.5 | 0.5 | 0.5 | N |  |  | N | IPP Non-CHP | 2 | X | WAT
Conventional Hydroelectric.WAT | hydro | TRUE | 63010 | Northbrook Carolina Hydro II, LLC | 2746 | Mission | NC | Clay | 1 | Conventional Hydroelectric | HY |  | S | 0.6 | 0.8 | 0.6 | 0.6 | 0.6 | N |  |  | N | IPP Non-CHP | 2 | X | WAT
Conventional Hydroelectric.WAT | hydro | TRUE | 63010 | Northbrook Carolina Hydro II, LLC | 2746 | Mission | NC | Clay | 2 | Conventional Hydroelectric | HY |  | S | 0.6 | 0.8 | 0.6 | 0.6 | 0.6 | N |  |  | N | IPP Non-CHP | 2 | X | WAT
Conventional Hydroelectric.WAT | hydro | TRUE | 63010 | Northbrook Carolina Hydro II, LLC | 2746 | Mission | NC | Clay | 3 | Conventional Hydroelectric | HY |  | S | 0.6 | 0.8 | 0.6 | 0.6 | 0.6 | N |  |  | N | IPP Non-CHP | 2 | X | WAT
Conventional Hydroelectric.WAT | hydro | TRUE | 5416 | Duke Energy Carolinas, LLC | 2747 | Nantahala | NC | Macon | 1 | Conventional Hydroelectric | HY |  | S | 43.2 | 0.8 | 45 | 45 | 43.2 | N |  |  | N | Electric Utility | 1 | X | WAT
Conventional Hydroelectric.WAT | hydro | TRUE | 5416 | Duke Energy Carolinas, LLC | 2749 | Tennessee Creek | NC | Jackson | 1 | Conventional Hydroelectric | HY |  | S | 10.8 | 0.9 | 11.5 | 11.5 | 10.8 | N |  |  | N | Electric Utility | 1 | X | WAT
Conventional Hydroelectric.WAT | hydro | TRUE | 5416 | Duke Energy Carolinas, LLC | 2750 | Thorpe | NC | Jackson | 1 | Conventional Hydroelectric | HY |  | S | 21.6 | 0.8 | 19.7 | 19.7 | 19.7 | N |  |  | N | Electric Utility | 1 | X | WAT
Conventional Hydroelectric.WAT | hydro | TRUE | 5416 | Duke Energy Carolinas, LLC | 2751 | Tuckasegee | NC | Jackson | 1 | Conventional Hydroelectric | HY |  | S | 3 | 0.9 | 2.5 | 2.5 | 2.5 | N |  |  | N | Electric Utility | 1 | X | WAT
Conventional Hydroelectric.WAT | hydro | TRUE | 19876 | Virginia Electric & Power Co | 2756 | Gaston | NC | Halifax | 1 | Conventional Hydroelectric | HY |  | S | 44.4 | 0.8 | 55 | 55 | 0 | N |  |  | N | Electric Utility | 1 | X | WAT
Conventional Hydroelectric.WAT | hydro | TRUE | 19876 | Virginia Electric & Power Co | 2756 | Gaston | NC | Halifax | 2 | Conventional Hydroelectric | HY |  | S | 44.4 | 0.8 | 55 | 55 | 0 | N |  |  | N | Electric Utility | 1 | X | WAT
Conventional Hydroelectric.WAT | hydro | TRUE | 19876 | Virginia Electric & Power Co | 2756 | Gaston | NC | Halifax | 3 | Conventional Hydroelectric | HY |  | S | 44.4 | 0.8 | 55 | 55 | 0 | N |  |  | N | Electric Utility | 1 | X | WAT
Conventional Hydroelectric.WAT | hydro | TRUE | 19876 | Virginia Electric & Power Co | 2756 | Gaston | NC | Halifax | 4 | Conventional Hydroelectric | HY |  | S | 44.4 | 0.8 | 55 | 55 | 0 | N |  |  | N | Electric Utility | 1 | X | WAT
Conventional Hydroelectric.WAT | hydro | TRUE | 19876 | Virginia Electric & Power Co | 2758 | Roanoke Rapids | NC | Halifax | 1 | Conventional Hydroelectric | HY |  | S | 25 | 0.9 | 24 | 24 | 10 | N |  |  | N | Electric Utility | 1 | X | WAT
Conventional Hydroelectric.WAT | hydro | TRUE | 19876 | Virginia Electric & Power Co | 2758 | Roanoke Rapids | NC | Halifax | 2 | Conventional Hydroelectric | HY |  | S | 25 | 0.9 | 24 | 24 | 10 | N |  |  | N | Electric Utility | 1 | X | WAT
Conventional Hydroelectric.WAT | hydro | TRUE | 19876 | Virginia Electric & Power Co | 2758 | Roanoke Rapids | NC | Halifax | 3 | Conventional Hydroelectric | HY |  | S | 25 | 0.9 | 24 | 24 | 10 | N |  |  | N | Electric Utility | 1 | X | WAT
Conventional Hydroelectric.WAT | hydro | TRUE | 19876 | Virginia Electric & Power Co | 2758 | Roanoke Rapids | NC | Halifax | 4 | Conventional Hydroelectric | HY |  | S | 25 | 0.9 | 23 | 23 | 10 | N |  |  | N | Electric Utility | 1 | X | WAT
Conventional Hydroelectric.WAT | hydro | TRUE | 10604 | Lake Lure Town of | 2773 | Lake Lure | NC | Rutherford | 1 | Conventional Hydroelectric | HY |  | S | 1.2 | 0.8 | 1.2 | 1.2 | 0.6 | N |  |  | N | IPP Non-CHP | 2 | X | WAT
Conventional Hydroelectric.WAT | hydro | TRUE | 10604 | Lake Lure Town of | 2773 | Lake Lure | NC | Rutherford | 2 | Conventional Hydroelectric | HY |  | S | 2.4 | 0.8 | 2.4 | 2.4 | 0.6 | N |  |  | N | IPP Non-CHP | 2 | X | WAT
Conventional Hydroelectric.WAT | hydro | TRUE | 18642 | Tennessee Valley Authority | 2778 | Chatuge | NC | Clay | 1 | Conventional Hydroelectric | HY |  | S | 13.2 | 0.9 | 13.9 | 13.1 | 7.9 | N |  |  | N | Electric Utility | 1 | X | WAT
Conventional Hydroelectric.WAT | hydro | TRUE | 18642 | Tennessee Valley Authority | 2779 | Fontana Dam | NC | Swain | 1 | Conventional Hydroelectric | HY |  | S | 81 | 0.95 | 101.4 | 101.4 | 56 | N |  |  | N | Electric Utility | 1 | X | WAT
Conventional Hydroelectric.WAT | hydro | TRUE | 18642 | Tennessee Valley Authority | 2779 | Fontana Dam | NC | Swain | 2 | Conventional Hydroelectric | HY |  | S | 92.7 | 0.95 | 101.4 | 101.4 | 56 | N |  |  | N | Electric Utility | 1 | X | WAT
Conventional Hydroelectric.WAT | hydro | TRUE | 18642 | Tennessee Valley Authority | 2779 | Fontana Dam | NC | Swain | 3 | Conventional Hydroelectric | HY |  | S | 81 | 0.95 | 101.4 | 101.4 | 56 | N |  |  | N | Electric Utility | 1 | X | WAT
Conventional Hydroelectric.WAT | hydro | TRUE | 18642 | Tennessee Valley Authority | 2780 | Hiwassee Dam | NC | Cherokee | 1 | Conventional Hydroelectric | HY |  | S | 70.6 | 0.9 | 87.7 | 73.8 | 33.3 | N |  |  | N | Electric Utility | 1 | X | WAT
Hydroelectric Pumped Storage.WAT | other | TRUE | 18642 | Tennessee Valley Authority | 2780 | Hiwassee Dam | NC | Cherokee | 2 | Hydroelectric Pumped Storage | PS |  | S | 95 | 0.95 | 86 | 67.5 | 56.7 | N |  |  | N | Electric Utility | 1 | X | WAT
Petroleum Liquids.DFO | petroleum | TRUE | 13683 | North Carolina El Member Corp | 2783 | Buxton | NC | Dare | 1A | Petroleum Liquids | IC |  | S | 3 | 0.8 | 3 | 3 | 3 | N |  |  | N | Electric Utility | 1 | X | DFO
Petroleum Liquids.DFO | petroleum | TRUE | 13683 | North Carolina El Member Corp | 2783 | Buxton | NC | Dare | 2A | Petroleum Liquids | IC |  | S | 3 | 0.8 | 3 | 3 | 3 | N |  |  | N | Electric Utility | 1 | X | DFO
Petroleum Liquids.DFO | petroleum | TRUE | 13683 | North Carolina El Member Corp | 2783 | Buxton | NC | Dare | 3A | Petroleum Liquids | IC |  | S | 3 | 0.8 | 3 | 3 | 3 | N |  |  | N | Electric Utility | 1 | X | DFO
Petroleum Liquids.DFO | petroleum | TRUE | 13683 | North Carolina El Member Corp | 2783 | Buxton | NC | Dare | 4A | Petroleum Liquids | IC |  | S | 3 | 0.8 | 3 | 3 | 3 | N |  |  | N | Electric Utility | 1 | X | DFO
Petroleum Liquids.DFO | petroleum | TRUE | 13683 | North Carolina El Member Corp | 2783 | Buxton | NC | Dare | 5A | Petroleum Liquids | IC |  | S | 3 | 0.8 | 3 | 3 | 3 | N |  |  | N | Electric Utility | 1 | X | DFO
Natural Gas Fired Combustion Turbine.NG | natural gas peaker | TRUE | 12199 | Montana-Dakota Utilities Co | 2790 | R M Heskett | ND | Morton | 3 | Natural Gas Fired Combustion Turbine | GT |  | S | 88 | 0.85 | 88 | 101 | 8 | N |  |  | N | Electric Utility | 1 | X | NG
Petroleum Liquids.DFO | petroleum | TRUE | 14232 | Otter Tail Power Co | 2801 | Jamestown | ND | Stutsman | 1 | Petroleum Liquids | GT |  | S | 24.1 | 0.9 | 20.9 | 25.7 | 6 | N |  |  | N | Electric Utility | 1 | X | DFO
Petroleum Liquids.DFO | petroleum | TRUE | 14232 | Otter Tail Power Co | 2801 | Jamestown | ND | Stutsman | 2 | Petroleum Liquids | GT |  | S | 24.1 | 0.9 | 21.6 | 26.6 | 6 | N |  |  | N | Electric Utility | 1 | X | DFO
Petroleum Liquids.DFO | petroleum | TRUE | 7444 | City of Grafton - (ND) | 2811 | Grafton | ND | Walsh | 1 | Petroleum Liquids | IC |  | S | 0.6 | 0.8 | 0.6 | 0.6 | 0.3 | N |  |  | N | Electric Utility | 1 | X | DFO
Petroleum Liquids.DFO | petroleum | TRUE | 7444 | City of Grafton - (ND) | 2811 | Grafton | ND | Walsh | 2 | Petroleum Liquids | IC |  | S | 0.8 | 0.8 | 0.8 | 0.8 | 0.4 | N |  |  | N | Electric Utility | 1 | X | DFO
Petroleum Liquids.DFO | petroleum | TRUE | 7444 | City of Grafton - (ND) | 2811 | Grafton | ND | Walsh | 3 | Petroleum Liquids | IC |  | S | 1.3 | 0.8 | 1.3 | 1.3 | 0.7 | N |  |  | N | Electric Utility | 1 | X | DFO
Petroleum Liquids.DFO | petroleum | TRUE | 7444 | City of Grafton - (ND) | 2811 | Grafton | ND | Walsh | 4 | Petroleum Liquids | IC |  | S | 1.3 | 0.8 | 1.3 | 1.3 | 0.7 | N |  |  | N | Electric Utility | 1 | X | DFO
Conventional Hydroelectric.WAT | hydro | TRUE | 19635 | USACE-Omaha | 2815 | Garrison | ND | Mercer | 1 | Conventional Hydroelectric | HY |  | S | 121.6 | 0.95 | 102 | 102 | 0 | N |  |  | N | Electric Utility | 1 | X | WAT
Conventional Hydroelectric.WAT | hydro | TRUE | 19635 | USACE-Omaha | 2815 | Garrison | ND | Mercer | 2 | Conventional Hydroelectric | HY |  | S | 121.6 | 0.95 | 102 | 102 | 0 | N |  |  | N | Electric Utility | 1 | X | WAT
Conventional Hydroelectric.WAT | hydro | TRUE | 19635 | USACE-Omaha | 2815 | Garrison | ND | Mercer | 3 | Conventional Hydroelectric | HY |  | S | 121.6 | 0.95 | 102 | 102 | 0 | N |  |  | N | Electric Utility | 1 | X | WAT
Conventional Hydroelectric.WAT | hydro | TRUE | 19635 | USACE-Omaha | 2815 | Garrison | ND | Mercer | 4 | Conventional Hydroelectric | HY |  | S | 109.3 | 0.95 | 102 | 102 | 0 | N |  |  | N | Electric Utility | 1 | X | WAT
Conventional Hydroelectric.WAT | hydro | TRUE | 19635 | USACE-Omaha | 2815 | Garrison | ND | Mercer | 5 | Conventional Hydroelectric | HY |  | S | 109.3 | 0.95 | 102 | 102 | 0 | N |  |  | N | Electric Utility | 1 | X | WAT
Conventional Steam Coal.LIG | lignite | TRUE | 1307 | Basin Electric Power Coop | 2817 | Leland Olds | ND | Mercer | 1 | Conventional Steam Coal | ST |  | S | 216 | 0.85 | 221 | 221 | 110 | N |  |  | N | Electric Utility | 1 | X | LIG |  | SUB
Conventional Steam Coal.LIG | lignite | TRUE | 1307 | Basin Electric Power Coop | 2817 | Leland Olds | ND | Mercer | 2 | Conventional Steam Coal | ST |  | S | 440 | 0.9 | 445 | 445 | 220 | N |  |  | N | Electric Utility | 1 | X | LIG |  | SUB
Conventional Steam Coal.LIG | lignite | TRUE | 12658 | Minnkota Power Coop, Inc | 2823 | Milton R Young | ND | Oliver | 1 | Conventional Steam Coal | ST |  | S | 257 | 0.9 | 237 | 237 | 150 | N |  |  | N | Electric Utility | 1 | X | LIG
Conventional Steam Coal.LIG | lignite | TRUE | 12658 | Minnkota Power Coop, Inc | 2823 | Milton R Young | ND | Oliver | 2 | Conventional Steam Coal | ST |  | W | 477 | 0.9 | 447 | 455 | 270 | N |  |  | N | Electric Utility | 1 | X | LIG
Conventional Steam Coal.BIT | hard coal | TRUE | 61412 | Cardinal Operating Company | 2828 | Cardinal | OH | Jefferson | 1 | Conventional Steam Coal | ST |  | W | 615.2 | 0.85 | 585 | 595 | 340 | N |  |  | N | IPP Non-CHP | 2 | X | BIT
Conventional Steam Coal.BIT | hard coal | TRUE | 61412 | Cardinal Operating Company | 2828 | Cardinal | OH | Jefferson | 2 | Conventional Steam Coal | ST |  | W | 615.2 | 0.85 | 585 | 595 | 340 | N |  |  | N | IPP Non-CHP | 2 | X | BIT
Conventional Steam Coal.BIT | hard coal | TRUE | 61412 | Cardinal Operating Company | 2828 | Cardinal | OH | Jefferson | 3 | Conventional Steam Coal | ST |  | W | 650 | 0.9 | 620 | 620 | 400 | N | 12 | 2028 | N | IPP Non-CHP | 2 | X | BIT
Batteries.MWH | battery storage | 0 | 3542 | Duke Energy Ohio Inc | 2830 | Walter C Beckjord | OH | Clermont | BECK1 | Batteries | BA |  | S | 2 |  | 2 | 2 | 0 | N |  |  | N | Electric Utility | 1 | X | MWH
Batteries.MWH | battery storage | 0 | 3542 | Duke Energy Ohio Inc | 2830 | Walter C Beckjord | OH | Clermont | BECK2 | Batteries | BA |  | S | 2 |  | 2 | 2 | 0 | N |  |  | N | Electric Utility | 1 | X | MWH
Natural Gas Fired Combustion Turbine.NG | natural gas peaker | TRUE | 59917 | Luminant Dick's Creek | 2831 | Dicks Creek | OH | Butler | 1 | Natural Gas Fired Combustion Turbine | GT |  | S | 100 | 0.9 | 92 | 110 | 5 | N |  |  | N | IPP Non-CHP | 2 | X | NG
Natural Gas Fired Combustion Turbine.NG | natural gas peaker | TRUE | 59917 | Luminant Dick's Creek | 2831 | Dicks Creek | OH | Butler | 3 | Natural Gas Fired Combustion Turbine | GT |  | S | 16.5 | 0.85 | 14.2 | 19.5 | 3 | N |  |  | N | IPP Non-CHP | 2 | X | NG
Natural Gas Fired Combustion Turbine.NG | natural gas peaker | TRUE | 59917 | Luminant Dick's Creek | 2831 | Dicks Creek | OH | Butler | 4 | Natural Gas Fired Combustion Turbine | GT |  | S | 21.3 | 0.8 | 15 | 21.4 | 3 | N |  |  | N | IPP Non-CHP | 2 | X | NG
Natural Gas Fired Combustion Turbine.NG | natural gas peaker | TRUE | 59917 | Luminant Dick's Creek | 2831 | Dicks Creek | OH | Butler | 5 | Natural Gas Fired Combustion Turbine | GT |  | S | 21.3 | 0.8 | 15 | 21.4 | 3 | N |  |  | N | IPP Non-CHP | 2 | X | NG
Conventional Steam Coal.BIT | hard coal | TRUE | 59919 | Luminant Miami Fort | 2832 | Miami Fort | OH | Hamilton | 7 | Conventional Steam Coal | ST |  | S | 557.1 | 0.85 | 510 | 510 | 200 | N | 12 | 2027 | N | IPP Non-CHP | 2 | X | BIT
Conventional Steam Coal.BIT | hard coal | TRUE | 59919 | Luminant Miami Fort | 2832 | Miami Fort | OH | Hamilton | 8 | Conventional Steam Coal | ST |  | S | 557.7 | 0.85 | 510 | 510 | 200 | N | 12 | 2027 | N | IPP Non-CHP | 2 | X | BIT
Petroleum Liquids.DFO | petroleum | TRUE | 59919 | Luminant Miami Fort | 2832 | Miami Fort | OH | Hamilton | GT3 | Petroleum Liquids | GT |  | S | 16.5 | 0.85 | 14 | 20 | 3 | N |  |  | N | IPP Non-CHP | 2 | X | DFO
Petroleum Liquids.DFO | petroleum | TRUE | 59919 | Luminant Miami Fort | 2832 | Miami Fort | OH | Hamilton | GT4 | Petroleum Liquids | GT |  | S | 16.5 | 0.85 | 14 | 20 | 3 | N |  |  | N | IPP Non-CHP | 2 | X | DFO
Petroleum Liquids.DFO | petroleum | TRUE | 59919 | Luminant Miami Fort | 2832 | Miami Fort | OH | Hamilton | GT5 | Petroleum Liquids | GT |  | S | 16.5 | 0.85 | 14 | 20 | 3 | N |  |  | N | IPP Non-CHP | 2 | X | DFO
Petroleum Liquids.DFO | petroleum | TRUE | 59919 | Luminant Miami Fort | 2832 | Miami Fort | OH | Hamilton | GT6 | Petroleum Liquids | GT |  | S | 16.5 | 0.85 | 14 | 20 | 3 | N |  |  | N | IPP Non-CHP | 2 | X | DFO
Natural Gas Fired Combustion Turbine.NG | natural gas peaker | TRUE | 61919 | Kimura Power LLC | 2847 | Tait Electric Generating Station | OH | Montgomery | GT1 | Natural Gas Fired Combustion Turbine | GT |  | S | 103.5 | 0.85 | 91 | 111.9 | 41 | N |  |  | N | IPP Non-CHP | 2 | X | NG | DFO
Natural Gas Fired Combustion Turbine.NG | natural gas peaker | TRUE | 61919 | Kimura Power LLC | 2847 | Tait Electric Generating Station | OH | Montgomery | GT2 | Natural Gas Fired Combustion Turbine | GT |  | S | 106.1 | 0.85 | 91.1 | 114.9 | 41 | N |  |  | N | IPP Non-CHP | 2 | X | NG | DFO
Natural Gas Fired Combustion Turbine.NG | natural gas peaker | TRUE | 61919 | Kimura Power LLC | 2847 | Tait Electric Generating Station | OH | Montgomery | GT3 | Natural Gas Fired Combustion Turbine | GT |  | S | 84.2 | 0.85 | 81 | 98.9 | 41 | N |  |  | N | IPP Non-CHP | 2 | X | NG | DFO
Natural Gas Fired Combustion Turbine.NG | natural gas peaker | TRUE | 61919 | Kimura Power LLC | 2847 | Tait Electric Generating Station | OH | Montgomery | GT4 | Natural Gas Fired Combustion Turbine | GT |  | S | 94 | 0.85 | 85 | 108.9 | 42 | N |  |  | N | IPP Non-CHP | 2 | X | NG | DFO
Natural Gas Fired Combustion Turbine.NG | natural gas peaker | TRUE | 61919 | Kimura Power LLC | 2847 | Tait Electric Generating Station | OH | Montgomery | GT5 | Natural Gas Fired Combustion Turbine | GT |  | S | 94 | 0.85 | 88 | 108.1 | 42 | N |  |  | N | IPP Non-CHP | 2 | X | NG | DFO
Natural Gas Fired Combustion Turbine.NG | natural gas peaker | TRUE | 61919 | Kimura Power LLC | 2847 | Tait Electric Generating Station | OH | Montgomery | GT6 | Natural Gas Fired Combustion Turbine | GT |  | S | 94 | 0.85 | 81 | 104 | 42 | N |  |  | N | IPP Non-CHP | 2 | X | NG | DFO
Natural Gas Fired Combustion Turbine.NG | natural gas peaker | TRUE | 61919 | Kimura Power LLC | 2847 | Tait Electric Generating Station | OH | Montgomery | GT7 | Natural Gas Fired Combustion Turbine | GT |  | S | 94 | 0.85 | 80 | 104 | 42 | N |  |  | N | IPP Non-CHP | 2 | X | NG | DFO
Petroleum Liquids.DFO | petroleum | TRUE | 61919 | Kimura Power LLC | 2847 | Tait Electric Generating Station | OH | Montgomery | IC1 | Petroleum Liquids | IC |  | S | 2.7 | 0.8 | 2.5 | 2.5 | 2.5 | N |  |  | N | IPP Non-CHP | 2 | X | DFO
Petroleum Liquids.DFO | petroleum | TRUE | 61919 | Kimura Power LLC | 2847 | Tait Electric Generating Station | OH | Montgomery | IC2 | Petroleum Liquids | IC |  | S | 2.7 | 0.8 | 2.5 | 2.5 | 2.5 | N |  |  | N | IPP Non-CHP | 2 | X | DFO
Petroleum Liquids.DFO | petroleum | TRUE | 61919 | Kimura Power LLC | 2847 | Tait Electric Generating Station | OH | Montgomery | IC3 | Petroleum Liquids | IC |  | S | 2.7 | 0.8 | 2.5 | 2.5 | 2.5 | N |  |  | N | IPP Non-CHP | 2 | X | DFO
Petroleum Liquids.DFO | petroleum | TRUE | 61919 | Kimura Power LLC | 2847 | Tait Electric Generating Station | OH | Montgomery | IC4 | Petroleum Liquids | IC |  | S | 2.7 | 0.8 | 2.5 | 2.5 | 2.5 | N |  |  | N | IPP Non-CHP | 2 | X | DFO
Natural Gas Fired Combustion Turbine.NG | natural gas peaker | TRUE | 61919 | Kimura Power LLC | 2848 | O H Hutchings | OH | Montgomery | 7 | Natural Gas Fired Combustion Turbine | GT |  | S | 32.6 | 0.85 | 25.2 | 29.9 | 25 | N |  |  | N | IPP Non-CHP | 2 | X | NG | DFO
Petroleum Liquids.DFO | petroleum | TRUE | 61919 | Kimura Power LLC | 2851 | Monument | OH | Montgomery | 1 | Petroleum Liquids | IC |  | S | 2.7 | 0.8 | 2.5 | 2.5 | 2.4 | N |  |  | N | IPP Non-CHP | 2 | X | DFO
Petroleum Liquids.DFO | petroleum | TRUE | 61919 | Kimura Power LLC | 2851 | Monument | OH | Montgomery | 2 | Petroleum Liquids | IC |  | S | 2.7 | 0.8 | 2.5 | 2.5 | 2.4 | N |  |  | N | IPP Non-CHP | 2 | X | DFO
Petroleum Liquids.DFO | petroleum | TRUE | 61919 | Kimura Power LLC | 2851 | Monument | OH | Montgomery | 3 | Petroleum Liquids | IC |  | S | 2.7 | 0.8 | 2.5 | 2.5 | 2.4 | N |  |  | N | IPP Non-CHP | 2 | X | DFO
Petroleum Liquids.DFO | petroleum | TRUE | 61919 | Kimura Power LLC | 2851 | Monument | OH | Montgomery | 4 | Petroleum Liquids | IC |  | S | 2.7 | 0.8 | 2.5 | 2.5 | 2.4 | N |  |  | N | IPP Non-CHP | 2 | X | DFO
Petroleum Liquids.DFO | petroleum | TRUE | 61919 | Kimura Power LLC | 2851 | Monument | OH | Montgomery | 5 | Petroleum Liquids | IC |  | S | 2.7 | 0.8 | 2.5 | 2.5 | 2.4 | N |  |  | N | IPP Non-CHP | 2 | X | DFO
Petroleum Liquids.DFO | petroleum | TRUE | 61919 | Kimura Power LLC | 2852 | Sidney (OH) | OH | Shelby | 1 | Petroleum Liquids | IC |  | S | 2.7 | 0.8 | 2.7 | 2.7 | 2.4 | N |  |  | N | IPP Non-CHP | 2 | X | DFO
Petroleum Liquids.DFO | petroleum | TRUE | 61919 | Kimura Power LLC | 2852 | Sidney (OH) | OH | Shelby | 2 | Petroleum Liquids | IC |  | S | 2.7 | 0.8 | 2.7 | 2.7 | 2.4 | N |  |  | N | IPP Non-CHP | 2 | X | DFO
Petroleum Liquids.DFO | petroleum | TRUE | 61919 | Kimura Power LLC | 2852 | Sidney (OH) | OH | Shelby | 3 | Petroleum Liquids | IC |  | S | 2.7 | 0.8 | 2.7 | 2.7 | 2.4 | N |  |  | N | IPP Non-CHP | 2 | X | DFO
Petroleum Liquids.DFO | petroleum | TRUE | 61919 | Kimura Power LLC | 2852 | Sidney (OH) | OH | Shelby | 4 | Petroleum Liquids | IC |  | S | 2.7 | 0.8 | 2.7 | 2.7 | 2.4 | N |  |  | N | IPP Non-CHP | 2 | X | DFO
Petroleum Liquids.DFO | petroleum | TRUE | 61919 | Kimura Power LLC | 2852 | Sidney (OH) | OH | Shelby | 5 | Petroleum Liquids | IC |  | S | 2.7 | 0.8 | 2.7 | 2.7 | 2.4 | N |  |  | N | IPP Non-CHP | 2 | X | DFO
Natural Gas Fired Combustion Turbine.NG | natural gas peaker | TRUE | 61919 | Kimura Power LLC | 2854 | Yankee Street | OH | Montgomery | 1 | Natural Gas Fired Combustion Turbine | GT |  | S | 18.5 | 0.85 | 20 | 21.8 | 19.5 | N |  |  | N | IPP Non-CHP | 2 | X | NG | DFO
Natural Gas Fired Combustion Turbine.NG | natural gas peaker | TRUE | 61919 | Kimura Power LLC | 2854 | Yankee Street | OH | Montgomery | 2 | Natural Gas Fired Combustion Turbine | GT |  | S | 18.5 | 0.85 | 20.4 | 21.8 | 18.5 | N |  |  | N | IPP Non-CHP | 2 | X | NG | DFO
Natural Gas Fired Combustion Turbine.NG | natural gas peaker | TRUE | 61919 | Kimura Power LLC | 2854 | Yankee Street | OH | Montgomery | 3 | Natural Gas Fired Combustion Turbine | GT |  | S | 18.5 | 0.85 | 19.7 | 21.8 | 18.5 | N |  |  | N | IPP Non-CHP | 2 | X | NG | DFO
Natural Gas Fired Combustion Turbine.NG | natural gas peaker | TRUE | 61919 | Kimura Power LLC | 2854 | Yankee Street | OH | Montgomery | 4 | Natural Gas Fired Combustion Turbine | GT |  | S | 17.5 | 0.85 | 16.5 | 20.2 | 11 | N |  |  | N | IPP Non-CHP | 2 | X | NG | DFO
Natural Gas Fired Combustion Turbine.NG | natural gas peaker | TRUE | 61919 | Kimura Power LLC | 2854 | Yankee Street | OH | Montgomery | 5 | Natural Gas Fired Combustion Turbine | GT |  | S | 17.5 | 0.85 | 16.4 | 18.6 | 9 | N |  |  | N | IPP Non-CHP | 2 | X | NG | DFO
Natural Gas Fired Combustion Turbine.NG | natural gas peaker | TRUE | 61919 | Kimura Power LLC | 2854 | Yankee Street | OH | Montgomery | 6 | Natural Gas Fired Combustion Turbine | GT |  | S | 17.5 | 0.85 | 17.1 | 18.1 | 12 | N |  |  | N | IPP Non-CHP | 2 | X | NG | DFO
Natural Gas Fired Combustion Turbine.NG | natural gas peaker | TRUE | 61919 | Kimura Power LLC | 2854 | Yankee Street | OH | Montgomery | 7 | Natural Gas Fired Combustion Turbine | GT |  | S | 17.5 | 0.85 | 16.6 | 18.1 | 11 | N |  |  | N | IPP Non-CHP | 2 | X | NG | DFO
Solar Photovoltaic.SUN | solar PV | TRUE | 61919 | Kimura Power LLC | 2854 | Yankee Street | OH | Montgomery | YS1 | Solar Photovoltaic | PV |  | S | 1.1 |  | 1.1 | 1.1 |  | N |  |  | N | IPP Non-CHP | 2 | X | SUN
Petroleum Liquids.DFO | petroleum | TRUE | 63030 | Niles Power, LLC | 2861 | Niles Power Plant | OH | Trumbull | GT1 | Petroleum Liquids | GT |  | S | 27 | 0.85 | 26.1 | 30 | 5 | N |  |  | N | IPP Non-CHP | 2 | X | DFO
Conventional Steam Coal.BIT | hard coal | TRUE | 64226 | Energy Harbor Generation LLC | 2866 | W H Sammis | OH | Jefferson | 5 | Conventional Steam Coal | ST |  | S | 334 | 0.85 | 290 | 290 | 135 | N | 6 | 2023 | N | IPP Non-CHP | 2 | X | BIT | SUB
Conventional Steam Coal.BIT | hard coal | TRUE | 64226 | Energy Harbor Generation LLC | 2866 | W H Sammis | OH | Jefferson | 6 | Conventional Steam Coal | ST |  | S | 680 | 0.85 | 600 | 600 | 400 | N | 6 | 2023 | N | IPP Non-CHP | 2 | X | BIT | SUB
Conventional Steam Coal.BIT | hard coal | TRUE | 64226 | Energy Harbor Generation LLC | 2866 | W H Sammis | OH | Jefferson | 7 | Conventional Steam Coal | ST |  | S | 680 | 0.85 | 600 | 600 | 400 | N | 6 | 2023 | N | IPP Non-CHP | 2 | X | BIT | SUB
Petroleum Liquids.DFO | petroleum | TRUE | 64226 | Energy Harbor Generation LLC | 2866 | W H Sammis | OH | Jefferson | A1 | Petroleum Liquids | IC |  | S | 2.5 | 1 | 3 | 3 | 2 | N | 6 | 2023 | N | IPP Non-CHP | 2 | X | DFO
Petroleum Liquids.DFO | petroleum | TRUE | 64226 | Energy Harbor Generation LLC | 2866 | W H Sammis | OH | Jefferson | B1 | Petroleum Liquids | IC |  | S | 2.5 | 1 | 3 | 3 | 2 | N | 6 | 2023 | N | IPP Non-CHP | 2 | X | DFO
Petroleum Liquids.DFO | petroleum | TRUE | 64226 | Energy Harbor Generation LLC | 2866 | W H Sammis | OH | Jefferson | B2 | Petroleum Liquids | IC |  | S | 2.5 | 1 | 3 | 3 | 2 | N | 6 | 2023 | N | IPP Non-CHP | 2 | X | DFO
Petroleum Liquids.DFO | petroleum | TRUE | 64226 | Energy Harbor Generation LLC | 2866 | W H Sammis | OH | Jefferson | B3 | Petroleum Liquids | IC |  | S | 2.5 | 1 | 2 | 2 | 2 | N | 6 | 2023 | N | IPP Non-CHP | 2 | X | DFO
Petroleum Liquids.DFO | petroleum | TRUE | 64226 | Energy Harbor Generation LLC | 2866 | W H Sammis | OH | Jefferson | B4 | Petroleum Liquids | IC |  | S | 2.5 | 1 | 2 | 2 | 2 | N | 6 | 2023 | N | IPP Non-CHP | 2 | X | DFO
Petroleum Liquids.DFO | petroleum | TRUE | 63239 | Vermillion Power LLC | 2869 | West Lorain | OH | Lorain | 1A | Petroleum Liquids | GT |  | S | 65.3 | 0.85 | 49.6 | 52.1 | 20 | N |  |  | N | IPP Non-CHP | 2 | X | DFO
Petroleum Liquids.DFO | petroleum | TRUE | 63239 | Vermillion Power LLC | 2869 | West Lorain | OH | Lorain | 1B | Petroleum Liquids | GT |  | S | 65.3 | 0.85 | 51.3 | 56.1 | 20 | N |  |  | N | IPP Non-CHP | 2 | X | DFO
Natural Gas Fired Combustion Turbine.NG | natural gas peaker | TRUE | 63239 | Vermillion Power LLC | 2869 | West Lorain | OH | Lorain | 2 | Natural Gas Fired Combustion Turbine | GT |  | S | 85 | 0.85 | 79 | 85 | 50 | N |  |  | N | IPP Non-CHP | 2 | X | NG | DFO
Natural Gas Fired Combustion Turbine.NG | natural gas peaker | TRUE | 63239 | Vermillion Power LLC | 2869 | West Lorain | OH | Lorain | 3 | Natural Gas Fired Combustion Turbine | GT |  | S | 85 | 0.85 | 80.4 | 85 | 50 | N |  |  | N | IPP Non-CHP | 2 | X | NG | DFO
Natural Gas Fired Combustion Turbine.NG | natural gas peaker | TRUE | 63239 | Vermillion Power LLC | 2869 | West Lorain | OH | Lorain | 4 | Natural Gas Fired Combustion Turbine | GT |  | S | 85 | 0.85 | 79.1 | 85 | 50 | N |  |  | N | IPP Non-CHP | 2 | X | NG | DFO
Natural Gas Fired Combustion Turbine.NG | natural gas peaker | TRUE | 63239 | Vermillion Power LLC | 2869 | West Lorain | OH | Lorain | 5 | Natural Gas Fired Combustion Turbine | GT |  | S | 85 | 0.85 | 81.5 | 85 | 50 | N |  |  | N | IPP Non-CHP | 2 | X | NG | DFO
Natural Gas Fired Combustion Turbine.NG | natural gas peaker | TRUE | 63239 | Vermillion Power LLC | 2869 | West Lorain | OH | Lorain | 6 | Natural Gas Fired Combustion Turbine | GT |  | S | 85 | 0.85 | 79.6 | 85 | 50 | N |  |  | N | IPP Non-CHP | 2 | X | NG | DFO
Conventional Steam Coal.BIT | hard coal | TRUE | 14015 | Ohio Valley Electric Corp | 2876 | Kyger Creek | OH | Gallia | 1 | Conventional Steam Coal | ST |  | S | 217.3 | 0.83 | 194 | 198.7 | 80 | N |  |  | N | Electric Utility | 1 | X | BIT | SUB
Conventional Steam Coal.BIT | hard coal | TRUE | 14015 | Ohio Valley Electric Corp | 2876 | Kyger Creek | OH | Gallia | 2 | Conventional Steam Coal | ST |  | S | 217.3 | 0.83 | 192.2 | 198 | 80 | N |  |  | N | Electric Utility | 1 | X | BIT | SUB
Conventional Steam Coal.BIT | hard coal | TRUE | 14015 | Ohio Valley Electric Corp | 2876 | Kyger Creek | OH | Gallia | 3 | Conventional Steam Coal | ST |  | S | 217.3 | 0.83 | 192.2 | 198 | 80 | N |  |  | N | Electric Utility | 1 | X | BIT | SUB
Conventional Steam Coal.BIT | hard coal | TRUE | 14015 | Ohio Valley Electric Corp | 2876 | Kyger Creek | OH | Gallia | 4 | Conventional Steam Coal | ST |  | S | 217.3 | 0.83 | 192.2 | 198 | 80 | N |  |  | N | Electric Utility | 1 | X | BIT | SUB
Conventional Steam Coal.BIT | hard coal | TRUE | 14015 | Ohio Valley Electric Corp | 2876 | Kyger Creek | OH | Gallia | 5 | Conventional Steam Coal | ST |  | S | 217.3 | 0.83 | 192.2 | 198 | 80 | N |  |  | N | Electric Utility | 1 | X | BIT | SUB
Petroleum Coke.PC | petroleum | TRUE | 62031 | Walleye Power, LLC | 2878 | FirstEnergy Bay Shore | OH | Lucas | 1 | Petroleum Coke | ST |  | W | 171 | 0.88 | 138.3 | 136.9 | 90 | N |  |  | Y | IPP CHP | 3 | T | PC | BIT
Petroleum Liquids.DFO | petroleum | TRUE | 62031 | Walleye Power, LLC | 2878 | FirstEnergy Bay Shore | OH | Lucas | CT | Petroleum Liquids | GT |  | W | 16 | 0.85 | 14.5 | 16.2 | 5 | N |  |  | N | IPP CHP | 3 | X | DFO
Petroleum Liquids.DFO | petroleum | TRUE | 57359 | Richland-Stryker Generation LLC | 2880 | Richland | OH | Defiance | 1 | Petroleum Liquids | GT |  | S | 15 | 0.85 | 11 | 14 | 3 | N |  |  | N | IPP Non-CHP | 2 | X | DFO | NG
Natural Gas Fired Combustion Turbine.NG | natural gas peaker | TRUE | 57359 | Richland-Stryker Generation LLC | 2880 | Richland | OH | Defiance | 2 | Natural Gas Fired Combustion Turbine | GT |  | S | 15 | 0.85 | 11 | 14 | 3 | N |  |  | N | IPP Non-CHP | 2 | X | NG | DFO
Natural Gas Fired Combustion Turbine.NG | natural gas peaker | TRUE | 57359 | Richland-Stryker Generation LLC | 2880 | Richland | OH | Defiance | 3 | Natural Gas Fired Combustion Turbine | GT |  | S | 15 | 0.85 | 11 | 14 | 3 | N |  |  | N | IPP Non-CHP | 2 | X | NG | DFO
Natural Gas Fired Combustion Turbine.NG | natural gas peaker | TRUE | 57359 | Richland-Stryker Generation LLC | 2880 | Richland | OH | Defiance | 4 | Natural Gas Fired Combustion Turbine | GT |  | S | 135 | 0.85 | 112 | 130 | 40 | N |  |  | N | IPP Non-CHP | 2 | X | NG
Natural Gas Fired Combustion Turbine.NG | natural gas peaker | TRUE | 57359 | Richland-Stryker Generation LLC | 2880 | Richland | OH | Defiance | 5 | Natural Gas Fired Combustion Turbine | GT |  | S | 135 | 0.85 | 112 | 130 | 40 | N |  |  | N | IPP Non-CHP | 2 | X | NG
Natural Gas Fired Combustion Turbine.NG | natural gas peaker | TRUE | 57359 | Richland-Stryker Generation LLC | 2880 | Richland | OH | Defiance | 6 | Natural Gas Fired Combustion Turbine | GT |  | S | 135 | 0.85 | 112 | 130 | 40 | N |  |  | N | IPP Non-CHP | 2 | X | NG
Petroleum Liquids.DFO | petroleum | TRUE | 57359 | Richland-Stryker Generation LLC | 2881 | Stryker | OH | Williams | 1 | Petroleum Liquids | GT |  | S | 19 | 0.85 | 17 | 18 | 3 | N |  |  | N | IPP Non-CHP | 2 | X | DFO
Natural Gas Fired Combustion Turbine.NG | natural gas peaker | TRUE | 2439 | City of Bryan - (OH) | 2903 | Bryan (OH) | OH | Williams | 1 | Natural Gas Fired Combustion Turbine | GT |  | S | 15.8 | 0.85 | 12.5 | 19.5 | 3 | N |  |  | N | Electric Utility | 1 | X | NG | DFO
Natural Gas Fired Combustion Turbine.NG | natural gas peaker | TRUE | 2439 | City of Bryan - (OH) | 2903 | Bryan (OH) | OH | Williams | 2 | Natural Gas Fired Combustion Turbine | GT |  | S | 16 | 0.85 | 12.5 | 19.5 | 3 | N |  |  | N | Electric Utility | 1 | X | NG | DFO
Petroleum Liquids.DFO | petroleum | TRUE | 2439 | City of Bryan - (OH) | 2903 | Bryan (OH) | OH | Williams | 5 | Petroleum Liquids | IC |  | S | 2.5 | 0.8 | 2.5 | 2.5 | 0.5 | N |  |  | N | Electric Utility | 1 | X | DFO
Natural Gas Fired Combustion Turbine.NG | natural gas peaker | TRUE | 2439 | City of Bryan - (OH) | 2903 | Bryan (OH) | OH | Williams | 6 | Natural Gas Fired Combustion Turbine | GT |  | S | 5 | 0.8 | 4 | 6 | 1 | N |  |  | N | Electric Utility | 1 | X | NG | DFO
Petroleum Liquids.DFO | petroleum | TRUE | 3762 | City of Cleveland - (OH) | 2906 | Collinwood | OH | Cuyahoga | 3 | Petroleum Liquids | GT |  | S | 16 | 0.85 | 16 | 18 | 5 | N |  |  | N | Electric Utility | 1 | X | DFO | NG
Natural Gas Fired Combustion Turbine.NG | natural gas peaker | TRUE | 3762 | City of Cleveland - (OH) | 2909 | West 41st Street | OH | Cuyahoga | 1 | Natural Gas Fired Combustion Turbine | GT |  | S | 16 | 0.85 | 16 | 18 | 5 | N |  |  | N | Electric Utility | 1 | X | NG | DFO
Natural Gas Fired Combustion Turbine.NG | natural gas peaker | TRUE | 3762 | City of Cleveland - (OH) | 2909 | West 41st Street | OH | Cuyahoga | 2 | Natural Gas Fired Combustion Turbine | GT |  | S | 16 | 0.85 | 16 | 18 | 5 | N |  |  | N | Electric Utility | 1 | X | NG | DFO
Conventional Steam Coal.BIT | hard coal | TRUE | 5336 | City of Dover - (OH) | 2914 | Dover | OH | Tuscarawas | 3 | Conventional Steam Coal | ST |  | S | 8 | 0.89 | 8 | 8 | 4 | N |  |  | N | Electric Utility | 1 | X | BIT
Conventional Steam Coal.BIT | hard coal | TRUE | 5336 | City of Dover - (OH) | 2914 | Dover | OH | Tuscarawas | 4 | Conventional Steam Coal | ST |  | S | 19.5 | 0.89 | 15.2 | 15.2 | 7 | N |  |  | N | Electric Utility | 1 | X | BIT
Petroleum Liquids.DFO | petroleum | TRUE | 5336 | City of Dover - (OH) | 2914 | Dover | OH | Tuscarawas | 5 | Petroleum Liquids | IC |  | S | 2.6 | 0.85 | 2.4 | 2.4 | 1.2 | N |  |  | N | Electric Utility | 1 | X | DFO
Natural Gas Fired Combustion Turbine.NG | natural gas peaker | TRUE | 5336 | City of Dover - (OH) | 2914 | Dover | OH | Tuscarawas | 6 | Natural Gas Fired Combustion Turbine | GT |  | S | 19.5 | 0.85 | 15.3 | 15.3 | 8 | N |  |  | N | Electric Utility | 1 | X | NG
Natural Gas Fired Combustion Turbine.NG | natural gas peaker | TRUE | 7977 | City of Hamilton - (OH) | 2917 | Hamilton (OH) | OH | Butler | GT2 | Natural Gas Fired Combustion Turbine | GT |  | S | 16.3 | 0.85 | 12 | 16 | 5 | N |  |  | N | Electric Utility | 1 | X | NG
Petroleum Liquids.DFO | petroleum | TRUE | 13949 | City of Oberlin - (OH) | 2933 | Oberlin (OH) | OH | Lorain | 1 | Petroleum Liquids | IC |  | S | 1.1 | 0.8 | 1 | 1 | 0.9 | N |  |  | N | Electric Utility | 1 | X | DFO
Natural Gas Internal Combustion Engine.NG | natural gas peaker | TRUE | 13949 | City of Oberlin - (OH) | 2933 | Oberlin (OH) | OH | Lorain | 10 | Natural Gas Internal Combustion Engine | IC |  | S | 0.5 | 0.8 | 0.5 | 0.5 | 0.4 | N |  |  | N | Electric Utility | 1 | X | NG
Natural Gas Internal Combustion Engine.NG | natural gas peaker | TRUE | 13949 | City of Oberlin - (OH) | 2933 | Oberlin (OH) | OH | Lorain | 2A | Natural Gas Internal Combustion Engine | IC |  | S | 3.1 | 0.8 | 3.1 | 3.1 | 2.4 | N |  |  | N | Electric Utility | 1 | X | NG | DFO
Natural Gas Internal Combustion Engine.NG | natural gas peaker | TRUE | 13949 | City of Oberlin - (OH) | 2933 | Oberlin (OH) | OH | Lorain | 3A | Natural Gas Internal Combustion Engine | IC |  | S | 3.1 | 0.8 | 3.1 | 3.1 | 2.4 | N |  |  | N | Electric Utility | 1 | X | NG | DFO
Natural Gas Internal Combustion Engine.NG | natural gas peaker | TRUE | 13949 | City of Oberlin - (OH) | 2933 | Oberlin (OH) | OH | Lorain | 6 | Natural Gas Internal Combustion Engine | IC |  | S | 2.5 | 0.8 | 2.5 | 2.5 | 1.9 | N |  |  | N | Electric Utility | 1 | X | NG | DFO
Natural Gas Internal Combustion Engine.NG | natural gas peaker | TRUE | 13949 | City of Oberlin - (OH) | 2933 | Oberlin (OH) | OH | Lorain | 7 | Natural Gas Internal Combustion Engine | IC |  | S | 2.7 | 0.8 | 2.7 | 2.7 | 2.2 | N |  |  | N | Electric Utility | 1 | X | NG | DFO
Natural Gas Internal Combustion Engine.NG | natural gas peaker | TRUE | 13949 | City of Oberlin - (OH) | 2933 | Oberlin (OH) | OH | Lorain | 8 | Natural Gas Internal Combustion Engine | IC |  | S | 3 | 0.8 | 3 | 3 | 2.3 | N |  |  | N | Electric Utility | 1 | X | NG | DFO
Natural Gas Internal Combustion Engine.NG | natural gas peaker | TRUE | 13949 | City of Oberlin - (OH) | 2933 | Oberlin (OH) | OH | Lorain | 9 | Natural Gas Internal Combustion Engine | IC |  | S | 0.4 | 0.8 | 0.4 | 0.4 | 0.4 | N |  |  | N | Electric Utility | 1 | X | NG
Natural Gas Internal Combustion Engine.NG | natural gas peaker | TRUE | 13949 | City of Oberlin - (OH) | 2933 | Oberlin (OH) | OH | Lorain | IC4 | Natural Gas Internal Combustion Engine | IC |  | S | 2.1 | 0.8 | 2.1 | 2.1 | 1.6 | N |  |  | N | Electric Utility | 1 | X | NG
Conventional Steam Coal.BIT | hard coal | TRUE | 14194 | City of Orrville - (OH) | 2935 | Orrville | OH | Wayne | 10 | Conventional Steam Coal | ST |  | S | 25 | 0.8 | 23 | 23 | 7 | N |  |  | N | Electric Utility | 1 | X | BIT | NG
Natural Gas Steam Turbine.NG | natural gas steam turbine | TRUE | 14194 | City of Orrville - (OH) | 2935 | Orrville | OH | Wayne | 11 | Natural Gas Steam Turbine | ST |  | S | 25 | 0.8 | 23 | 23 | 7 | N |  |  | N | Electric Utility | 1 | X | NG
Conventional Steam Coal.BIT | hard coal | TRUE | 14194 | City of Orrville - (OH) | 2935 | Orrville | OH | Wayne | 7 | Conventional Steam Coal | ST |  | S | 5 | 0.85 | 5 | 5 | 1 | N |  |  | N | Electric Utility | 1 | X | BIT
Conventional Steam Coal.BIT | hard coal | TRUE | 14194 | City of Orrville - (OH) | 2935 | Orrville | OH | Wayne | 8 | Conventional Steam Coal | ST |  | S | 7.5 | 0.85 | 7.5 | 7.5 | 2 | N |  |  | N | Electric Utility | 1 | X | BIT
Conventional Steam Coal.BIT | hard coal | TRUE | 14194 | City of Orrville - (OH) | 2935 | Orrville | OH | Wayne | 9 | Conventional Steam Coal | ST |  | S | 22 | 0.85 | 20 | 20 | 7 | N |  |  | N | Electric Utility | 1 | X | BIT | NG
Conventional Steam Coal.BIT | hard coal | TRUE | 14381 | City of Painesville | 2936 | Painesville | OH | Lake | 3 | Conventional Steam Coal | ST |  | S | 7.5 | 0.8 | 7 | 7 | 2.5 | N |  |  | N | Electric Utility | 1 | X | BIT | NG
Conventional Steam Coal.BIT | hard coal | TRUE | 14381 | City of Painesville | 2936 | Painesville | OH | Lake | 5 | Conventional Steam Coal | ST |  | S | 16.5 | 0.85 | 15.5 | 15.5 | 5.5 | N |  |  | N | Electric Utility | 1 | X | BIT | NG
Conventional Steam Coal.BIT | hard coal | TRUE | 14381 | City of Painesville | 2936 | Painesville | OH | Lake | 7 | Conventional Steam Coal | ST |  | S | 22 | 1 | 17.5 | 17.5 | 6 | N |  |  | N | Electric Utility | 1 | X | BIT | NG
Conventional Steam Coal.BIT | hard coal | TRUE | 14381 | City of Painesville | 2936 | Painesville | OH | Lake | ST2 | Conventional Steam Coal | ST |  | S | 7.5 | 0.8 | 7 | 7 | 2.5 | N |  |  | N | Electric Utility | 1 | X | BIT | NG
Petroleum Liquids.DFO | petroleum | TRUE | 14381 | City of Painesville | 2936 | Painesville | OH | Lake | WPCP1 | Petroleum Liquids | IC |  | S | 2 | 0.8 | 1.8 | 1.8 | 1.4 | N |  |  | N | Electric Utility | 1 | X | DFO
Petroleum Liquids.DFO | petroleum | TRUE | 15095 | City of Piqua - (OH) | 2937 | Piqua Power Plant | OH | Miami | 11 | Petroleum Liquids | GT |  | S | 16.3 | 0.9 | 16.5 | 16.5 | 13 | N |  |  | N | Electric Utility | 1 | X | DFO
Petroleum Liquids.DFO | petroleum | TRUE | 15095 | City of Piqua - (OH) | 2937 | Piqua Power Plant | OH | Miami | 8 | Petroleum Liquids | GT |  | S | 20 | 0.85 | 20 | 20 | 14 | N |  |  | N | Electric Utility | 1 | X | DFO
Petroleum Liquids.DFO | petroleum | TRUE | 17891 | City of St Marys - (OH) | 2942 | St Marys | OH | Auglaize | 7 | Petroleum Liquids | GT |  | S | 14 | 0.8 | 12 | 12 | 1 | N |  |  | N | Electric Utility | 1 | X | DFO
Natural Gas Fired Combustion Turbine.NG | natural gas peaker | TRUE | 17891 | City of St Marys - (OH) | 2942 | St Marys | OH | Auglaize | GT1 | Natural Gas Fired Combustion Turbine | GT |  | J | 11 | 0.85 | 10.4 | 10.4 | 1 | N |  |  | N | Electric Utility | 1 | X | NG
Petroleum Liquids.DFO | petroleum | TRUE | 20977 | City of Woodsfield - (OH) | 2945 | Anadarko | OH | Monroe | 10 | Petroleum Liquids | IC |  | S | 1.2 | 0.8 | 1.2 | 1.2 | 1 | N |  |  | N | Electric Utility | 1 | X | DFO
Petroleum Liquids.DFO | petroleum | TRUE | 20977 | City of Woodsfield - (OH) | 2945 | Anadarko | OH | Monroe | 11 | Petroleum Liquids | IC |  | S | 1.2 | 0.8 | 1.2 | 1.2 | 0.4 | N |  |  | N | Electric Utility | 1 | X | DFO
Petroleum Liquids.DFO | petroleum | TRUE | 20977 | City of Woodsfield - (OH) | 2945 | Anadarko | OH | Monroe | 6 | Petroleum Liquids | IC |  | S | 0.6 | 0.8 | 0.6 | 0.6 | 0.4 | N |  |  | N | Electric Utility | 1 | X | DFO
Petroleum Liquids.DFO | petroleum | TRUE | 20977 | City of Woodsfield - (OH) | 2945 | Anadarko | OH | Monroe | 7 | Petroleum Liquids | IC |  | S | 1.2 | 0.8 | 1.2 | 1.2 | 0.4 | N |  |  | N | Electric Utility | 1 | X | DFO
Petroleum Liquids.DFO | petroleum | TRUE | 20977 | City of Woodsfield - (OH) | 2945 | Anadarko | OH | Monroe | 8 | Petroleum Liquids | IC |  | S | 1.5 | 0.8 | 1.5 | 1.5 | 0.4 | N |  |  | N | Electric Utility | 1 | X | DFO
Petroleum Liquids.DFO | petroleum | TRUE | 20977 | City of Woodsfield - (OH) | 2945 | Anadarko | OH | Monroe | 9 | Petroleum Liquids | IC |  | S | 2.1 | 0.8 | 2.1 | 2.1 | 2 | N |  |  | N | Electric Utility | 1 | X | DFO
Natural Gas Fired Combustion Turbine.NG | natural gas peaker | TRUE | 14063 | Oklahoma Gas & Electric Co | 2951 | Horseshoe Lake | OK | Oklahoma | 10 | Natural Gas Fired Combustion Turbine | GT |  | S | 60.5 | 0.9 | 43.1 | 43.1 | 43.1 | N |  |  | N | Electric Utility | 1 | X | NG
Natural Gas Steam Turbine.NG | natural gas steam turbine | TRUE | 14063 | Oklahoma Gas & Electric Co | 2951 | Horseshoe Lake | OK | Oklahoma | 6 | Natural Gas Steam Turbine | ST |  | S | 163 | 0.9 | 168 | 168 | 60 | N |  |  | N | Electric Utility | 1 | X | NG | RFO
Natural Gas Steam Turbine.NG | natural gas steam turbine | TRUE | 14063 | Oklahoma Gas & Electric Co | 2951 | Horseshoe Lake | OK | Oklahoma | 8 | Natural Gas Steam Turbine | ST |  | S | 443 | 0.9 | 377 | 377 | 80 | N |  |  | N | Electric Utility | 1 | X | NG
Natural Gas Fired Combustion Turbine.NG | natural gas peaker | TRUE | 14063 | Oklahoma Gas & Electric Co | 2951 | Horseshoe Lake | OK | Oklahoma | 9 | Natural Gas Fired Combustion Turbine | GT |  | S | 60.5 | 0.9 | 44.9 | 44.9 | 44.9 | N |  |  | N | Electric Utility | 1 | X | NG
Natural Gas Steam Turbine.NG | natural gas steam turbine | TRUE | 14063 | Oklahoma Gas & Electric Co | 2951 | Horseshoe Lake | OK | Oklahoma | ST7 | Natural Gas Steam Turbine | ST |  | S | 220 | 0.9 | 211 | 211 | 75 | N |  |  | N | Electric Utility | 1 | X | NG | RFO
Natural Gas Steam Turbine.NG | natural gas steam turbine | TRUE | 14063 | Oklahoma Gas & Electric Co | 2952 | Muskogee | OK | Muskogee | 4 | Natural Gas Steam Turbine | ST |  | S | 572 | 0.9 | 487 | 487 | 200 | N |  |  | N | Electric Utility | 1 | X | NG
Natural Gas Steam Turbine.NG | natural gas steam turbine | TRUE | 14063 | Oklahoma Gas & Electric Co | 2952 | Muskogee | OK | Muskogee | 5 | Natural Gas Steam Turbine | ST |  | S | 572 | 0.9 | 488 | 488 | 200 | N |  |  | N | Electric Utility | 1 | X | NG
Conventional Steam Coal.SUB | hard coal | TRUE | 14063 | Oklahoma Gas & Electric Co | 2952 | Muskogee | OK | Muskogee | 6 | Conventional Steam Coal | ST |  | S | 572 | 0.9 | 503 | 503 | 200 | N |  |  | N | Electric Utility | 1 | X | SUB | NG
Natural Gas Fired Combustion Turbine.NG | natural gas peaker | TRUE | 14063 | Oklahoma Gas & Electric Co | 2953 | Mustang | OK | Canadian | GT1 | Natural Gas Fired Combustion Turbine | GT |  | S | 66 | 0.9 | 57 | 57 | 40 | N |  |  | N | Electric Utility | 1 | X | NG
Natural Gas Fired Combustion Turbine.NG | natural gas peaker | TRUE | 14063 | Oklahoma Gas & Electric Co | 2953 | Mustang | OK | Canadian | GT2 | Natural Gas Fired Combustion Turbine | GT |  | S | 66 | 0.9 | 57 | 57 | 40 | N |  |  | N | Electric Utility | 1 | X | NG
Natural Gas Fired Combustion Turbine.NG | natural gas peaker | TRUE | 14063 | Oklahoma Gas & Electric Co | 2953 | Mustang | OK | Canadian | GT3 | Natural Gas Fired Combustion Turbine | GT |  | S | 66 | 0.9 | 58 | 58 | 40 | N |  |  | N | Electric Utility | 1 | X | NG
Natural Gas Fired Combustion Turbine.NG | natural gas peaker | TRUE | 14063 | Oklahoma Gas & Electric Co | 2953 | Mustang | OK | Canadian | GT4 | Natural Gas Fired Combustion Turbine | GT |  | S | 66 | 0.9 | 58 | 58 | 40 | N |  |  | N | Electric Utility | 1 | X | NG
Natural Gas Fired Combustion Turbine.NG | natural gas peaker | TRUE | 14063 | Oklahoma Gas & Electric Co | 2953 | Mustang | OK | Canadian | GT5 | Natural Gas Fired Combustion Turbine | GT |  | S | 66 | 0.9 | 57 | 57 | 40 | N |  |  | N | Electric Utility | 1 | X | NG
Natural Gas Fired Combustion Turbine.NG | natural gas peaker | TRUE | 14063 | Oklahoma Gas & Electric Co | 2953 | Mustang | OK | Canadian | GT6 | Natural Gas Fired Combustion Turbine | GT |  | S | 66 | 0.9 | 57 | 57 | 40 | N |  |  | N | Electric Utility | 1 | X | NG
Natural Gas Fired Combustion Turbine.NG | natural gas peaker | TRUE | 14063 | Oklahoma Gas & Electric Co | 2953 | Mustang | OK | Canadian | GT7 | Natural Gas Fired Combustion Turbine | GT |  | S | 66 | 0.9 | 57 | 57 | 40 | N |  |  | N | Electric Utility | 1 | X | NG
Solar Photovoltaic.SUN | solar PV | TRUE | 14063 | Oklahoma Gas & Electric Co | 2953 | Mustang | OK | Canadian | SLR1 | Solar Photovoltaic | PV |  | S | 2.5 |  | 2.5 | 2.5 |  | N |  |  | N | Electric Utility | 1 | X | SUN
Natural Gas Steam Turbine.NG | natural gas steam turbine | TRUE | 14063 | Oklahoma Gas & Electric Co | 2956 | Seminole | OK | Seminole | 1 | Natural Gas Steam Turbine | ST |  | S | 567 | 0.9 | 500 | 500 | 70 | N |  |  | N | Electric Utility | 1 | X | NG
Natural Gas Steam Turbine.NG | natural gas steam turbine | TRUE | 14063 | Oklahoma Gas & Electric Co | 2956 | Seminole | OK | Seminole | 2 | Natural Gas Steam Turbine | ST |  | S | 567 | 0.9 | 510 | 510 | 70 | N |  |  | N | Electric Utility | 1 | X | NG
Natural Gas Steam Turbine.NG | natural gas steam turbine | TRUE | 14063 | Oklahoma Gas & Electric Co | 2956 | Seminole | OK | Seminole | 3 | Natural Gas Steam Turbine | ST |  | S | 567 | 0.9 | 498 | 498 | 70 | N |  |  | N | Electric Utility | 1 | X | NG
Natural Gas Fired Combined Cycle.NG | natural gas combined cycle | TRUE | 15474 | Public Service Co of Oklahoma | 2963 | Northeastern | OK | Rogers | 1 | Natural Gas Fired Combined Cycle | CA | NE1S | S | 170 | 0.85 | 146 | 161 | 140 | N |  |  | N | Electric Utility | 1 | X | NG
Natural Gas Fired Combined Cycle.NG | natural gas combined cycle | TRUE | 15474 | Public Service Co of Oklahoma | 2963 | Northeastern | OK | Rogers | 1A | Natural Gas Fired Combined Cycle | CT | NE1S | S | 178.5 | 0.85 | 149 | 165 | 95 | N |  |  | N | Electric Utility | 1 | X | NG
Natural Gas Fired Combined Cycle.NG | natural gas combined cycle | TRUE | 15474 | Public Service Co of Oklahoma | 2963 | Northeastern | OK | Rogers | 1B | Natural Gas Fired Combined Cycle | CT | NE1S | S | 178.5 | 0.85 | 149 | 165 | 95 | N |  |  | N | Electric Utility | 1 | X | NG
Natural Gas Steam Turbine.NG | natural gas steam turbine | TRUE | 15474 | Public Service Co of Oklahoma | 2963 | Northeastern | OK | Rogers | 2 | Natural Gas Steam Turbine | ST |  | S | 473 | 0.9 | 434 | 434 | 150 | N |  |  | N | Electric Utility | 1 | X | NG
Conventional Steam Coal.SUB | hard coal | TRUE | 15474 | Public Service Co of Oklahoma | 2963 | Northeastern | OK | Rogers | 3 | Conventional Steam Coal | ST |  | S | 473 | 0.9 | 460 | 460 | 250 | N |  |  | N | Electric Utility | 1 | X | SUB | NG
Petroleum Liquids.DFO | petroleum | TRUE | 15474 | Public Service Co of Oklahoma | 2963 | Northeastern | OK | Rogers | IC1 | Petroleum Liquids | IC |  | S | 4.5 | 0.9 | 4 | 4 | 2.5 | N |  |  | N | Electric Utility | 1 | X | DFO
Natural Gas Steam Turbine.NG | natural gas steam turbine | TRUE | 15474 | Public Service Co of Oklahoma | 2964 | Southwestern | OK | Caddo | 1 | Natural Gas Steam Turbine | ST |  | S | 84 | 0.95 | 56 | 56 | 20 | N | 6 | 2023 | N | Electric Utility | 1 | X | NG
Natural Gas Steam Turbine.NG | natural gas steam turbine | TRUE | 15474 | Public Service Co of Oklahoma | 2964 | Southwestern | OK | Caddo | 2 | Natural Gas Steam Turbine | ST |  | S | 84 | 0.95 | 78 | 78 | 10 | N |  |  | N | Electric Utility | 1 | X | NG
Natural Gas Steam Turbine.NG | natural gas steam turbine | TRUE | 15474 | Public Service Co of Oklahoma | 2964 | Southwestern | OK | Caddo | 3 | Natural Gas Steam Turbine | ST |  | S | 315 | 0.9 | 295 | 295 | 25 | N |  |  | N | Electric Utility | 1 | X | NG
Natural Gas Fired Combustion Turbine.NG | natural gas peaker | TRUE | 15474 | Public Service Co of Oklahoma | 2964 | Southwestern | OK | Caddo | 4 | Natural Gas Fired Combustion Turbine | GT |  | S | 86.5 | 0.85 | 76 | 85 | 51 | N |  |  | N | Electric Utility | 1 | X | NG
Natural Gas Fired Combustion Turbine.NG | natural gas peaker | TRUE | 15474 | Public Service Co of Oklahoma | 2964 | Southwestern | OK | Caddo | 5 | Natural Gas Fired Combustion Turbine | GT |  | S | 86.5 | 0.85 | 76 | 85 | 51 | N |  |  | N | Electric Utility | 1 | X | NG
Petroleum Liquids.DFO | petroleum | TRUE | 15474 | Public Service Co of Oklahoma | 2964 | Southwestern | OK | Caddo | IC1 | Petroleum Liquids | IC |  | S | 2 | 0.8 | 2 | 2 | 1.8 | N |  |  | N | Electric Utility | 1 | X | DFO
Natural Gas Steam Turbine.NG | natural gas steam turbine | TRUE | 15474 | Public Service Co of Oklahoma | 2965 | Tulsa | OK | Tulsa | 2 | Natural Gas Steam Turbine | ST |  | S | 170 | 0.85 | 164 | 164 | 13 | N |  |  | N | Electric Utility | 1 | X | NG
Natural Gas Steam Turbine.NG | natural gas steam turbine | TRUE | 15474 | Public Service Co of Oklahoma | 2965 | Tulsa | OK | Tulsa | 4 | Natural Gas Steam Turbine | ST |  | S | 170 | 0.85 | 158 | 158 | 13 | N |  |  | N | Electric Utility | 1 | X | NG
Petroleum Liquids.DFO | petroleum | TRUE | 15474 | Public Service Co of Oklahoma | 2965 | Tulsa | OK | Tulsa | IC1 | Petroleum Liquids | IC |  | S | 8.2 | 0.8 | 8.3 | 8.3 | 8.3 | N |  |  | N | Electric Utility | 1 | X | DFO
Natural Gas Fired Combustion Turbine.NG | natural gas peaker | TRUE | 15474 | Public Service Co of Oklahoma | 2966 | Weleetka | OK | Okfuskee | 4 | Natural Gas Fired Combustion Turbine | GT |  | S | 53 | 0.9 | 55 | 66 | 50 | N | 1 | 2025 | N | Electric Utility | 1 | X | NG | DFO
Natural Gas Fired Combustion Turbine.NG | natural gas peaker | TRUE | 15474 | Public Service Co of Oklahoma | 2966 | Weleetka | OK | Okfuskee | 5 | Natural Gas Fired Combustion Turbine | GT |  | S | 53 | 0.9 | 53 | 66 | 50 | N | 1 | 2025 | N | Electric Utility | 1 | X | NG | DFO
Petroleum Liquids.DFO | petroleum | TRUE | 15474 | Public Service Co of Oklahoma | 2966 | Weleetka | OK | Okfuskee | IC1 | Petroleum Liquids | IC |  | S | 4 | 0.9 | 4 | 4 | 4 | N |  |  | N | Electric Utility | 1 | X | DFO
Petroleum Liquids.DFO | petroleum | TRUE | 4667 | City of Cushing - (OK) | 2975 | Cushing | OK | Payne | 1 | Petroleum Liquids | IC |  | S | 2.5 | 0.8 | 1.8 | 1.8 | 1.6 | N |  |  | N | Electric Utility | 1 | X | DFO | NG
Petroleum Liquids.DFO | petroleum | TRUE | 4667 | City of Cushing - (OK) | 2975 | Cushing | OK | Payne | 10 | Petroleum Liquids | IC |  | S | 4.5 | 0.8 | 4 | 4 | 2 | N |  |  | N | Electric Utility | 1 | X | DFO | NG
Petroleum Liquids.DFO | petroleum | TRUE | 4667 | City of Cushing - (OK) | 2975 | Cushing | OK | Payne | 11 | Petroleum Liquids | IC |  | S | 6.3 | 0.8 | 6.3 | 6.3 | 3.5 | N |  |  | N | Electric Utility | 1 | X | DFO | NG
Petroleum Liquids.DFO | petroleum | TRUE | 4667 | City of Cushing - (OK) | 2975 | Cushing | OK | Payne | 2 | Petroleum Liquids | IC |  | S | 1 | 0.8 | 0.8 | 0.8 | 0.6 | N |  |  | N | Electric Utility | 1 | X | DFO | NG
Petroleum Liquids.DFO | petroleum | TRUE | 4667 | City of Cushing - (OK) | 2975 | Cushing | OK | Payne | 3 | Petroleum Liquids | IC |  | S | 0.5 | 0.8 | 0.4 | 0.4 | 0.3 | N |  |  | N | Electric Utility | 1 | X | DFO | NG
Petroleum Liquids.DFO | petroleum | TRUE | 4667 | City of Cushing - (OK) | 2975 | Cushing | OK | Payne | 4 | Petroleum Liquids | IC |  | S | 0.5 | 0.8 | 0.4 | 0.4 | 0.3 | N |  |  | N | Electric Utility | 1 | X | DFO | NG
Petroleum Liquids.DFO | petroleum | TRUE | 4667 | City of Cushing - (OK) | 2975 | Cushing | OK | Payne | 5 | Petroleum Liquids | IC |  | S | 0.5 | 0.8 | 0.4 | 0.4 | 0.3 | N |  |  | N | Electric Utility | 1 | X | DFO | NG
Petroleum Liquids.DFO | petroleum | TRUE | 4667 | City of Cushing - (OK) | 2975 | Cushing | OK | Payne | 6 | Petroleum Liquids | IC |  | S | 0.8 | 0.8 | 0.6 | 0.6 | 0.6 | N |  |  | N | Electric Utility | 1 | X | DFO | NG
Petroleum Liquids.DFO | petroleum | TRUE | 4667 | City of Cushing - (OK) | 2975 | Cushing | OK | Payne | 7 | Petroleum Liquids | IC |  | S | 2.5 | 0.8 | 1.9 | 1.9 | 1.9 | N |  |  | N | Electric Utility | 1 | X | DFO | NG
Petroleum Liquids.DFO | petroleum | TRUE | 4667 | City of Cushing - (OK) | 2975 | Cushing | OK | Payne | 8 | Petroleum Liquids | IC |  | S | 2.5 | 0.8 | 1.9 | 1.9 | 1.9 | N |  |  | N | Electric Utility | 1 | X | DFO | NG
Petroleum Liquids.DFO | petroleum | TRUE | 4667 | City of Cushing - (OK) | 2975 | Cushing | OK | Payne | 9 | Petroleum Liquids | IC |  | S | 3 | 0.8 | 2.7 | 2.7 | 2.2 | N |  |  | N | Electric Utility | 1 | X | DFO | NG
Conventional Hydroelectric.WAT | hydro | TRUE | 7490 | Grand River Dam Authority | 2980 | Markham | OK | Mayes | 1 | Conventional Hydroelectric | HY |  | S | 32.1 | 0.93 | 32 | 32 | 18 | N |  |  | N | Electric Utility | 1 | X | WAT
Conventional Hydroelectric.WAT | hydro | TRUE | 7490 | Grand River Dam Authority | 2980 | Markham | OK | Mayes | 2 | Conventional Hydroelectric | HY |  | S | 32.1 | 0.93 | 32 | 32 | 18 | N |  |  | N | Electric Utility | 1 | X | WAT
Conventional Hydroelectric.WAT | hydro | TRUE | 7490 | Grand River Dam Authority | 2980 | Markham | OK | Mayes | 3 | Conventional Hydroelectric | HY |  | S | 32.1 | 0.93 | 32 | 32 | 18 | N |  |  | N | Electric Utility | 1 | X | WAT
Conventional Hydroelectric.WAT | hydro | TRUE | 7490 | Grand River Dam Authority | 2980 | Markham | OK | Mayes | 4 | Conventional Hydroelectric | HY |  | S | 32.1 | 0.93 | 32 | 32 | 18 | N |  |  | N | Electric Utility | 1 | X | WAT
Conventional Hydroelectric.WAT | hydro | TRUE | 7490 | Grand River Dam Authority | 2981 | Pensacola | OK | Mayes | 1 | Conventional Hydroelectric | HY |  | S | 21.6 | 0.9 | 19 | 21 | 5 | N |  |  | N | Electric Utility | 1 | X | WAT
Conventional Hydroelectric.WAT | hydro | TRUE | 7490 | Grand River Dam Authority | 2981 | Pensacola | OK | Mayes | 2 | Conventional Hydroelectric | HY |  | S | 21.6 | 0.9 | 18.9 | 21 | 5 | N |  |  | N | Electric Utility | 1 | X | WAT
Conventional Hydroelectric.WAT | hydro | TRUE | 7490 | Grand River Dam Authority | 2981 | Pensacola | OK | Mayes | 3 | Conventional Hydroelectric | HY |  | S | 21.6 | 0.9 | 19 | 21 | 5 | N |  |  | N | Electric Utility | 1 | X | WAT
Conventional Hydroelectric.WAT | hydro | TRUE | 7490 | Grand River Dam Authority | 2981 | Pensacola | OK | Mayes | 4 | Conventional Hydroelectric | HY |  | S | 21.6 | 0.9 | 18.9 | 21 | 5 | N |  |  | N | Electric Utility | 1 | X | WAT
Conventional Hydroelectric.WAT | hydro | TRUE | 7490 | Grand River Dam Authority | 2981 | Pensacola | OK | Mayes | 5 | Conventional Hydroelectric | HY |  | S | 21.6 | 0.9 | 18.8 | 21 | 5 | N |  |  | N | Electric Utility | 1 | X | WAT
Conventional Hydroelectric.WAT | hydro | TRUE | 7490 | Grand River Dam Authority | 2981 | Pensacola | OK | Mayes | 6 | Conventional Hydroelectric | HY |  | S | 21.6 | 0.9 | 18.7 | 21 | 5 | N |  |  | N | Electric Utility | 1 | X | WAT
Conventional Hydroelectric.WAT | hydro | TRUE | 7490 | Grand River Dam Authority | 2981 | Pensacola | OK | Mayes | A | Conventional Hydroelectric | HY |  | S | 0.5 | 0.8 | 0.5 | 0.5 | 0.5 | N |  |  | N | Electric Utility | 1 | X | WAT
Hydroelectric Pumped Storage.WAT | other | TRUE | 7490 | Grand River Dam Authority | 2982 | Salina | OK | Mayes | 1 | Hydroelectric Pumped Storage | PS |  | S | 43.2 | 0.9 | 43 | 43 | 14 | N |  |  | N | Electric Utility | 1 | X | WAT
Hydroelectric Pumped Storage.WAT | other | TRUE | 7490 | Grand River Dam Authority | 2982 | Salina | OK | Mayes | 2 | Hydroelectric Pumped Storage | PS |  | S | 43.2 | 0.9 | 43 | 43 | 14 | N |  |  | N | Electric Utility | 1 | X | WAT
Hydroelectric Pumped Storage.WAT | other | TRUE | 7490 | Grand River Dam Authority | 2982 | Salina | OK | Mayes | 3 | Hydroelectric Pumped Storage | PS |  | S | 43.2 | 0.9 | 43 | 43 | 14 | N |  |  | N | Electric Utility | 1 | X | WAT
Hydroelectric Pumped Storage.WAT | other | TRUE | 7490 | Grand River Dam Authority | 2982 | Salina | OK | Mayes | 4 | Hydroelectric Pumped Storage | PS |  | S | 43.2 | 0.9 | 43 | 43 | 14 | N |  |  | N | Electric Utility | 1 | X | WAT
Hydroelectric Pumped Storage.WAT | other | TRUE | 7490 | Grand River Dam Authority | 2982 | Salina | OK | Mayes | 5 | Hydroelectric Pumped Storage | PS |  | S | 43.2 | 0.9 | 43 | 43 | 14 | N |  |  | N | Electric Utility | 1 | X | WAT
Hydroelectric Pumped Storage.WAT | other | TRUE | 7490 | Grand River Dam Authority | 2982 | Salina | OK | Mayes | 6 | Hydroelectric Pumped Storage | PS |  | S | 43.2 | 0.9 | 43 | 43 | 14 | N |  |  | N | Electric Utility | 1 | X | WAT
Conventional Hydroelectric.WAT | hydro | TRUE | 27470 | USCE-Tulsa District | 2984 | Keystone Dam | OK | Tulsa | 1 | Conventional Hydroelectric | HY |  | S | 35 | 0.95 | 40 | 40 | 25 | N |  |  | N | Electric Utility | 1 | X | WAT
Conventional Hydroelectric.WAT | hydro | TRUE | 27470 | USCE-Tulsa District | 2984 | Keystone Dam | OK | Tulsa | 2 | Conventional Hydroelectric | HY |  | S | 35 | 0.95 | 40 | 40 | 25 | N |  |  | N | Electric Utility | 1 | X | WAT
Conventional Hydroelectric.WAT | hydro | TRUE | 27470 | USCE-Tulsa District | 2985 | Robert S Kerr | OK | Sequoyah | 1 | Conventional Hydroelectric | HY |  | S | 27.5 | 0.95 | 28 | 28 | 10 | N |  |  | N | Electric Utility | 1 | X | WAT
Conventional Hydroelectric.WAT | hydro | TRUE | 27470 | USCE-Tulsa District | 2985 | Robert S Kerr | OK | Sequoyah | 2 | Conventional Hydroelectric | HY |  | S | 27.5 | 0.95 | 26 | 26 | 10 | N |  |  | N | Electric Utility | 1 | X | WAT
Conventional Hydroelectric.WAT | hydro | TRUE | 27470 | USCE-Tulsa District | 2985 | Robert S Kerr | OK | Sequoyah | 3 | Conventional Hydroelectric | HY |  | S | 27.5 | 0.95 | 31.6 | 31.6 | 10 | N |  |  | N | Electric Utility | 1 | X | WAT
Conventional Hydroelectric.WAT | hydro | TRUE | 27470 | USCE-Tulsa District | 2985 | Robert S Kerr | OK | Sequoyah | 4 | Conventional Hydroelectric | HY |  | S | 27.5 | 0.95 | 20 | 20 | 10 | N |  |  | N | Electric Utility | 1 | X | WAT
Natural Gas Internal Combustion Engine.NG | natural gas peaker | TRUE | 10320 | City of Kingfisher - (OK) | 2986 | Kingfisher | OK | Kingfisher | 3 | Natural Gas Internal Combustion Engine | IC |  | S | 2.8 | 0.8 | 2.9 | 2.9 | 2.5 | N |  |  | N | Electric Utility | 1 | X | NG | DFO
Natural Gas Internal Combustion Engine.NG | natural gas peaker | TRUE | 10320 | City of Kingfisher - (OK) | 2986 | Kingfisher | OK | Kingfisher | 4 | Natural Gas Internal Combustion Engine | IC |  | S | 1.3 | 0.8 | 1.2 | 1.2 | 1 | N |  |  | N | Electric Utility | 1 | X | NG | DFO
Natural Gas Internal Combustion Engine.NG | natural gas peaker | TRUE | 10320 | City of Kingfisher - (OK) | 2986 | Kingfisher | OK | Kingfisher | 5 | Natural Gas Internal Combustion Engine | IC |  | S | 3.1 | 0.8 | 3 | 3 | 2.5 | N |  |  | N | Electric Utility | 1 | X | NG | DFO
Natural Gas Internal Combustion Engine.NG | natural gas peaker | TRUE | 10320 | City of Kingfisher - (OK) | 2986 | Kingfisher | OK | Kingfisher | IC1 | Natural Gas Internal Combustion Engine | IC |  | S | 1.1 | 0.8 | 1 | 1 | 1 | N |  |  | N | Electric Utility | 1 | X | NG | DFO
Natural Gas Internal Combustion Engine.NG | natural gas peaker | TRUE | 10320 | City of Kingfisher - (OK) | 2986 | Kingfisher | OK | Kingfisher | IC2 | Natural Gas Internal Combustion Engine | IC |  | S | 0.8 | 0.8 | 0.6 | 0.6 | 0.6 | N |  |  | N | Electric Utility | 1 | X | NG | DFO
Conventional Hydroelectric.WAT | hydro | TRUE | 27470 | USCE-Tulsa District | 2987 | Webbers Falls | OK | Muskogee | 1 | Conventional Hydroelectric | HY |  | S | 25 | 0.95 | 25 | 25 | 7 | N |  |  | N | Electric Utility | 1 | X | WAT
Conventional Hydroelectric.WAT | hydro | TRUE | 27470 | USCE-Tulsa District | 2987 | Webbers Falls | OK | Muskogee | 2 | Conventional Hydroelectric | HY |  | S | 25 | 0.95 | 25 | 25 | 7 | N |  |  | N | Electric Utility | 1 | X | WAT
Conventional Hydroelectric.WAT | hydro | TRUE | 27470 | USCE-Tulsa District | 2987 | Webbers Falls | OK | Muskogee | 3 | Conventional Hydroelectric | HY |  | S | 25 | 0.95 | 25 | 25 | 7 | N |  |  | N | Electric Utility | 1 | X | WAT
Natural Gas Internal Combustion Engine.NG | natural gas peaker | TRUE | 11566 | City of Mangum - (OK) | 2991 | Mangum | OK | Greer | 1 | Natural Gas Internal Combustion Engine | IC |  | S | 1.1 | 0.8 | 0.9 | 0.9 | 0.5 | N |  |  | N | Electric Utility | 1 | X | NG | DFO
Natural Gas Internal Combustion Engine.NG | natural gas peaker | TRUE | 11566 | City of Mangum - (OK) | 2991 | Mangum | OK | Greer | 4 | Natural Gas Internal Combustion Engine | IC |  | S | 1.5 | 0.8 | 1.2 | 1.2 | 0.6 | N |  |  | N | Electric Utility | 1 | X | NG | DFO
Natural Gas Internal Combustion Engine.NG | natural gas peaker | TRUE | 11566 | City of Mangum - (OK) | 2991 | Mangum | OK | Greer | 5 | Natural Gas Internal Combustion Engine | IC |  | S | 2 | 0.8 | 1.7 | 1.7 | 0.6 | N |  |  | N | Electric Utility | 1 | X | NG | DFO
Natural Gas Internal Combustion Engine.NG | natural gas peaker | TRUE | 11566 | City of Mangum - (OK) | 2991 | Mangum | OK | Greer | 6 | Natural Gas Internal Combustion Engine | IC |  | S | 2.1 | 0.8 | 1.6 | 1.6 | 0.8 | N |  |  | N | Electric Utility | 1 | X | NG | DFO
Petroleum Liquids.DFO | petroleum | TRUE | 14582 | City of Pawhuska - (OK) | 2995 | Pawhuska | OK | Osage | 1 | Petroleum Liquids | IC |  | S | 1.4 | 0.9 | 1.1 | 1.1 | 0.3 | N |  |  | N | Electric Utility | 1 | X | DFO
Petroleum Liquids.DFO | petroleum | TRUE | 14582 | City of Pawhuska - (OK) | 2995 | Pawhuska | OK | Osage | 2 | Petroleum Liquids | IC |  | S | 2 | 0.9 | 1.2 | 1.2 | 0.3 | N |  |  | N | Electric Utility | 1 | X | DFO
Petroleum Liquids.DFO | petroleum | TRUE | 14582 | City of Pawhuska - (OK) | 2995 | Pawhuska | OK | Osage | 3 | Petroleum Liquids | IC |  | S | 3.1 | 0.9 | 2.5 | 2.5 | 0.3 | N |  |  | N | Electric Utility | 1 | X | DFO
Petroleum Liquids.DFO | petroleum | TRUE | 14582 | City of Pawhuska - (OK) | 2995 | Pawhuska | OK | Osage | 5 | Petroleum Liquids | IC |  | S | 2.5 | 0.9 | 2 | 2 | 0.3 | N |  |  | N | Electric Utility | 1 | X | DFO
Conventional Hydroelectric.WAT | hydro | TRUE | 27470 | USCE-Tulsa District | 3003 | Fort Gibson | OK | Cherokee | 1 | Conventional Hydroelectric | HY |  | S | 11.2 | 0.95 | 12.9 | 12.9 | 4 | N |  |  | N | Electric Utility | 1 | X | WAT
Conventional Hydroelectric.WAT | hydro | TRUE | 27470 | USCE-Tulsa District | 3003 | Fort Gibson | OK | Cherokee | 2 | Conventional Hydroelectric | HY |  | S | 11.2 | 0.95 | 12.9 | 12.9 | 4 | N |  |  | N | Electric Utility | 1 | X | WAT
Conventional Hydroelectric.WAT | hydro | TRUE | 27470 | USCE-Tulsa District | 3003 | Fort Gibson | OK | Cherokee | 3 | Conventional Hydroelectric | HY |  | S | 11.2 | 0.95 | 12.9 | 12.9 | 4 | N |  |  | N | Electric Utility | 1 | X | WAT
Conventional Hydroelectric.WAT | hydro | TRUE | 27470 | USCE-Tulsa District | 3003 | Fort Gibson | OK | Cherokee | 4 | Conventional Hydroelectric | HY |  | S | 11.2 | 0.95 | 12.5 | 12.5 | 4 | N |  |  | N | Electric Utility | 1 | X | WAT
Conventional Hydroelectric.WAT | hydro | TRUE | 27470 | USCE-Tulsa District | 3004 | Tenkiller Ferry | OK | Sequoyah | 1 | Conventional Hydroelectric | HY |  | S | 19.5 | 0.95 | 21 | 21 | 8 | N |  |  | N | Electric Utility | 1 | X | WAT
Conventional Hydroelectric.WAT | hydro | TRUE | 27470 | USCE-Tulsa District | 3004 | Tenkiller Ferry | OK | Sequoyah | 2 | Conventional Hydroelectric | HY |  | S | 19.5 | 0.95 | 21 | 21 | 8 | N |  |  | N | Electric Utility | 1 | X | WAT
Natural Gas Steam Turbine.NG | natural gas steam turbine | TRUE | 20447 | Western Farmers Elec Coop, Inc | 3006 | Anadarko Plant | OK | Caddo | 1 | Natural Gas Steam Turbine | ST |  | S | 17.3 | 0.85 | 12 | 12 | 6 | N |  |  | N | Electric Utility | 1 | X | NG
Natural Gas Fired Combustion Turbine.NG | natural gas peaker | TRUE | 20447 | Western Farmers Elec Coop, Inc | 3006 | Anadarko Plant | OK | Caddo | 10 | Natural Gas Fired Combustion Turbine | GT |  | S | 45 | 0.85 | 45 | 45 | 15 | N |  |  | N | Electric Utility | 1 | X | NG
Natural Gas Fired Combustion Turbine.NG | natural gas peaker | TRUE | 20447 | Western Farmers Elec Coop, Inc | 3006 | Anadarko Plant | OK | Caddo | 11 | Natural Gas Fired Combustion Turbine | GT |  | S | 45 | 0.85 | 45 | 45 | 15 | N |  |  | N | Electric Utility | 1 | X | NG
Natural Gas Steam Turbine.NG | natural gas steam turbine | TRUE | 20447 | Western Farmers Elec Coop, Inc | 3006 | Anadarko Plant | OK | Caddo | 2 | Natural Gas Steam Turbine | ST |  | S | 17.3 | 0.9 | 12 | 12 | 6 | N |  |  | N | Electric Utility | 1 | X | NG
Natural Gas Steam Turbine.NG | natural gas steam turbine | TRUE | 20447 | Western Farmers Elec Coop, Inc | 3006 | Anadarko Plant | OK | Caddo | 3 | Natural Gas Steam Turbine | ST |  | S | 50 | 0.85 | 44 | 44 | 15 | N |  |  | N | Electric Utility | 1 | X | NG
Natural Gas Fired Combined Cycle.NG | natural gas combined cycle | TRUE | 20447 | Western Farmers Elec Coop, Inc | 3006 | Anadarko Plant | OK | Caddo | 4 | Natural Gas Fired Combined Cycle | CS |  | S | 105.1 | 0.9 | 94 | 94 | 80 | N |  |  | N | Electric Utility | 1 | X | NG
Natural Gas Fired Combined Cycle.NG | natural gas combined cycle | TRUE | 20447 | Western Farmers Elec Coop, Inc | 3006 | Anadarko Plant | OK | Caddo | 5 | Natural Gas Fired Combined Cycle | CS |  | S | 105.1 | 0.9 | 94 | 94 | 80 | N |  |  | N | Electric Utility | 1 | X | NG
Natural Gas Fired Combined Cycle.NG | natural gas combined cycle | TRUE | 20447 | Western Farmers Elec Coop, Inc | 3006 | Anadarko Plant | OK | Caddo | 6 | Natural Gas Fired Combined Cycle | CS |  | S | 105.1 | 0.9 | 94 | 94 | 80 | N |  |  | N | Electric Utility | 1 | X | NG
Natural Gas Fired Combustion Turbine.NG | natural gas peaker | TRUE | 20447 | Western Farmers Elec Coop, Inc | 3006 | Anadarko Plant | OK | Caddo | 9 | Natural Gas Fired Combustion Turbine | GT |  | S | 45 | 0.85 | 45 | 45 | 15 | N |  |  | N | Electric Utility | 1 | X | NG
Natural Gas Steam Turbine.NG | natural gas steam turbine | TRUE | 20447 | Western Farmers Elec Coop, Inc | 3008 | Mooreland | OK | Woodward | 1 | Natural Gas Steam Turbine | ST |  | S | 45 | 0.85 | 50 | 50 | 20 | N |  |  | N | Electric Utility | 1 | X | NG
Natural Gas Steam Turbine.NG | natural gas steam turbine | TRUE | 20447 | Western Farmers Elec Coop, Inc | 3008 | Mooreland | OK | Woodward | 2 | Natural Gas Steam Turbine | ST |  | S | 125 | 0.85 | 132 | 132 | 30 | N |  |  | N | Electric Utility | 1 | X | NG
Natural Gas Steam Turbine.NG | natural gas steam turbine | TRUE | 20447 | Western Farmers Elec Coop, Inc | 3008 | Mooreland | OK | Woodward | 3 | Natural Gas Steam Turbine | ST |  | S | 135 | 0.85 | 140 | 140 | 30 | N |  |  | N | Electric Utility | 1 | X | NG
Conventional Hydroelectric.WAT | hydro | TRUE | 9191 | Idaho Power Co | 3013 | Hells Canyon | OR | Wallowa | 1 | Conventional Hydroelectric | HY |  | S | 130.5 | 0.9 | 141.4 | 130.5 | 0 | N |  |  | N | Electric Utility | 1 | X | WAT
Conventional Hydroelectric.WAT | hydro | TRUE | 9191 | Idaho Power Co | 3013 | Hells Canyon | OR | Wallowa | 2 | Conventional Hydroelectric | HY |  | S | 130.5 | 0.9 | 151.1 | 130.5 | 0 | N |  |  | N | Electric Utility | 1 | X | WAT
Conventional Hydroelectric.WAT | hydro | TRUE | 9191 | Idaho Power Co | 3013 | Hells Canyon | OR | Wallowa | 3 | Conventional Hydroelectric | HY |  | S | 130.5 | 0.9 | 150.9 | 130.5 | 0 | Y |  |  | N | Electric Utility | 1 | X | WAT
Conventional Hydroelectric.WAT | hydro | TRUE | 9191 | Idaho Power Co | 3014 | Oxbow (OR) | OR | Baker | 1 | Conventional Hydroelectric | HY |  | S | 47.5 | 0.9 | 57 | 47.5 | 0 | N |  |  | N | Electric Utility | 1 | X | WAT
Conventional Hydroelectric.WAT | hydro | TRUE | 9191 | Idaho Power Co | 3014 | Oxbow (OR) | OR | Baker | 2 | Conventional Hydroelectric | HY |  | S | 47.5 | 0.9 | 57 | 47.5 | 0 | N |  |  | N | Electric Utility | 1 | X | WAT
Conventional Hydroelectric.WAT | hydro | TRUE | 9191 | Idaho Power Co | 3014 | Oxbow (OR) | OR | Baker | 3 | Conventional Hydroelectric | HY |  | S | 47.5 | 0.9 | 53.3 | 47.5 | 0 | N |  |  | N | Electric Utility | 1 | X | WAT
Conventional Hydroelectric.WAT | hydro | TRUE | 9191 | Idaho Power Co | 3014 | Oxbow (OR) | OR | Baker | 4 | Conventional Hydroelectric | HY |  | S | 47.5 | 0.9 | 57 | 47.5 | 0 | N |  |  | N | Electric Utility | 1 | X | WAT
Conventional Hydroelectric.WAT | hydro | TRUE | 14354 | PacifiCorp | 3020 | Clearwater 1 | OR | Douglas | 1 | Conventional Hydroelectric | HY |  | S | 15 | 0.85 | 17.9 | 17.9 | 0 | N |  |  | N | Electric Utility | 1 | X | WAT
Conventional Hydroelectric.WAT | hydro | TRUE | 14354 | PacifiCorp | 3021 | Clearwater 2 | OR | Douglas | 1 | Conventional Hydroelectric | HY |  | S | 26 | 0.85 | 31 | 31 | 0 | N |  |  | N | Electric Utility | 1 | X | WAT
Conventional Hydroelectric.WAT | hydro | TRUE | 14354 | PacifiCorp | 3024 | Eagle Point | OR | Jackson | 1 | Conventional Hydroelectric | HY |  | S | 2.8 | 0.9 | 2.8 | 2.8 | 0 | N |  |  | N | Electric Utility | 1 | X | WAT
Conventional Hydroelectric.WAT | hydro | TRUE | 14354 | PacifiCorp | 3025 | East Side | OR | Klamath | 1 | Conventional Hydroelectric | HY |  | S | 3.2 | 1 | 3 | 3 | 0 | N |  |  | N | Electric Utility | 1 | X | WAT
Conventional Hydroelectric.WAT | hydro | TRUE | 14354 | PacifiCorp | 3026 | Fish Creek | OR | Douglas | 1 | Conventional Hydroelectric | HY |  | S | 11 | 0.85 | 10.4 | 10.4 | 0 | N |  |  | N | Electric Utility | 1 | X | WAT
Conventional Hydroelectric.WAT | hydro | TRUE | 14354 | PacifiCorp | 3028 | John C Boyle | OR | Klamath | 1 | Conventional Hydroelectric | HY |  | S | 50.3 | 0.95 | 50.4 | 50.4 | 0 | N |  |  | N | Electric Utility | 1 | X | WAT
Conventional Hydroelectric.WAT | hydro | TRUE | 14354 | PacifiCorp | 3028 | John C Boyle | OR | Klamath | 2 | Conventional Hydroelectric | HY |  | S | 48.4 | 0.95 | 47.6 | 47.6 | 0 | N |  |  | N | Electric Utility | 1 | X | WAT
Conventional Hydroelectric.WAT | hydro | TRUE | 14354 | PacifiCorp | 3029 | Lemolo 1 | OR | Douglas | 1 | Conventional Hydroelectric | HY |  | S | 32 | 0.95 | 32 | 32 | 0 | N |  |  | N | Electric Utility | 1 | X | WAT
Conventional Hydroelectric.WAT | hydro | TRUE | 14354 | PacifiCorp | 3032 | Prospect 1 | OR | Jackson | 1 | Conventional Hydroelectric | HY |  | S | 3.8 | 0.8 | 4.6 | 4.6 | 0 | N |  |  | N | Electric Utility | 1 | X | WAT
Conventional Hydroelectric.WAT | hydro | TRUE | 14354 | PacifiCorp | 3033 | Prospect 2 | OR | Jackson | 1 | Conventional Hydroelectric | HY |  | S | 16 | 0.8 | 18 | 18 | 0 | N |  |  | N | Electric Utility | 1 | X | WAT
Conventional Hydroelectric.WAT | hydro | TRUE | 14354 | PacifiCorp | 3033 | Prospect 2 | OR | Jackson | 2 | Conventional Hydroelectric | HY |  | S | 16 | 0.8 | 18 | 18 | 0 | N |  |  | N | Electric Utility | 1 | X | WAT
Conventional Hydroelectric.WAT | hydro | TRUE | 14354 | PacifiCorp | 3034 | Prospect 3 | OR | Jackson | 1 | Conventional Hydroelectric | HY |  | S | 7.2 | 0.8 | 7.7 | 7.7 | 0 | N |  |  | N | Electric Utility | 1 | X | WAT
Conventional Hydroelectric.WAT | hydro | TRUE | 14354 | PacifiCorp | 3035 | Prospect 4 | OR | Jackson | 1 | Conventional Hydroelectric | HY |  | S | 1 | 0.8 | 0.9 | 0.9 | 0 | N |  |  | N | Electric Utility | 1 | X | WAT
Conventional Hydroelectric.WAT | hydro | TRUE | 14354 | PacifiCorp | 3036 | Slide Creek | OR | Douglas | 1 | Conventional Hydroelectric | HY |  | S | 18 | 0.85 | 18 | 18 | 0 | N |  |  | N | Electric Utility | 1 | X | WAT
Conventional Hydroelectric.WAT | hydro | TRUE | 14354 | PacifiCorp | 3037 | Soda Springs | OR | Douglas | 1 | Conventional Hydroelectric | HY |  | S | 11 | 0.85 | 11.6 | 11.6 | 0 | N |  |  | N | Electric Utility | 1 | X | WAT
Conventional Hydroelectric.WAT | hydro | TRUE | 14354 | PacifiCorp | 3040 | Toketee Falls | OR | Douglas | 1 | Conventional Hydroelectric | HY |  | S | 14.2 | 0.85 | 15 | 15 | 0 | N |  |  | N | Electric Utility | 1 | X | WAT
Conventional Hydroelectric.WAT | hydro | TRUE | 14354 | PacifiCorp | 3040 | Toketee Falls | OR | Douglas | 2 | Conventional Hydroelectric | HY |  | S | 14.2 | 0.85 | 15 | 15 | 0 | N |  |  | N | Electric Utility | 1 | X | WAT
Conventional Hydroelectric.WAT | hydro | TRUE | 14354 | PacifiCorp | 3040 | Toketee Falls | OR | Douglas | 3 | Conventional Hydroelectric | HY |  | S | 14.2 | 0.85 | 15 | 15 | 0 | N |  |  | N | Electric Utility | 1 | X | WAT
Conventional Hydroelectric.WAT | hydro | TRUE | 14354 | PacifiCorp | 3041 | Wallowa Falls | OR | Wallowa | 1 | Conventional Hydroelectric | HY |  | S | 1.1 | 0.8 | 1.1 | 1.1 | 0 | N |  |  | N | Electric Utility | 1 | X | WAT
Conventional Hydroelectric.WAT | hydro | TRUE | 15248 | Portland General Electric Co | 3045 | Faraday | OR | Clackamas | 6 | Conventional Hydroelectric | HY |  | S | 19.2 | 0.93 | 23.9 | 23.9 | 5 | N |  |  | N | Electric Utility | 1 | X | WAT
Conventional Hydroelectric.WAT | hydro | TRUE | 15248 | Portland General Electric Co | 3047 | North Fork | OR | Clackamas | 1 | Conventional Hydroelectric | HY |  | S | 19.2 | 0.8 | 27 | 27 | 4 | N |  |  | N | Electric Utility | 1 | X | WAT
Conventional Hydroelectric.WAT | hydro | TRUE | 15248 | Portland General Electric Co | 3047 | North Fork | OR | Clackamas | 2 | Conventional Hydroelectric | HY |  | S | 21.6 | 0.9 | 31 | 31 | 4 | N |  |  | N | Electric Utility | 1 | X | WAT
Conventional Hydroelectric.WAT | hydro | TRUE | 15248 | Portland General Electric Co | 3048 | Pelton | OR | Jefferson | 1 | Conventional Hydroelectric | HY |  | J | 45 | 0.9 | 38 | 38 | 10 | N |  |  | N | Electric Utility | 1 | X | WAT
Conventional Hydroelectric.WAT | hydro | TRUE | 15248 | Portland General Electric Co | 3048 | Pelton | OR | Jefferson | 2 | Conventional Hydroelectric | HY |  | J | 32.4 | 0.9 | 36 | 36 | 10 | N |  |  | N | Electric Utility | 1 | X | WAT
Conventional Hydroelectric.WAT | hydro | TRUE | 15248 | Portland General Electric Co | 3048 | Pelton | OR | Jefferson | 3 | Conventional Hydroelectric | HY |  | J | 32.4 | 0.9 | 36 | 36 | 10 | N |  |  | N | Electric Utility | 1 | X | WAT
Conventional Hydroelectric.WAT | hydro | TRUE | 15248 | Portland General Electric Co | 3049 | River Mill | OR | Clackamas | 1 | Conventional Hydroelectric | HY |  | S | 3.3 | 0.9 | 4.3 | 4.3 | 2 | N |  |  | N | Electric Utility | 1 | X | WAT
Conventional Hydroelectric.WAT | hydro | TRUE | 15248 | Portland General Electric Co | 3049 | River Mill | OR | Clackamas | 2 | Conventional Hydroelectric | HY |  | S | 3.3 | 0.9 | 4.3 | 4.3 | 2 | N |  |  | N | Electric Utility | 1 | X | WAT
Conventional Hydroelectric.WAT | hydro | TRUE | 15248 | Portland General Electric Co | 3049 | River Mill | OR | Clackamas | 3 | Conventional Hydroelectric | HY |  | S | 3.3 | 0.9 | 4.3 | 4.3 | 2 | N |  |  | N | Electric Utility | 1 | X | WAT
Conventional Hydroelectric.WAT | hydro | TRUE | 15248 | Portland General Electric Co | 3049 | River Mill | OR | Clackamas | 4 | Conventional Hydroelectric | HY |  | S | 3.9 | 0.9 | 5.2 | 5.2 | 3 | N |  |  | N | Electric Utility | 1 | X | WAT
Conventional Hydroelectric.WAT | hydro | TRUE | 15248 | Portland General Electric Co | 3049 | River Mill | OR | Clackamas | 5 | Conventional Hydroelectric | HY |  | S | 5 | 1 | 6.6 | 6.6 | 2.5 | N |  |  | N | Electric Utility | 1 | X | WAT
Conventional Hydroelectric.WAT | hydro | TRUE | 15248 | Portland General Electric Co | 3050 | Round Butte | OR | Jefferson | 1 | Conventional Hydroelectric | HY |  | J | 112.5 | 0.9 | 110 | 110 | 1 | N |  |  | N | Electric Utility | 1 | X | WAT
Conventional Hydroelectric.WAT | hydro | TRUE | 15248 | Portland General Electric Co | 3050 | Round Butte | OR | Jefferson | 2 | Conventional Hydroelectric | HY |  | J | 130 | 0.9 | 121.5 | 121.5 | 1 | N |  |  | N | Electric Utility | 1 | X | WAT
Conventional Hydroelectric.WAT | hydro | TRUE | 15248 | Portland General Electric Co | 3050 | Round Butte | OR | Jefferson | 3 | Conventional Hydroelectric | HY |  | J | 130 | 0.9 | 121.5 | 121.5 | 1 | N |  |  | N | Electric Utility | 1 | X | WAT
Conventional Hydroelectric.WAT | hydro | TRUE | 15248 | Portland General Electric Co | 3053 | Sullivan | OR | Clackamas | 1 | Conventional Hydroelectric | HY |  | S | 1.2 | 0.706 | 1.4 | 1.4 | 0 | N |  |  | N | Electric Utility | 1 | X | WAT
Conventional Hydroelectric.WAT | hydro | TRUE | 15248 | Portland General Electric Co | 3053 | Sullivan | OR | Clackamas | 10 | Conventional Hydroelectric | HY |  | S | 1.2 | 0.706 | 1.5 | 1.5 | 0.9 | N |  |  | N | Electric Utility | 1 | X | WAT
Conventional Hydroelectric.WAT | hydro | TRUE | 15248 | Portland General Electric Co | 3053 | Sullivan | OR | Clackamas | 11 | Conventional Hydroelectric | HY |  | S | 1.2 | 0.706 | 1.4 | 1.4 | 0.9 | N |  |  | N | Electric Utility | 1 | X | WAT
Conventional Hydroelectric.WAT | hydro | TRUE | 15248 | Portland General Electric Co | 3053 | Sullivan | OR | Clackamas | 12 | Conventional Hydroelectric | HY |  | S | 1.2 | 0.706 | 1.4 | 1.4 | 0.9 | N |  |  | N | Electric Utility | 1 | X | WAT
Conventional Hydroelectric.WAT | hydro | TRUE | 15248 | Portland General Electric Co | 3053 | Sullivan | OR | Clackamas | 13 | Conventional Hydroelectric | HY |  | S | 1.2 | 0.706 | 1.2 | 1.2 | 0 | N |  |  | N | Electric Utility | 1 | X | WAT
Conventional Hydroelectric.WAT | hydro | TRUE | 15248 | Portland General Electric Co | 3053 | Sullivan | OR | Clackamas | 2 | Conventional Hydroelectric | HY |  | S | 1.2 | 0.706 | 1.5 | 1.5 | 0.9 | N |  |  | N | Electric Utility | 1 | X | WAT
Conventional Hydroelectric.WAT | hydro | TRUE | 15248 | Portland General Electric Co | 3053 | Sullivan | OR | Clackamas | 3 | Conventional Hydroelectric | HY |  | S | 1.2 | 0.706 | 1.5 | 1.5 | 0.9 | N |  |  | N | Electric Utility | 1 | X | WAT
Conventional Hydroelectric.WAT | hydro | TRUE | 15248 | Portland General Electric Co | 3053 | Sullivan | OR | Clackamas | 4 | Conventional Hydroelectric | HY |  | S | 1.2 | 0.706 | 1.5 | 1.5 | 0.9 | N |  |  | N | Electric Utility | 1 | X | WAT
Conventional Hydroelectric.WAT | hydro | TRUE | 15248 | Portland General Electric Co | 3053 | Sullivan | OR | Clackamas | 5 | Conventional Hydroelectric | HY |  | S | 1.2 | 0.706 | 1.5 | 1.5 | 0.9 | N |  |  | N | Electric Utility | 1 | X | WAT
Conventional Hydroelectric.WAT | hydro | TRUE | 15248 | Portland General Electric Co | 3053 | Sullivan | OR | Clackamas | 6 | Conventional Hydroelectric | HY |  | S | 1.2 | 0.706 | 1.5 | 1.5 | 0.9 | N |  |  | N | Electric Utility | 1 | X | WAT
Conventional Hydroelectric.WAT | hydro | TRUE | 15248 | Portland General Electric Co | 3053 | Sullivan | OR | Clackamas | 7 | Conventional Hydroelectric | HY |  | S | 1.2 | 0.706 | 1.5 | 1.5 | 0.9 | N |  |  | N | Electric Utility | 1 | X | WAT
Conventional Hydroelectric.WAT | hydro | TRUE | 15248 | Portland General Electric Co | 3053 | Sullivan | OR | Clackamas | 8 | Conventional Hydroelectric | HY |  | S | 1.2 | 0.706 | 1.4 | 1.4 | 0.9 | N |  |  | N | Electric Utility | 1 | X | WAT
Conventional Hydroelectric.WAT | hydro | TRUE | 15248 | Portland General Electric Co | 3053 | Sullivan | OR | Clackamas | 9 | Conventional Hydroelectric | HY |  | S | 1 | 0.8 | 1 | 1 | 0.5 | N |  |  | N | Electric Utility | 1 | X | WAT
Conventional Hydroelectric.WAT | hydro | TRUE | 6013 | Eugene Water & Electric Board | 3067 | Carmen Smith | OR | Linn | 1 | Conventional Hydroelectric | HY |  | S | 52.2 | 0.95 | 50 | 50 | 12 | N |  |  | N | Electric Utility | 1 | X | WAT
Conventional Hydroelectric.WAT | hydro | TRUE | 6013 | Eugene Water & Electric Board | 3067 | Carmen Smith | OR | Linn | 2 | Conventional Hydroelectric | HY |  | S | 52.2 | 0.95 | 50 | 50 | 12 | N |  |  | N | Electric Utility | 1 | X | WAT
Conventional Hydroelectric.WAT | hydro | TRUE | 6013 | Eugene Water & Electric Board | 3067 | Carmen Smith | OR | Linn | 3 | Conventional Hydroelectric | HY |  | S | 9.9 | 0.95 | 3.8 | 6.5 | 2 | N | 10 | 2030 | N | Electric Utility | 1 | X | WAT
Conventional Hydroelectric.WAT | hydro | TRUE | 6013 | Eugene Water & Electric Board | 3068 | Leaburg | OR | Lane | 1 | Conventional Hydroelectric | HY |  | S | 8.4 | 0.8 | 4 | 8 | 2 | N |  |  | N | Electric Utility | 1 | X | WAT
Conventional Hydroelectric.WAT | hydro | TRUE | 6013 | Eugene Water & Electric Board | 3068 | Leaburg | OR | Lane | 2 | Conventional Hydroelectric | HY |  | S | 7.5 | 0.8 | 4 | 7.5 | 2 | N |  |  | N | Electric Utility | 1 | X | WAT
Conventional Hydroelectric.WAT | hydro | TRUE | 6013 | Eugene Water & Electric Board | 3071 | Walterville | OR | Lane | 1 | Conventional Hydroelectric | HY |  | S | 8 | 0.85 | 7.5 | 7.5 | 2 | N |  |  | N | Electric Utility | 1 | X | WAT
Conventional Hydroelectric.WAT | hydro | TRUE | 19400 | USACE Northwestern Division | 3074 | Big Cliff | OR | Marion | 1 | Conventional Hydroelectric | HY |  | S | 18 | 0.9 | 21 | 21 | 18 | N |  |  | N | Electric Utility | 1 | X | WAT
Conventional Hydroelectric.WAT | hydro | TRUE | 19400 | USACE Northwestern Division | 3075 | Bonneville | OR | Multnomah | 1 | Conventional Hydroelectric | HY |  | S | 53.5 | 0.9 | 53.5 | 53.5 | 13.2 | N |  |  | N | Electric Utility | 1 | X | WAT
Conventional Hydroelectric.WAT | hydro | TRUE | 19400 | USACE Northwestern Division | 3075 | Bonneville | OR | Multnomah | 10 | Conventional Hydroelectric | HY |  | S | 62.1 | 0.9 | 54 | 54 | 13.2 | N |  |  | N | Electric Utility | 1 | X | WAT
Conventional Hydroelectric.WAT | hydro | TRUE | 19400 | USACE Northwestern Division | 3075 | Bonneville | OR | Multnomah | 11 | Conventional Hydroelectric | HY |  | S | 66.5 | 0.95 | 66.5 | 66.5 | 23.2 | N |  |  | N | Electric Utility | 1 | X | WAT
Conventional Hydroelectric.WAT | hydro | TRUE | 19400 | USACE Northwestern Division | 3075 | Bonneville | OR | Multnomah | 12 | Conventional Hydroelectric | HY |  | S | 66.5 | 0.95 | 66.5 | 66.5 | 23.2 | N |  |  | N | Electric Utility | 1 | X | WAT
Conventional Hydroelectric.WAT | hydro | TRUE | 19400 | USACE Northwestern Division | 3075 | Bonneville | OR | Multnomah | 13 | Conventional Hydroelectric | HY |  | S | 66.5 | 0.95 | 66.5 | 66.5 | 23.2 | N |  |  | N | Electric Utility | 1 | X | WAT
Conventional Hydroelectric.WAT | hydro | TRUE | 19400 | USACE Northwestern Division | 3075 | Bonneville | OR | Multnomah | 14 | Conventional Hydroelectric | HY |  | S | 66.5 | 0.95 | 66.5 | 66.5 | 23.2 | N |  |  | N | Electric Utility | 1 | X | WAT
Conventional Hydroelectric.WAT | hydro | TRUE | 19400 | USACE Northwestern Division | 3075 | Bonneville | OR | Multnomah | 15 | Conventional Hydroelectric | HY |  | S | 66.5 | 0.95 | 66.5 | 66.5 | 23.2 | N |  |  | N | Electric Utility | 1 | X | WAT
Conventional Hydroelectric.WAT | hydro | TRUE | 19400 | USACE Northwestern Division | 3075 | Bonneville | OR | Multnomah | 16 | Conventional Hydroelectric | HY |  | S | 66.5 | 0.95 | 66.5 | 66.5 | 23.2 | N |  |  | N | Electric Utility | 1 | X | WAT
Conventional Hydroelectric.WAT | hydro | TRUE | 19400 | USACE Northwestern Division | 3075 | Bonneville | OR | Multnomah | 17 | Conventional Hydroelectric | HY |  | S | 66.5 | 0.95 | 66.5 | 66.5 | 23.2 | N |  |  | N | Electric Utility | 1 | X | WAT
Conventional Hydroelectric.WAT | hydro | TRUE | 19400 | USACE Northwestern Division | 3075 | Bonneville | OR | Multnomah | 18 | Conventional Hydroelectric | HY |  | S | 66.5 | 0.95 | 66.5 | 66.5 | 23.2 | N |  |  | N | Electric Utility | 1 | X | WAT
Conventional Hydroelectric.WAT | hydro | TRUE | 19400 | USACE Northwestern Division | 3075 | Bonneville | OR | Multnomah | 2 | Conventional Hydroelectric | HY |  | S | 53.5 | 0.9 | 53.5 | 53.5 | 13.2 | N |  |  | N | Electric Utility | 1 | X | WAT
Conventional Hydroelectric.WAT | hydro | TRUE | 19400 | USACE Northwestern Division | 3075 | Bonneville | OR | Multnomah | 3 | Conventional Hydroelectric | HY |  | S | 62.1 | 0.9 | 62.1 | 62.1 | 13.2 | N |  |  | N | Electric Utility | 1 | X | WAT
Conventional Hydroelectric.WAT | hydro | TRUE | 19400 | USACE Northwestern Division | 3075 | Bonneville | OR | Multnomah | 4 | Conventional Hydroelectric | HY |  | S | 62.1 | 0.9 | 62.1 | 62.1 | 13.2 | N |  |  | N | Electric Utility | 1 | X | WAT
Conventional Hydroelectric.WAT | hydro | TRUE | 19400 | USACE Northwestern Division | 3075 | Bonneville | OR | Multnomah | 5 | Conventional Hydroelectric | HY |  | S | 62.1 | 0.9 | 62.1 | 62.1 | 13.2 | N |  |  | N | Electric Utility | 1 | X | WAT
Conventional Hydroelectric.WAT | hydro | TRUE | 19400 | USACE Northwestern Division | 3075 | Bonneville | OR | Multnomah | 6 | Conventional Hydroelectric | HY |  | S | 62.1 | 0.9 | 62.1 | 62.1 | 13.2 | N |  |  | N | Electric Utility | 1 | X | WAT
Conventional Hydroelectric.WAT | hydro | TRUE | 19400 | USACE Northwestern Division | 3075 | Bonneville | OR | Multnomah | 7 | Conventional Hydroelectric | HY |  | S | 62.1 | 0.9 | 62.1 | 62.1 | 13.2 | N |  |  | N | Electric Utility | 1 | X | WAT
Conventional Hydroelectric.WAT | hydro | TRUE | 19400 | USACE Northwestern Division | 3075 | Bonneville | OR | Multnomah | 8 | Conventional Hydroelectric | HY |  | S | 62.1 | 0.9 | 62.1 | 62.1 | 13.2 | N |  |  | N | Electric Utility | 1 | X | WAT
Conventional Hydroelectric.WAT | hydro | TRUE | 19400 | USACE Northwestern Division | 3075 | Bonneville | OR | Multnomah | 9 | Conventional Hydroelectric | HY |  | S | 62.1 | 0.9 | 62.1 | 62.1 | 13.2 | N |  |  | N | Electric Utility | 1 | X | WAT
Conventional Hydroelectric.WAT | hydro | TRUE | 19400 | USACE Northwestern Division | 3075 | Bonneville | OR | Multnomah | F1 | Conventional Hydroelectric | HY |  | S | 13.1 | 0.95 | 13.1 | 13.1 | 13.1 | N |  |  | N | Electric Utility | 1 | X | WAT
Conventional Hydroelectric.WAT | hydro | TRUE | 19400 | USACE Northwestern Division | 3075 | Bonneville | OR | Multnomah | F2 | Conventional Hydroelectric | HY |  | S | 13.1 | 0.95 | 13.1 | 13.1 | 13.1 | N |  |  | N | Electric Utility | 1 | X | WAT
Conventional Hydroelectric.WAT | hydro | TRUE | 19400 | USACE Northwestern Division | 3076 | Cougar | OR | Lane | 1 | Conventional Hydroelectric | HY |  | S | 13 | 0.95 | 13 | 13 | 12.5 | N |  |  | N | Electric Utility | 1 | X | WAT
Conventional Hydroelectric.WAT | hydro | TRUE | 19400 | USACE Northwestern Division | 3076 | Cougar | OR | Lane | 2 | Conventional Hydroelectric | HY |  | S | 13 | 0.95 | 13 | 13 | 12.5 | N |  |  | N | Electric Utility | 1 | X | WAT
Conventional Hydroelectric.WAT | hydro | TRUE | 19400 | USACE Northwestern Division | 3077 | Detroit | OR | Marion | 1 | Conventional Hydroelectric | HY |  | S | 50 | 0.9 | 50 | 50 | 50 | N |  |  | N | Electric Utility | 1 | X | WAT
Conventional Hydroelectric.WAT | hydro | TRUE | 19400 | USACE Northwestern Division | 3077 | Detroit | OR | Marion | 2 | Conventional Hydroelectric | HY |  | S | 50 | 0.9 | 50 | 50 | 50 | N |  |  | N | Electric Utility | 1 | X | WAT
Conventional Hydroelectric.WAT | hydro | TRUE | 19400 | USACE Northwestern Division | 3078 | Dexter | OR | Lane | 1 | Conventional Hydroelectric | HY |  | S | 15 | 1 | 15 | 15 | 15 | N |  |  | N | Electric Utility | 1 | X | WAT
Conventional Hydroelectric.WAT | hydro | TRUE | 19400 | USACE Northwestern Division | 3080 | Green Peter | OR | Linn | 1 | Conventional Hydroelectric | HY |  | S | 40 | 0.95 | 40 | 40 | 40 | N |  |  | N | Electric Utility | 1 | X | WAT
Conventional Hydroelectric.WAT | hydro | TRUE | 19400 | USACE Northwestern Division | 3080 | Green Peter | OR | Linn | 2 | Conventional Hydroelectric | HY |  | S | 40 | 0.95 | 40 | 40 | 40 | N |  |  | N | Electric Utility | 1 | X | WAT
Conventional Hydroelectric.WAT | hydro | TRUE | 19400 | USACE Northwestern Division | 3081 | Hills Creek | OR | Lane | 1 | Conventional Hydroelectric | HY |  | S | 15 | 0.95 | 15 | 15 | 15 | N |  |  | N | Electric Utility | 1 | X | WAT
Conventional Hydroelectric.WAT | hydro | TRUE | 19400 | USACE Northwestern Division | 3081 | Hills Creek | OR | Lane | 2 | Conventional Hydroelectric | HY |  | S | 15 | 0.95 | 15 | 15 | 15 | N |  |  | N | Electric Utility | 1 | X | WAT
Conventional Hydroelectric.WAT | hydro | TRUE | 19400 | USACE Northwestern Division | 3082 | John Day | OR | Sherman | 1 | Conventional Hydroelectric | HY |  | S | 135 | 0.95 | 135 | 135 | 52 | N |  |  | N | Electric Utility | 1 | X | WAT
Conventional Hydroelectric.WAT | hydro | TRUE | 19400 | USACE Northwestern Division | 3082 | John Day | OR | Sherman | 10 | Conventional Hydroelectric | HY |  | S | 135 | 0.95 | 135 | 135 | 52 | N |  |  | N | Electric Utility | 1 | X | WAT
Conventional Hydroelectric.WAT | hydro | TRUE | 19400 | USACE Northwestern Division | 3082 | John Day | OR | Sherman | 11 | Conventional Hydroelectric | HY |  | S | 135 | 0.95 | 118 | 118 | 52 | N |  |  | N | Electric Utility | 1 | X | WAT
Conventional Hydroelectric.WAT | hydro | TRUE | 19400 | USACE Northwestern Division | 3082 | John Day | OR | Sherman | 12 | Conventional Hydroelectric | HY |  | S | 135 | 0.95 | 118 | 118 | 52 | N |  |  | N | Electric Utility | 1 | X | WAT
Conventional Hydroelectric.WAT | hydro | TRUE | 19400 | USACE Northwestern Division | 3082 | John Day | OR | Sherman | 13 | Conventional Hydroelectric | HY |  | S | 135 | 0.95 | 135 | 135 | 52 | N |  |  | N | Electric Utility | 1 | X | WAT
Conventional Hydroelectric.WAT | hydro | TRUE | 19400 | USACE Northwestern Division | 3082 | John Day | OR | Sherman | 14 | Conventional Hydroelectric | HY |  | S | 135 | 0.95 | 118 | 118 | 52 | N |  |  | N | Electric Utility | 1 | X | WAT
Conventional Hydroelectric.WAT | hydro | TRUE | 19400 | USACE Northwestern Division | 3082 | John Day | OR | Sherman | 15 | Conventional Hydroelectric | HY |  | S | 135 | 0.95 | 135 | 135 | 52 | N |  |  | N | Electric Utility | 1 | X | WAT
Conventional Hydroelectric.WAT | hydro | TRUE | 19400 | USACE Northwestern Division | 3082 | John Day | OR | Sherman | 16 | Conventional Hydroelectric | HY |  | S | 135 | 0.95 | 135 | 135 | 52 | N |  |  | N | Electric Utility | 1 | X | WAT
Conventional Hydroelectric.WAT | hydro | TRUE | 19400 | USACE Northwestern Division | 3082 | John Day | OR | Sherman | 2 | Conventional Hydroelectric | HY |  | S | 135 | 0.95 | 135 | 135 | 52 | N |  |  | N | Electric Utility | 1 | X | WAT
Conventional Hydroelectric.WAT | hydro | TRUE | 19400 | USACE Northwestern Division | 3082 | John Day | OR | Sherman | 3 | Conventional Hydroelectric | HY |  | S | 135 | 0.95 | 129 | 129 | 52 | N |  |  | N | Electric Utility | 1 | X | WAT
Conventional Hydroelectric.WAT | hydro | TRUE | 19400 | USACE Northwestern Division | 3082 | John Day | OR | Sherman | 4 | Conventional Hydroelectric | HY |  | S | 135 | 0.95 | 118 | 118 | 52 | N |  |  | N | Electric Utility | 1 | X | WAT
Conventional Hydroelectric.WAT | hydro | TRUE | 19400 | USACE Northwestern Division | 3082 | John Day | OR | Sherman | 5 | Conventional Hydroelectric | HY |  | S | 135 | 0.95 | 135 | 135 | 52 | N |  |  | N | Electric Utility | 1 | X | WAT
Conventional Hydroelectric.WAT | hydro | TRUE | 19400 | USACE Northwestern Division | 3082 | John Day | OR | Sherman | 6 | Conventional Hydroelectric | HY |  | S | 135 | 0.95 | 135 | 135 | 52 | N |  |  | N | Electric Utility | 1 | X | WAT
Conventional Hydroelectric.WAT | hydro | TRUE | 19400 | USACE Northwestern Division | 3082 | John Day | OR | Sherman | 7 | Conventional Hydroelectric | HY |  | S | 135 | 0.95 | 135 | 135 | 52 | N |  |  | N | Electric Utility | 1 | X | WAT
Conventional Hydroelectric.WAT | hydro | TRUE | 19400 | USACE Northwestern Division | 3082 | John Day | OR | Sherman | 8 | Conventional Hydroelectric | HY |  | S | 135 | 0.95 | 118 | 118 | 52 | N |  |  | N | Electric Utility | 1 | X | WAT
Conventional Hydroelectric.WAT | hydro | TRUE | 19400 | USACE Northwestern Division | 3082 | John Day | OR | Sherman | 9 | Conventional Hydroelectric | HY |  | S | 135 | 0.95 | 118 | 118 | 52 | N |  |  | N | Electric Utility | 1 | X | WAT
Conventional Hydroelectric.WAT | hydro | TRUE | 19400 | USACE Northwestern Division | 3083 | Lookout Point | OR | Lane | 1 | Conventional Hydroelectric | HY |  | S | 40 | 0.95 | 40 | 40 | 40 | N |  |  | N | Electric Utility | 1 | X | WAT
Conventional Hydroelectric.WAT | hydro | TRUE | 19400 | USACE Northwestern Division | 3083 | Lookout Point | OR | Lane | 2 | Conventional Hydroelectric | HY |  | S | 40 | 0.95 | 40 | 40 | 40 | N |  |  | N | Electric Utility | 1 | X | WAT
Conventional Hydroelectric.WAT | hydro | TRUE | 19400 | USACE Northwestern Division | 3083 | Lookout Point | OR | Lane | 3 | Conventional Hydroelectric | HY |  | S | 40 | 0.95 | 40 | 40 | 40 | N |  |  | N | Electric Utility | 1 | X | WAT
Conventional Hydroelectric.WAT | hydro | TRUE | 19400 | USACE Northwestern Division | 3084 | McNary | OR | Umatilla | 1 | Conventional Hydroelectric | HY |  | S | 70 | 0.95 | 70 | 70 | 23.8 | N |  |  | N | Electric Utility | 1 | X | WAT
Conventional Hydroelectric.WAT | hydro | TRUE | 19400 | USACE Northwestern Division | 3084 | McNary | OR | Umatilla | 10 | Conventional Hydroelectric | HY |  | S | 70 | 0.95 | 70 | 70 | 23.8 | N |  |  | N | Electric Utility | 1 | X | WAT
Conventional Hydroelectric.WAT | hydro | TRUE | 19400 | USACE Northwestern Division | 3084 | McNary | OR | Umatilla | 11 | Conventional Hydroelectric | HY |  | S | 70 | 0.95 | 70 | 70 | 23.8 | N |  |  | N | Electric Utility | 1 | X | WAT
Conventional Hydroelectric.WAT | hydro | TRUE | 19400 | USACE Northwestern Division | 3084 | McNary | OR | Umatilla | 12 | Conventional Hydroelectric | HY |  | S | 70 | 0.95 | 70 | 70 | 23.8 | N |  |  | N | Electric Utility | 1 | X | WAT
Conventional Hydroelectric.WAT | hydro | TRUE | 19400 | USACE Northwestern Division | 3084 | McNary | OR | Umatilla | 13 | Conventional Hydroelectric | HY |  | S | 70 | 0.95 | 70 | 70 | 23.8 | N |  |  | N | Electric Utility | 1 | X | WAT
Conventional Hydroelectric.WAT | hydro | TRUE | 19400 | USACE Northwestern Division | 3084 | McNary | OR | Umatilla | 14 | Conventional Hydroelectric | HY |  | S | 80.5 | 0.95 | 80.5 | 80.5 | 23.8 | N |  |  | N | Electric Utility | 1 | X | WAT
Conventional Hydroelectric.WAT | hydro | TRUE | 19400 | USACE Northwestern Division | 3084 | McNary | OR | Umatilla | 2 | Conventional Hydroelectric | HY |  | S | 70 | 0.95 | 70 | 70 | 23.8 | N |  |  | N | Electric Utility | 1 | X | WAT
Conventional Hydroelectric.WAT | hydro | TRUE | 19400 | USACE Northwestern Division | 3084 | McNary | OR | Umatilla | 3 | Conventional Hydroelectric | HY |  | S | 70 | 0.95 | 70 | 70 | 23.8 | N |  |  | N | Electric Utility | 1 | X | WAT
Conventional Hydroelectric.WAT | hydro | TRUE | 19400 | USACE Northwestern Division | 3084 | McNary | OR | Umatilla | 4 | Conventional Hydroelectric | HY |  | S | 70 | 0.95 | 70 | 70 | 23.8 | N |  |  | N | Electric Utility | 1 | X | WAT
Conventional Hydroelectric.WAT | hydro | TRUE | 19400 | USACE Northwestern Division | 3084 | McNary | OR | Umatilla | 5 | Conventional Hydroelectric | HY |  | S | 70 | 0.95 | 58 | 58 | 23.8 | N |  |  | N | Electric Utility | 1 | X | WAT
Conventional Hydroelectric.WAT | hydro | TRUE | 19400 | USACE Northwestern Division | 3084 | McNary | OR | Umatilla | 6 | Conventional Hydroelectric | HY |  | S | 70 | 0.95 | 58 | 58 | 23.8 | N |  |  | N | Electric Utility | 1 | X | WAT
Conventional Hydroelectric.WAT | hydro | TRUE | 19400 | USACE Northwestern Division | 3084 | McNary | OR | Umatilla | 7 | Conventional Hydroelectric | HY |  | S | 70 | 0.95 | 70 | 70 | 23.8 | N |  |  | N | Electric Utility | 1 | X | WAT
Conventional Hydroelectric.WAT | hydro | TRUE | 19400 | USACE Northwestern Division | 3084 | McNary | OR | Umatilla | 8 | Conventional Hydroelectric | HY |  | S | 70 | 0.95 | 70 | 70 | 23.8 | N |  |  | N | Electric Utility | 1 | X | WAT
Conventional Hydroelectric.WAT | hydro | TRUE | 19400 | USACE Northwestern Division | 3084 | McNary | OR | Umatilla | 9 | Conventional Hydroelectric | HY |  | S | 70 | 0.95 | 70 | 70 | 23.8 | N |  |  | N | Electric Utility | 1 | X | WAT
Petroleum Liquids.DFO | petroleum | TRUE | 63032 | Brunot Island Power, LLC | 3096 | Brunot Island | PA | Allegheny | 1A | Petroleum Liquids | GT |  | S | 25.5 | 0.85 | 18.1 | 15 | 15 | N |  |  | N | IPP Non-CHP | 2 | X | DFO
Natural Gas Fired Combined Cycle.NG | natural gas combined cycle | TRUE | 63032 | Brunot Island Power, LLC | 3096 | Brunot Island | PA | Allegheny | 2A | Natural Gas Fired Combined Cycle | CT | BICC | S | 65.3 | 0.9 | 47.4 | 54 | 30 | N |  |  | N | IPP Non-CHP | 2 | X | NG
Natural Gas Fired Combined Cycle.NG | natural gas combined cycle | TRUE | 63032 | Brunot Island Power, LLC | 3096 | Brunot Island | PA | Allegheny | 2B | Natural Gas Fired Combined Cycle | CT | BICC | S | 65.3 | 0.9 | 47 | 56.7 | 30 | N |  |  | N | IPP Non-CHP | 2 | X | NG
Natural Gas Fired Combined Cycle.NG | natural gas combined cycle | TRUE | 63032 | Brunot Island Power, LLC | 3096 | Brunot Island | PA | Allegheny | 3 | Natural Gas Fired Combined Cycle | CT | BICC | S | 65.3 | 0.9 | 47.5 | 57.7 | 30 | N |  |  | N | IPP Non-CHP | 2 | X | NG
Natural Gas Fired Combined Cycle.NG | natural gas combined cycle | TRUE | 63032 | Brunot Island Power, LLC | 3096 | Brunot Island | PA | Allegheny | ST4 | Natural Gas Fired Combined Cycle | CA | BICC | S | 144 | 0.9 | 101.6 | 101 | 32 | N |  |  | N | IPP Non-CHP | 2 | X | NG
Petroleum Liquids.DFO | petroleum | TRUE | 63035 | Hamilton Power, LLC | 3109 | Hamilton (PA) | PA | Adams | 1 | Petroleum Liquids | GT |  | S | 19.6 | 0.85 | 20.4 | 24 | 18 | N |  |  | N | IPP Non-CHP | 2 | X | DFO
Natural Gas Fired Combustion Turbine.NG | natural gas peaker | TRUE | 63036 | Hunterstown Power, LLC | 3110 | Hunterstown | PA | Adams | 1 | Natural Gas Fired Combustion Turbine | GT |  | S | 20 | 0.85 | 21 | 20 | 18 | N |  |  | N | IPP Non-CHP | 2 | X | NG | DFO
Natural Gas Fired Combustion Turbine.NG | natural gas peaker | TRUE | 63036 | Hunterstown Power, LLC | 3110 | Hunterstown | PA | Adams | 2 | Natural Gas Fired Combustion Turbine | GT |  | S | 20 | 0.85 | 21.5 | 20 | 17 | N |  |  | N | IPP Non-CHP | 2 | X | NG | DFO
Natural Gas Fired Combustion Turbine.NG | natural gas peaker | TRUE | 63036 | Hunterstown Power, LLC | 3110 | Hunterstown | PA | Adams | 3 | Natural Gas Fired Combustion Turbine | GT |  | S | 20 | 0.85 | 21.5 | 20 | 18 | N |  |  | N | IPP Non-CHP | 2 | X | NG | DFO
Petroleum Liquids.DFO | petroleum | TRUE | 63037 | Mountain Power, LLC | 3111 | Mountain | PA | Cumberland | 1 | Petroleum Liquids | GT |  | S | 27 | 0.85 | 19.5 | 25 | 18 | N |  |  | N | IPP Non-CHP | 2 | X | DFO | NG
Petroleum Liquids.DFO | petroleum | TRUE | 63037 | Mountain Power, LLC | 3111 | Mountain | PA | Cumberland | 2 | Petroleum Liquids | GT |  | S | 27 | 0.85 | 20.6 | 25 | 18 | N |  |  | N | IPP Non-CHP | 2 | X | DFO | NG
Petroleum Liquids.DFO | petroleum | TRUE | 63038 | Orrtanna Power, LLC | 3112 | Orrtanna | PA | Adams | 1 | Petroleum Liquids | GT |  | S | 27 | 0.85 | 20.2 | 26 | 18 | N |  |  | N | IPP Non-CHP | 2 | X | DFO
Petroleum Liquids.DFO | petroleum | TRUE | 63039 | Portland Power, LLC | 3113 | Portland (PA) | PA | Northampton | 3 | Petroleum Liquids | GT |  | S | 18 | 0.85 | 16 | 15 | 13 | N |  |  | N | IPP Non-CHP | 2 | X | DFO | NG
Petroleum Liquids.DFO | petroleum | TRUE | 63039 | Portland Power, LLC | 3113 | Portland (PA) | PA | Northampton | 4 | Petroleum Liquids | GT |  | S | 20 | 0.85 | 21 | 20 | 17 | N |  |  | N | IPP Non-CHP | 2 | X | DFO | NG
Petroleum Liquids.DFO | petroleum | TRUE | 63039 | Portland Power, LLC | 3113 | Portland (PA) | PA | Northampton | 5 | Petroleum Liquids | GT |  | S | 156 | 0.85 | 140.5 | 155 | 90 | N |  |  | N | IPP Non-CHP | 2 | X | DFO
Petroleum Liquids.DFO | petroleum | TRUE | 63040 | Shawnee Power, LLC | 3114 | Shawnee (PA) | PA | Monroe | 1 | Petroleum Liquids | GT |  | S | 20 | 0.85 | 20.6 | 24 | 17 | N |  |  | N | IPP Non-CHP | 2 | X | DFO
Petroleum Liquids.DFO | petroleum | TRUE | 63041 | Titus Power, LLC | 3115 | Titus | PA | Berks | 4 | Petroleum Liquids | GT |  | S | 18 | 0.85 | 15 | 17 | 13 | N |  |  | N | IPP Non-CHP | 2 | X | DFO
Petroleum Liquids.DFO | petroleum | TRUE | 63041 | Titus Power, LLC | 3115 | Titus | PA | Berks | 5 | Petroleum Liquids | GT |  | S | 18 | 0.85 | 16.1 | 18 | 13 | N |  |  | N | IPP Non-CHP | 2 | X | DFO
Petroleum Liquids.DFO | petroleum | TRUE | 63042 | Tolna Power, LLC | 3116 | Tolna | PA | York | 1 | Petroleum Liquids | GT |  | S | 27 | 0.85 | 21 | 25 | 18 | N |  |  | N | IPP Non-CHP | 2 | X | DFO
Petroleum Liquids.DFO | petroleum | TRUE | 63042 | Tolna Power, LLC | 3116 | Tolna | PA | York | 2 | Petroleum Liquids | GT |  | S | 27 | 0.85 | 20.2 | 25 | 18 | N |  |  | N | IPP Non-CHP | 2 | X | DFO
Conventional Hydroelectric.WAT | hydro | TRUE | 57280 | Eagle Creek Renewable Energy, LLC | 3117 | York Haven | PA | York | 1 | Conventional Hydroelectric | HY |  | W | 19.6 | 0.95 | 19 | 19 | 1 | N |  |  | N | IPP Non-CHP | 2 | X | WAT
Conventional Steam Coal.BIT | hard coal | TRUE | 63047 | KeyCon Operating LLC | 3118 | Conemaugh | PA | Indiana | 1 | Conventional Steam Coal | ST |  | J | 975.5 | 0.9 | 850 | 850 | 325 | N |  |  | N | IPP Non-CHP | 2 | X | BIT | NG
Conventional Steam Coal.BIT | hard coal | TRUE | 63047 | KeyCon Operating LLC | 3118 | Conemaugh | PA | Indiana | 2 | Conventional Steam Coal | ST |  | J | 975.5 | 0.9 | 850 | 850 | 325 | N |  |  | N | IPP Non-CHP | 2 | X | BIT | NG
Petroleum Liquids.DFO | petroleum | TRUE | 63047 | KeyCon Operating LLC | 3118 | Conemaugh | PA | Indiana | A | Petroleum Liquids | IC |  | J | 3 | 0.8 | 2.8 | 2.8 | 2.8 | N |  |  | N | IPP Non-CHP | 2 | X | DFO
Petroleum Liquids.DFO | petroleum | TRUE | 63047 | KeyCon Operating LLC | 3118 | Conemaugh | PA | Indiana | B | Petroleum Liquids | IC |  | J | 3 | 0.8 | 2.8 | 2.8 | 2.8 | N |  |  | N | IPP Non-CHP | 2 | X | DFO
Petroleum Liquids.DFO | petroleum | TRUE | 63047 | KeyCon Operating LLC | 3118 | Conemaugh | PA | Indiana | C | Petroleum Liquids | IC |  | J | 3 | 0.8 | 2.8 | 2.8 | 2.8 | N |  |  | N | IPP Non-CHP | 2 | X | DFO
Petroleum Liquids.DFO | petroleum | TRUE | 63047 | KeyCon Operating LLC | 3118 | Conemaugh | PA | Indiana | D | Petroleum Liquids | IC |  | J | 3 | 0.8 | 2.8 | 2.8 | 2.8 | N |  |  | N | IPP Non-CHP | 2 | X | DFO
Natural Gas Fired Combustion Turbine.NG | natural gas peaker | TRUE | 63043 | Blossburg Power, LLC | 3120 | Blossburg | PA | Tioga | 1 | Natural Gas Fired Combustion Turbine | GT |  | S | 24 | 0.85 | 20.9 | 19 | 16 | N |  |  | N | IPP Non-CHP | 2 | X | NG
Conventional Steam Coal.BIT | hard coal | TRUE | 58615 | NRG Homer City Services LLC | 3122 | Homer City Generating Station | PA | Indiana | 1 | Conventional Steam Coal | ST |  | J | 660 | 0.9 | 626.1 | 631.2 | 285 | N |  |  | N | IPP Non-CHP | 2 | X | BIT
Conventional Steam Coal.BIT | hard coal | TRUE | 58615 | NRG Homer City Services LLC | 3122 | Homer City Generating Station | PA | Indiana | 2 | Conventional Steam Coal | ST |  | J | 660 | 0.9 | 613.3 | 618.5 | 290 | N |  |  | N | IPP Non-CHP | 2 | X | BIT
Conventional Steam Coal.BIT | hard coal | TRUE | 58615 | NRG Homer City Services LLC | 3122 | Homer City Generating Station | PA | Indiana | 3 | Conventional Steam Coal | ST |  | J | 692 | 0.95 | 648.9 | 665.4 | 300 | N |  |  | N | IPP Non-CHP | 2 | X | BIT
Conventional Hydroelectric.WAT | hydro | TRUE | 54679 | BP Piney & Deep Creek LLC | 3124 | Piney | PA | Clarion | 1 | Conventional Hydroelectric | HY |  | S | 10 | 0.8 | 11.8 | 11.8 | 4 | N |  |  | N | IPP Non-CHP | 2 | X | WAT
Conventional Hydroelectric.WAT | hydro | TRUE | 54679 | BP Piney & Deep Creek LLC | 3124 | Piney | PA | Clarion | 2 | Conventional Hydroelectric | HY |  | S | 10 | 0.8 | 11.8 | 11.8 | 4 | N |  |  | N | IPP Non-CHP | 2 | X | WAT
Conventional Hydroelectric.WAT | hydro | TRUE | 54679 | BP Piney & Deep Creek LLC | 3124 | Piney | PA | Clarion | 3 | Conventional Hydroelectric | HY |  | S | 10 | 0.8 | 9.6 | 9.6 | 3 | N |  |  | N | IPP Non-CHP | 2 | X | WAT
Conventional Steam Coal.WC | hard coal | TRUE | 61781 | Seward Generating LLC | 3130 | Seward (PA) | PA | Indiana | FB1 | Conventional Steam Coal | ST |  | W | 585 | 0.9 | 521 | 521 | 200 | N |  |  | N | IPP Non-CHP | 2 | X | WC | DFO
Natural Gas Steam Turbine.NG | natural gas steam turbine | TRUE | 63044 | Shawville Power, LLC | 3131 | Shawville | PA | Clearfield | 1 | Natural Gas Steam Turbine | ST |  | S | 125 | 0.8 | 122.3 | 122 | 30 | N |  |  | N | IPP Non-CHP | 2 | X | NG
Natural Gas Steam Turbine.NG | natural gas steam turbine | TRUE | 63044 | Shawville Power, LLC | 3131 | Shawville | PA | Clearfield | 2 | Natural Gas Steam Turbine | ST |  | S | 125 | 0.8 | 124.7 | 124.7 | 31 | N |  |  | N | IPP Non-CHP | 2 | X | NG
Natural Gas Steam Turbine.NG | natural gas steam turbine | TRUE | 63044 | Shawville Power, LLC | 3131 | Shawville | PA | Clearfield | 3 | Natural Gas Steam Turbine | ST |  | S | 188 | 0.85 | 174 | 172 | 59 | N |  |  | N | IPP Non-CHP | 2 | X | NG
Natural Gas Steam Turbine.NG | natural gas steam turbine | TRUE | 63044 | Shawville Power, LLC | 3131 | Shawville | PA | Clearfield | 4 | Natural Gas Steam Turbine | ST |  | S | 188 | 0.85 | 175 | 171 | 59 | N |  |  | N | IPP Non-CHP | 2 | X | NG
Petroleum Liquids.DFO | petroleum | TRUE | 63044 | Shawville Power, LLC | 3131 | Shawville | PA | Clearfield | 5 | Petroleum Liquids | IC |  | S | 2 | 0.8 | 2 | 2 | 2 | N |  |  | N | IPP Non-CHP | 2 | X | DFO
Petroleum Liquids.DFO | petroleum | TRUE | 63044 | Shawville Power, LLC | 3131 | Shawville | PA | Clearfield | 6 | Petroleum Liquids | IC |  | S | 2 | 0.8 | 2 | 2 | 2 | N |  |  | N | IPP Non-CHP | 2 | X | DFO
Petroleum Liquids.DFO | petroleum | TRUE | 63044 | Shawville Power, LLC | 3131 | Shawville | PA | Clearfield | 7 | Petroleum Liquids | IC |  | S | 2 | 0.8 | 2 | 2 | 2 | N |  |  | N | IPP Non-CHP | 2 | X | DFO
Natural Gas Fired Combustion Turbine.NG | natural gas peaker | TRUE | 63045 | Warren Generation, LLC | 3132 | Warren | PA | Warren | 3 | Natural Gas Fired Combustion Turbine | GT |  | S | 53.1 | 0.85 | 62 | 50.1 | 5 | N |  |  | N | IPP Non-CHP | 2 | X | NG | DFO
Conventional Steam Coal.BIT | hard coal | TRUE | 63047 | KeyCon Operating LLC | 3136 | Keystone | PA | Armstrong | 1 | Conventional Steam Coal | ST |  | J | 936 | 0.9 | 850 | 850 | 350 | N |  |  | N | IPP Non-CHP | 2 | X | BIT | DFO
Conventional Steam Coal.BIT | hard coal | TRUE | 63047 | KeyCon Operating LLC | 3136 | Keystone | PA | Armstrong | 2 | Conventional Steam Coal | ST |  | J | 936 | 0.9 | 850 | 850 | 350 | N |  |  | N | IPP Non-CHP | 2 | X | BIT | DFO
Petroleum Liquids.DFO | petroleum | TRUE | 63047 | KeyCon Operating LLC | 3136 | Keystone | PA | Armstrong | 3 | Petroleum Liquids | IC |  | J | 2.5 | 0.8 | 2.8 | 2.8 | 2.8 | N |  |  | N | IPP Non-CHP | 2 | X | DFO
Petroleum Liquids.DFO | petroleum | TRUE | 63047 | KeyCon Operating LLC | 3136 | Keystone | PA | Armstrong | 4 | Petroleum Liquids | IC |  | J | 2.9 | 0.8 | 2.8 | 2.8 | 2.8 | N |  |  | N | IPP Non-CHP | 2 | X | DFO
Petroleum Liquids.DFO | petroleum | TRUE | 63047 | KeyCon Operating LLC | 3136 | Keystone | PA | Armstrong | 5 | Petroleum Liquids | IC |  | J | 2.9 | 0.8 | 2.8 | 2.8 | 2.8 | N |  |  | N | IPP Non-CHP | 2 | X | DFO
Petroleum Liquids.DFO | petroleum | TRUE | 63047 | KeyCon Operating LLC | 3136 | Keystone | PA | Armstrong | 6 | Petroleum Liquids | IC |  | J | 2.9 | 0.8 | 2.8 | 2.8 | 2.8 | N |  |  | N | IPP Non-CHP | 2 | X | DFO
Natural Gas Steam Turbine.NG | natural gas steam turbine | TRUE | 63031 | New Castle Power, LLC | 3138 | New Castle Plant | PA | Lawrence | 3 | Natural Gas Steam Turbine | ST |  | S | 98 | 0.85 | 92.3 | 93 | 20 | N |  |  | N | IPP Non-CHP | 2 | X | NG
Natural Gas Steam Turbine.NG | natural gas steam turbine | TRUE | 63031 | New Castle Power, LLC | 3138 | New Castle Plant | PA | Lawrence | 4 | Natural Gas Steam Turbine | ST |  | S | 114 | 0.85 | 93 | 92 | 25 | N |  |  | N | IPP Non-CHP | 2 | X | NG
Natural Gas Steam Turbine.NG | natural gas steam turbine | TRUE | 63031 | New Castle Power, LLC | 3138 | New Castle Plant | PA | Lawrence | 5 | Natural Gas Steam Turbine | ST |  | S | 136 | 0.85 | 141 | 135 | 35 | N |  |  | N | IPP Non-CHP | 2 | X | NG
Petroleum Liquids.DFO | petroleum | TRUE | 63031 | New Castle Power, LLC | 3138 | New Castle Plant | PA | Lawrence | EMDA | Petroleum Liquids | IC |  | S | 3.2 | 0.8 | 2.5 | 2.5 | 1 | N |  |  | N | IPP Non-CHP | 2 | X | DFO
Petroleum Liquids.DFO | petroleum | TRUE | 63031 | New Castle Power, LLC | 3138 | New Castle Plant | PA | Lawrence | EMDB | Petroleum Liquids | IC |  | S | 3.2 | 0.8 | 2.5 | 2.5 | 1 | N |  |  | N | IPP Non-CHP | 2 | X | DFO
Natural Gas Steam Turbine.NG | natural gas steam turbine | TRUE | 15537 | Brunner Island LLC | 3140 | Brunner Island | PA | York | 1 | Natural Gas Steam Turbine | ST |  | S | 363.3 | 0.9 | 306 | 306 | 122 | N |  |  | N | IPP Non-CHP | 2 | X | NG | BIT
Natural Gas Steam Turbine.NG | natural gas steam turbine | TRUE | 15537 | Brunner Island LLC | 3140 | Brunner Island | PA | York | 2 | Natural Gas Steam Turbine | ST |  | S | 405 | 0.9 | 363 | 363 | 126 | N |  |  | N | IPP Non-CHP | 2 | X | NG | BIT
Natural Gas Steam Turbine.NG | natural gas steam turbine | TRUE | 15537 | Brunner Island LLC | 3140 | Brunner Island | PA | York | 3 | Natural Gas Steam Turbine | ST |  | S | 847.8 | 0.97 | 742 | 742 | 365 | N |  |  | N | IPP Non-CHP | 2 | X | NG | BIT
Conventional Hydroelectric.WAT | hydro | TRUE | 60416 | BIF III Holtwood LLC | 3145 | Holtwood | PA | Lancaster | HW1 | Conventional Hydroelectric | HY |  | S | 10.4 | 1 | 10 | 10 | 3 | N |  |  | N | IPP Non-CHP | 2 | X | WAT
Conventional Hydroelectric.WAT | hydro | TRUE | 60416 | BIF III Holtwood LLC | 3145 | Holtwood | PA | Lancaster | HW10 | Conventional Hydroelectric | HY |  | S | 12 | 1 | 13.2 | 13.2 | 4 | N |  |  | N | IPP Non-CHP | 2 | X | WAT
Conventional Hydroelectric.WAT | hydro | TRUE | 60416 | BIF III Holtwood LLC | 3145 | Holtwood | PA | Lancaster | HW11 | Conventional Hydroelectric | HY |  | S | 1.4 | 1 | 1.2 | 1.2 | 1 | N |  |  | N | IPP Non-CHP | 2 | X | WAT
Conventional Hydroelectric.WAT | hydro | TRUE | 60416 | BIF III Holtwood LLC | 3145 | Holtwood | PA | Lancaster | HW13 | Conventional Hydroelectric | HY |  | S | 1.4 | 1 | 1.2 | 1.2 | 1 | N |  |  | N | IPP Non-CHP | 2 | X | WAT
Conventional Hydroelectric.WAT | hydro | TRUE | 60416 | BIF III Holtwood LLC | 3145 | Holtwood | PA | Lancaster | HW18 | Conventional Hydroelectric | HY |  | S | 66 | 1 | 64.6 | 64.6 | 25 | N |  |  | N | IPP Non-CHP | 2 | X | WAT
Conventional Hydroelectric.WAT | hydro | TRUE | 60416 | BIF III Holtwood LLC | 3145 | Holtwood | PA | Lancaster | HW19 | Conventional Hydroelectric | HY |  | S | 66 | 1 | 64.6 | 64.6 | 25 | N |  |  | N | IPP Non-CHP | 2 | X | WAT
Conventional Hydroelectric.WAT | hydro | TRUE | 60416 | BIF III Holtwood LLC | 3145 | Holtwood | PA | Lancaster | HW2 | Conventional Hydroelectric | HY |  | S | 10.4 | 1 | 11.7 | 11.7 | 4 | N |  |  | N | IPP Non-CHP | 2 | X | WAT
Conventional Hydroelectric.WAT | hydro | TRUE | 60416 | BIF III Holtwood LLC | 3145 | Holtwood | PA | Lancaster | HW3 | Conventional Hydroelectric | HY |  | S | 13.5 | 1 | 12.7 | 12.7 | 4 | N |  |  | N | IPP Non-CHP | 2 | X | WAT
Conventional Hydroelectric.WAT | hydro | TRUE | 60416 | BIF III Holtwood LLC | 3145 | Holtwood | PA | Lancaster | HW4 | Conventional Hydroelectric | HY |  | S | 10.4 | 1 | 11.2 | 11.2 | 7 | N |  |  | N | IPP Non-CHP | 2 | X | WAT
Conventional Hydroelectric.WAT | hydro | TRUE | 60416 | BIF III Holtwood LLC | 3145 | Holtwood | PA | Lancaster | HW5 | Conventional Hydroelectric | HY |  | S | 10.4 | 1 | 12.1 | 12.1 | 7 | N |  |  | N | IPP Non-CHP | 2 | X | WAT
Conventional Hydroelectric.WAT | hydro | TRUE | 60416 | BIF III Holtwood LLC | 3145 | Holtwood | PA | Lancaster | HW6 | Conventional Hydroelectric | HY |  | S | 10.4 | 1 | 12.5 | 12.5 | 4 | N |  |  | N | IPP Non-CHP | 2 | X | WAT
Conventional Hydroelectric.WAT | hydro | TRUE | 60416 | BIF III Holtwood LLC | 3145 | Holtwood | PA | Lancaster | HW7 | Conventional Hydroelectric | HY |  | S | 10.4 | 1 | 10.3 | 10.3 | 7 | N |  |  | N | IPP Non-CHP | 2 | X | WAT
Conventional Hydroelectric.WAT | hydro | TRUE | 60416 | BIF III Holtwood LLC | 3145 | Holtwood | PA | Lancaster | HW8 | Conventional Hydroelectric | HY |  | S | 11.4 | 1 | 10.5 | 10.5 | 4 | N |  |  | N | IPP Non-CHP | 2 | X | WAT
Conventional Hydroelectric.WAT | hydro | TRUE | 60416 | BIF III Holtwood LLC | 3145 | Holtwood | PA | Lancaster | HW9 | Conventional Hydroelectric | HY |  | S | 13.2 | 1 | 13.2 | 13.2 | 4 | N |  |  | N | IPP Non-CHP | 2 | X | WAT
Natural Gas Steam Turbine.NG | natural gas steam turbine | TRUE | 15276 | TalenEnergy Martins Creek LLC | 3148 | TalenEnergy Martins Creek | PA | Northampton | 3 | Natural Gas Steam Turbine | ST |  | W | 850.5 | 0.9 | 850 | 850 | 165 | N |  |  | N | IPP Non-CHP | 2 | X | NG | RFO | DFO
Natural Gas Steam Turbine.NG | natural gas steam turbine | TRUE | 15276 | TalenEnergy Martins Creek LLC | 3148 | TalenEnergy Martins Creek | PA | Northampton | 4 | Natural Gas Steam Turbine | ST |  | W | 850.5 | 0.9 | 850 | 850 | 165 | N |  |  | N | IPP Non-CHP | 2 | X | NG | RFO | DFO
Natural Gas Fired Combustion Turbine.NG | natural gas peaker | TRUE | 15276 | TalenEnergy Martins Creek LLC | 3148 | TalenEnergy Martins Creek | PA | Northampton | CTG1 | Natural Gas Fired Combustion Turbine | GT |  | W | 23.6 | 0.9 | 18 | 18 | 18 | N | 6 | 2023 | N | IPP Non-CHP | 2 | X | NG
Natural Gas Fired Combustion Turbine.NG | natural gas peaker | TRUE | 15276 | TalenEnergy Martins Creek LLC | 3148 | TalenEnergy Martins Creek | PA | Northampton | CTG2 | Natural Gas Fired Combustion Turbine | GT |  | W | 23.6 | 0.9 | 17.3 | 17.3 | 17.3 | N | 6 | 2023 | N | IPP Non-CHP | 2 | X | NG
Natural Gas Fired Combustion Turbine.NG | natural gas peaker | TRUE | 15276 | TalenEnergy Martins Creek LLC | 3148 | TalenEnergy Martins Creek | PA | Northampton | CTG4 | Natural Gas Fired Combustion Turbine | GT |  | W | 23.6 | 0.9 | 17.2 | 17.2 | 17.2 | N | 6 | 2023 | N | IPP Non-CHP | 2 | X | NG
Conventional Steam Coal.BIT | hard coal | TRUE | 15534 | TalenEnergy Montour LLC | 3149 | TalenEnergy Montour | PA | Montour | 1 | Conventional Steam Coal | ST |  | S | 864.9 | 0.93 | 752 | 752 | 338 | N |  |  | N | IPP Non-CHP | 2 | X | BIT | DFO
Conventional Steam Coal.BIT | hard coal | TRUE | 15534 | TalenEnergy Montour LLC | 3149 | TalenEnergy Montour | PA | Montour | 2 | Conventional Steam Coal | ST |  | S | 893 | 0.94 | 752 | 752 | 342 | N |  |  | N | IPP Non-CHP | 2 | X | BIT | DFO
Petroleum Liquids.DFO | petroleum | TRUE | 22001 | Sunbury Generation LP | 3152 | Sunbury Generation LP | PA | Snyder | CTG1 | Petroleum Liquids | GT |  | S | 23.6 | 0.85 | 18 | 18 | 2 | N |  |  | N | IPP Non-CHP | 2 | X | DFO
Petroleum Liquids.DFO | petroleum | TRUE | 22001 | Sunbury Generation LP | 3152 | Sunbury Generation LP | PA | Snyder | CTG2 | Petroleum Liquids | GT |  | S | 23.6 | 0.85 | 18 | 18 | 2 | N |  |  | N | IPP Non-CHP | 2 | X | DFO
Petroleum Liquids.DFO | petroleum | TRUE | 22001 | Sunbury Generation LP | 3152 | Sunbury Generation LP | PA | Snyder | DI2 | Petroleum Liquids | IC |  | S | 5.5 | 0.8 | 5 | 5 | 2.5 | N |  |  | N | IPP Non-CHP | 2 | X | DFO
Conventional Hydroelectric.WAT | hydro | TRUE | 60417 | Wallenpuapack Hydro | 3153 | Wallenpaupack | PA | Wayne | WP1 | Conventional Hydroelectric | HY |  | S | 20 | 1 | 22 | 22 | 2 | N |  |  | N | IPP Non-CHP | 2 | X | WAT
Conventional Hydroelectric.WAT | hydro | TRUE | 60417 | Wallenpuapack Hydro | 3153 | Wallenpaupack | PA | Wayne | WP2 | Conventional Hydroelectric | HY |  | S | 20 | 1 | 22 | 22 | 2 | N |  |  | N | IPP Non-CHP | 2 | X | WAT
Petroleum Liquids.DFO | petroleum | TRUE | 6035 | Exelon Power | 3157 | Chester Generating Station | PA | Chester | 7 | Petroleum Liquids | GT |  | S | 18.6 | 0.85 | 13 | 18 | 5 | N |  |  | N | IPP Non-CHP | 2 | X | DFO
Petroleum Liquids.DFO | petroleum | TRUE | 6035 | Exelon Power | 3157 | Chester Generating Station | PA | Chester | 8 | Petroleum Liquids | GT |  | S | 18.6 | 0.85 | 13 | 18 | 5 | N |  |  | N | IPP Non-CHP | 2 | X | DFO
Petroleum Liquids.DFO | petroleum | TRUE | 6035 | Exelon Power | 3157 | Chester Generating Station | PA | Chester | 9 | Petroleum Liquids | GT |  | S | 18.6 | 0.85 | 13 | 18 | 5 | N |  |  | N | IPP Non-CHP | 2 | X | DFO
Petroleum Liquids.DFO | petroleum | TRUE | 6035 | Exelon Power | 3160 | Delaware Generating Station | PA | Philadelphia | 10 | Petroleum Liquids | GT |  | S | 18.6 | 0.85 | 13 | 18 | 5 | N |  |  | N | IPP Non-CHP | 2 | X | DFO
Petroleum Liquids.DFO | petroleum | TRUE | 6035 | Exelon Power | 3160 | Delaware Generating Station | PA | Philadelphia | 11 | Petroleum Liquids | GT |  | S | 18.6 | 0.85 | 13 | 18 | 5 | N |  |  | N | IPP Non-CHP | 2 | X | DFO
Petroleum Liquids.DFO | petroleum | TRUE | 6035 | Exelon Power | 3160 | Delaware Generating Station | PA | Philadelphia | 12 | Petroleum Liquids | GT |  | S | 18.6 | 0.85 | 13 | 18 | 5 | N |  |  | N | IPP Non-CHP | 2 | X | DFO
Petroleum Liquids.DFO | petroleum | TRUE | 6035 | Exelon Power | 3160 | Delaware Generating Station | PA | Philadelphia | 9 | Petroleum Liquids | GT |  | S | 21.2 | 0.85 | 17 | 20 | 5 | N |  |  | N | IPP Non-CHP | 2 | X | DFO
Petroleum Liquids.DFO | petroleum | TRUE | 6035 | Exelon Power | 3161 | Eddystone Generating Station | PA | Delaware | 10 | Petroleum Liquids | GT |  | S | 18.6 | 0.85 | 13 | 18 | 5 | N |  |  | N | IPP Non-CHP | 2 | X | DFO
Petroleum Liquids.DFO | petroleum | TRUE | 6035 | Exelon Power | 3161 | Eddystone Generating Station | PA | Delaware | 20 | Petroleum Liquids | GT |  | S | 18.6 | 0.85 | 13 | 18 | 5 | N |  |  | N | IPP Non-CHP | 2 | X | DFO
Natural Gas Steam Turbine.NG | natural gas steam turbine | TRUE | 6035 | Exelon Power | 3161 | Eddystone Generating Station | PA | Delaware | 3 | Natural Gas Steam Turbine | ST |  | S | 391 | 0.85 | 380 | 380 | 50 | N |  |  | N | IPP Non-CHP | 2 | X | NG | DFO
Petroleum Liquids.DFO | petroleum | TRUE | 6035 | Exelon Power | 3161 | Eddystone Generating Station | PA | Delaware | 30 | Petroleum Liquids | GT |  | S | 21.2 | 0.85 | 17 | 20 | 5 | N |  |  | N | IPP Non-CHP | 2 | X | DFO
Natural Gas Steam Turbine.NG | natural gas steam turbine | TRUE | 6035 | Exelon Power | 3161 | Eddystone Generating Station | PA | Delaware | 4 | Natural Gas Steam Turbine | ST |  | S | 391 | 0.85 | 380 | 380 | 50 | N |  |  | N | IPP Non-CHP | 2 | X | NG | DFO
Petroleum Liquids.DFO | petroleum | TRUE | 6035 | Exelon Power | 3161 | Eddystone Generating Station | PA | Delaware | 40 | Petroleum Liquids | GT |  | S | 21.2 | 0.85 | 17 | 20 | 5 | N |  |  | N | IPP Non-CHP | 2 | X | DFO
Petroleum Liquids.DFO | petroleum | TRUE | 6035 | Exelon Power | 3162 | Falls | PA | Bucks | 1 | Petroleum Liquids | GT |  | S | 21.2 | 0.85 | 17 | 20 | 5 | N |  |  | N | IPP Non-CHP | 2 | X | DFO
Petroleum Liquids.DFO | petroleum | TRUE | 6035 | Exelon Power | 3162 | Falls | PA | Bucks | 2 | Petroleum Liquids | GT |  | S | 21.2 | 0.85 | 17 | 20 | 5 | N |  |  | N | IPP Non-CHP | 2 | X | DFO
Petroleum Liquids.DFO | petroleum | TRUE | 6035 | Exelon Power | 3162 | Falls | PA | Bucks | 3 | Petroleum Liquids | GT |  | S | 21.2 | 0.85 | 17 | 20 | 5 | N |  |  | N | IPP Non-CHP | 2 | X | DFO
Petroleum Liquids.DFO | petroleum | TRUE | 6035 | Exelon Power | 3163 | Moser Generating Station | PA | Montgomery | 1 | Petroleum Liquids | GT |  | S | 21.2 | 0.85 | 17 | 20 | 5 | N |  |  | N | IPP Non-CHP | 2 | X | DFO
Petroleum Liquids.DFO | petroleum | TRUE | 6035 | Exelon Power | 3163 | Moser Generating Station | PA | Montgomery | 2 | Petroleum Liquids | GT |  | S | 21.2 | 0.85 | 17 | 20 | 5 | N |  |  | N | IPP Non-CHP | 2 | X | DFO
Petroleum Liquids.DFO | petroleum | TRUE | 6035 | Exelon Power | 3163 | Moser Generating Station | PA | Montgomery | 3 | Petroleum Liquids | GT |  | S | 21.2 | 0.85 | 17 | 20 | 5 | N |  |  | N | IPP Non-CHP | 2 | X | DFO
Hydroelectric Pumped Storage.WAT | other | TRUE | 6035 | Exelon Power | 3164 | Muddy Run | PA | Lancaster | 1 | Hydroelectric Pumped Storage | PS |  | S | 134 | 0.9 | 134 | 134 | 50 | N |  |  | N | IPP Non-CHP | 2 | X | WAT
Hydroelectric Pumped Storage.WAT | other | TRUE | 6035 | Exelon Power | 3164 | Muddy Run | PA | Lancaster | 2 | Hydroelectric Pumped Storage | PS |  | S | 134 | 0.9 | 133 | 133 | 50 | N |  |  | N | IPP Non-CHP | 2 | X | WAT
Hydroelectric Pumped Storage.WAT | other | TRUE | 6035 | Exelon Power | 3164 | Muddy Run | PA | Lancaster | 3 | Hydroelectric Pumped Storage | PS |  | S | 134 | 0.9 | 134 | 134 | 50 | N |  |  | N | IPP Non-CHP | 2 | X | WAT
Hydroelectric Pumped Storage.WAT | other | TRUE | 6035 | Exelon Power | 3164 | Muddy Run | PA | Lancaster | 4 | Hydroelectric Pumped Storage | PS |  | S | 134 | 0.9 | 134 | 134 | 50 | N |  |  | N | IPP Non-CHP | 2 | X | WAT
Hydroelectric Pumped Storage.WAT | other | TRUE | 6035 | Exelon Power | 3164 | Muddy Run | PA | Lancaster | 5 | Hydroelectric Pumped Storage | PS |  | S | 134 | 0.9 | 134 | 134 | 50 | N |  |  | N | IPP Non-CHP | 2 | X | WAT
Hydroelectric Pumped Storage.WAT | other | TRUE | 6035 | Exelon Power | 3164 | Muddy Run | PA | Lancaster | 6 | Hydroelectric Pumped Storage | PS |  | S | 134 | 0.9 | 133 | 133 | 50 | N |  |  | N | IPP Non-CHP | 2 | X | WAT
Hydroelectric Pumped Storage.WAT | other | TRUE | 6035 | Exelon Power | 3164 | Muddy Run | PA | Lancaster | 7 | Hydroelectric Pumped Storage | PS |  | S | 134 | 0.9 | 134 | 134 | 50 | N |  |  | N | IPP Non-CHP | 2 | X | WAT
Hydroelectric Pumped Storage.WAT | other | TRUE | 6035 | Exelon Power | 3164 | Muddy Run | PA | Lancaster | 8 | Hydroelectric Pumped Storage | PS |  | S | 134 | 0.9 | 134 | 134 | 50 | N |  |  | N | IPP Non-CHP | 2 | X | WAT
Nuclear.NUC | nuclear | TRUE | 55951 | Exelon Nuclear | 3166 | Peach Bottom | PA | York | 2 | Nuclear | ST |  | J | 1499.4 | 0.98 | 1264.7 | 1345.1 | 115.8 | N |  |  | N | IPP Non-CHP | 2 | X | NUC
Nuclear.NUC | nuclear | TRUE | 55951 | Exelon Nuclear | 3166 | Peach Bottom | PA | York | 3 | Nuclear | ST |  | J | 1377 | 0.9 | 1284.7 | 1349.7 | 117.3 | N |  |  | N | IPP Non-CHP | 2 | X | NUC
Petroleum Liquids.DFO | petroleum | TRUE | 6035 | Exelon Power | 3168 | Richmond Generating Station | PA | Philadelphia | 91 | Petroleum Liquids | GT |  | S | 65.8 | 0.9 | 49 | 66 | 20 | N |  |  | N | IPP Non-CHP | 2 | X | DFO
Petroleum Liquids.DFO | petroleum | TRUE | 6035 | Exelon Power | 3168 | Richmond Generating Station | PA | Philadelphia | 92 | Petroleum Liquids | GT |  | S | 65.8 | 0.9 | 49 | 66 | 20 | N |  |  | N | IPP Non-CHP | 2 | X | DFO
Petroleum Liquids.DFO | petroleum | TRUE | 6035 | Exelon Power | 3169 | Schuylkill Generating Station | PA | Philadelphia | 10 | Petroleum Liquids | GT |  | S | 18.6 | 0.85 | 13 | 18 | 5 | N |  |  | N | IPP Non-CHP | 2 | X | DFO
Petroleum Liquids.DFO | petroleum | TRUE | 6035 | Exelon Power | 3169 | Schuylkill Generating Station | PA | Philadelphia | 11 | Petroleum Liquids | GT |  | S | 21.2 | 0.85 | 17 | 20 | 5 | N |  |  | N | IPP Non-CHP | 2 | X | DFO
Petroleum Liquids.DFO | petroleum | TRUE | 6035 | Exelon Power | 3170 | Southwark | PA | Philadelphia | 3 | Petroleum Liquids | GT |  | S | 18.6 | 0.85 | 13 | 18 | 5 | N |  |  | N | IPP Non-CHP | 2 | X | DFO
Petroleum Liquids.DFO | petroleum | TRUE | 6035 | Exelon Power | 3170 | Southwark | PA | Philadelphia | 4 | Petroleum Liquids | GT |  | S | 18.6 | 0.85 | 13 | 18 | 5 | N |  |  | N | IPP Non-CHP | 2 | X | DFO
Petroleum Liquids.DFO | petroleum | TRUE | 6035 | Exelon Power | 3170 | Southwark | PA | Philadelphia | 5 | Petroleum Liquids | GT |  | S | 18.6 | 0.85 | 13 | 18 | 5 | N |  |  | N | IPP Non-CHP | 2 | X | DFO
Petroleum Liquids.DFO | petroleum | TRUE | 6035 | Exelon Power | 3170 | Southwark | PA | Philadelphia | 6 | Petroleum Liquids | GT |  | S | 18.6 | 0.85 | 13 | 18 | 5 | N |  |  | N | IPP Non-CHP | 2 | X | DFO
Conventional Hydroelectric.WAT | hydro | TRUE | 59364 | Safe Harbor | 3175 | Safe Harbor | PA | Lancaster | 1 | Conventional Hydroelectric | HY |  | S | 33 | 1 | 33 | 33 | 10 | N |  |  | N | IPP Non-CHP | 2 | X | WAT
Conventional Hydroelectric.WAT | hydro | TRUE | 59364 | Safe Harbor | 3175 | Safe Harbor | PA | Lancaster | 10 | Conventional Hydroelectric | HY |  | S | 37.5 | 1 | 37.5 | 37.5 | 33 | N |  |  | N | IPP Non-CHP | 2 | X | WAT
Conventional Hydroelectric.WAT | hydro | TRUE | 59364 | Safe Harbor | 3175 | Safe Harbor | PA | Lancaster | 11 | Conventional Hydroelectric | HY |  | S | 37.5 | 1 | 37.5 | 37.5 | 33 | N |  |  | N | IPP Non-CHP | 2 | X | WAT
Conventional Hydroelectric.WAT | hydro | TRUE | 59364 | Safe Harbor | 3175 | Safe Harbor | PA | Lancaster | 12 | Conventional Hydroelectric | HY |  | S | 37.5 | 1 | 37.5 | 37.5 | 33 | N |  |  | N | IPP Non-CHP | 2 | X | WAT
Conventional Hydroelectric.WAT | hydro | TRUE | 59364 | Safe Harbor | 3175 | Safe Harbor | PA | Lancaster | 2 | Conventional Hydroelectric | HY |  | S | 33 | 1 | 33 | 33 | 10 | N |  |  | N | IPP Non-CHP | 2 | X | WAT
Conventional Hydroelectric.WAT | hydro | TRUE | 59364 | Safe Harbor | 3175 | Safe Harbor | PA | Lancaster | 3 | Conventional Hydroelectric | HY |  | S | 32 | 1 | 32 | 32 | 10 | N |  |  | N | IPP Non-CHP | 2 | X | WAT
Conventional Hydroelectric.WAT | hydro | TRUE | 59364 | Safe Harbor | 3175 | Safe Harbor | PA | Lancaster | 4 | Conventional Hydroelectric | HY |  | S | 32 | 1 | 32 | 32 | 10 | N |  |  | N | IPP Non-CHP | 2 | X | WAT
Conventional Hydroelectric.WAT | hydro | TRUE | 59364 | Safe Harbor | 3175 | Safe Harbor | PA | Lancaster | 41 | Conventional Hydroelectric | HY |  | S | 2 | 0.8 | 2 | 2 | 0 | N |  |  | N | IPP Non-CHP | 2 | X | WAT
Conventional Hydroelectric.WAT | hydro | TRUE | 59364 | Safe Harbor | 3175 | Safe Harbor | PA | Lancaster | 42 | Conventional Hydroelectric | HY |  | S | 2 | 0.8 | 2 | 2 | 0 | N |  |  | N | IPP Non-CHP | 2 | X | WAT
Conventional Hydroelectric.WAT | hydro | TRUE | 59364 | Safe Harbor | 3175 | Safe Harbor | PA | Lancaster | 5 | Conventional Hydroelectric | HY |  | S | 32 | 1 | 32 | 32 | 10 | N |  |  | N | IPP Non-CHP | 2 | X | WAT
Conventional Hydroelectric.WAT | hydro | TRUE | 59364 | Safe Harbor | 3175 | Safe Harbor | PA | Lancaster | 6 | Conventional Hydroelectric | HY |  | S | 32 | 1 | 32 | 32 | 10 | N |  |  | N | IPP Non-CHP | 2 | X | WAT
Conventional Hydroelectric.WAT | hydro | TRUE | 59364 | Safe Harbor | 3175 | Safe Harbor | PA | Lancaster | 7 | Conventional Hydroelectric | HY |  | S | 32 | 1 | 32 | 32 | 10 | N |  |  | N | IPP Non-CHP | 2 | X | WAT
Conventional Hydroelectric.WAT | hydro | TRUE | 59364 | Safe Harbor | 3175 | Safe Harbor | PA | Lancaster | 8 | Conventional Hydroelectric | HY |  | S | 37.5 | 1 | 37.5 | 37.5 | 33 | N |  |  | N | IPP Non-CHP | 2 | X | WAT
Conventional Hydroelectric.WAT | hydro | TRUE | 59364 | Safe Harbor | 3175 | Safe Harbor | PA | Lancaster | 9 | Conventional Hydroelectric | HY |  | S | 37.5 | 1 | 37.5 | 37.5 | 33 | N |  |  | N | IPP Non-CHP | 2 | X | WAT
Natural Gas Fired Combined Cycle.NG | natural gas combined cycle | TRUE | 19391 | UGI Development Co | 3176 | Hunlock Power Station | PA | Luzerne | 3 | Natural Gas Fired Combined Cycle | CA | HUN1 | S | 49.9 | 0.85 | 29.2 | 30.3 | 4 | N |  |  | N | IPP Non-CHP | 2 | X | NG
Natural Gas Fired Combined Cycle.NG | natural gas combined cycle | TRUE | 19391 | UGI Development Co | 3176 | Hunlock Power Station | PA | Luzerne | 5 | Natural Gas Fired Combined Cycle | CT | HUN1 | S | 48 | 0.85 | 48 | 50.3 | 30 | N |  |  | N | IPP Non-CHP | 2 | X | NG
Natural Gas Fired Combined Cycle.NG | natural gas combined cycle | TRUE | 19391 | UGI Development Co | 3176 | Hunlock Power Station | PA | Luzerne | 6 | Natural Gas Fired Combined Cycle | CT | HUN1 | S | 48 | 0.85 | 48 | 48.3 | 30 | N |  |  | N | IPP Non-CHP | 2 | X | NG
Natural Gas Fired Combined Cycle.NG | natural gas combined cycle | TRUE | 63350 | Manchester Street, LLC. | 3236 | Manchester Street | RI | Providence | G10A | Natural Gas Fired Combined Cycle | CT | 321 | S | 125 | 0.85 | 110.1 | 115.6 | 70 | N |  |  | N | IPP Non-CHP | 2 | X | NG | DFO
Natural Gas Fired Combined Cycle.NG | natural gas combined cycle | TRUE | 63350 | Manchester Street, LLC. | 3236 | Manchester Street | RI | Providence | G11A | Natural Gas Fired Combined Cycle | CT | 322 | S | 125 | 0.85 | 110.2 | 115.6 | 70 | N |  |  | N | IPP Non-CHP | 2 | X | NG | DFO
Natural Gas Fired Combined Cycle.NG | natural gas combined cycle | TRUE | 63350 | Manchester Street, LLC. | 3236 | Manchester Street | RI | Providence | GE10 | Natural Gas Fired Combined Cycle | CA | 321 | S | 48 | 0.8 | 46.9 | 54.4 | 40 | N |  |  | N | IPP Non-CHP | 2 | X | NG | DFO
Natural Gas Fired Combined Cycle.NG | natural gas combined cycle | TRUE | 63350 | Manchester Street, LLC. | 3236 | Manchester Street | RI | Providence | GE11 | Natural Gas Fired Combined Cycle | CA | 322 | S | 46 | 0.8 | 46.8 | 54.4 | 40 | N |  |  | N | IPP Non-CHP | 2 | X | NG | DFO
Natural Gas Fired Combined Cycle.NG | natural gas combined cycle | TRUE | 63350 | Manchester Street, LLC. | 3236 | Manchester Street | RI | Providence | GE9A | Natural Gas Fired Combined Cycle | CT | 323 | S | 125 | 0.85 | 110.1 | 115.6 | 70 | N |  |  | N | IPP Non-CHP | 2 | X | NG | DFO
Natural Gas Fired Combined Cycle.NG | natural gas combined cycle | TRUE | 63350 | Manchester Street, LLC. | 3236 | Manchester Street | RI | Providence | GEN9 | Natural Gas Fired Combined Cycle | CA | 323 | S | 46 | 0.8 | 46.9 | 54.5 | 40 | N |  |  | N | IPP Non-CHP | 2 | X | NG | DFO
Natural Gas Fired Combustion Turbine.NG | natural gas peaker | TRUE | 3046 | Duke Energy Progress - (NC) | 3250 | Darlington County | SC | Darlington | 12 | Natural Gas Fired Combustion Turbine | GT |  | S | 158 | 0.9 | 115 | 131 | 40 | N |  |  | N | Electric Utility | 1 | X | NG | DFO
Natural Gas Fired Combustion Turbine.NG | natural gas peaker | TRUE | 3046 | Duke Energy Progress - (NC) | 3250 | Darlington County | SC | Darlington | 13 | Natural Gas Fired Combustion Turbine | GT |  | S | 158 | 0.9 | 115 | 133 | 40 | N |  |  | N | Electric Utility | 1 | X | NG | DFO
Nuclear.NUC | nuclear | TRUE | 3046 | Duke Energy Progress - (NC) | 3251 | H B Robinson | SC | Darlington | 2 | Nuclear | ST |  | S | 768.6 | 0.925 | 759 | 792.9 | 759 | N |  |  | N | Electric Utility | 1 | X | NUC
Conventional Hydroelectric.WAT | hydro | TRUE | 13763 | Northbrook Carolina Hydro LLC | 3253 | Boyds Mill Hydro | SC | Greenville | 1 | Conventional Hydroelectric | HY |  | S | 0.7 | 0.9 | 0.7 | 0.7 | 0.1 | N |  |  | N | IPP Non-CHP | 2 | X | WAT
Conventional Hydroelectric.WAT | hydro | TRUE | 13763 | Northbrook Carolina Hydro LLC | 3253 | Boyds Mill Hydro | SC | Greenville | 2 | Conventional Hydroelectric | HY |  | S | 0.7 | 0.9 | 0.7 | 0.7 | 0.1 | N |  |  | N | IPP Non-CHP | 2 | X | WAT
Conventional Hydroelectric.WAT | hydro | TRUE | 5416 | Duke Energy Carolinas, LLC | 3255 | Cedar Creek | SC | Lancaster | 1 | Conventional Hydroelectric | HY |  | S | 15 | 0.8 | 15 | 15 | 15 | N |  |  | N | Electric Utility | 1 | X | WAT
Conventional Hydroelectric.WAT | hydro | TRUE | 5416 | Duke Energy Carolinas, LLC | 3255 | Cedar Creek | SC | Lancaster | 2 | Conventional Hydroelectric | HY |  | S | 15 | 0.9 | 15 | 15 | 15 | N |  |  | N | Electric Utility | 1 | X | WAT
Conventional Hydroelectric.WAT | hydro | TRUE | 5416 | Duke Energy Carolinas, LLC | 3255 | Cedar Creek | SC | Lancaster | 3 | Conventional Hydroelectric | HY |  | S | 15 | 0.9 | 15 | 15 | 15 | N |  |  | N | Electric Utility | 1 | X | WAT
Conventional Hydroelectric.WAT | hydro | TRUE | 5416 | Duke Energy Carolinas, LLC | 3256 | Dearborn | SC | Chester | 1 | Conventional Hydroelectric | HY |  | S | 15 | 0.8 | 14 | 14 | 14 | N |  |  | N | Electric Utility | 1 | X | WAT
Conventional Hydroelectric.WAT | hydro | TRUE | 5416 | Duke Energy Carolinas, LLC | 3256 | Dearborn | SC | Chester | 2 | Conventional Hydroelectric | HY |  | S | 15 | 0.8 | 14 | 14 | 14 | N |  |  | N | Electric Utility | 1 | X | WAT
Conventional Hydroelectric.WAT | hydro | TRUE | 5416 | Duke Energy Carolinas, LLC | 3256 | Dearborn | SC | Chester | 3 | Conventional Hydroelectric | HY |  | S | 15 | 0.8 | 14 | 14 | 14 | N |  |  | N | Electric Utility | 1 | X | WAT
Conventional Hydroelectric.WAT | hydro | TRUE | 5416 | Duke Energy Carolinas, LLC | 3257 | Fishing Creek | SC | Chester | 1 | Conventional Hydroelectric | HY |  | S | 9.3 | 0.9 | 11 | 11 | 9.3 | N |  |  | N | Electric Utility | 1 | X | WAT
Conventional Hydroelectric.WAT | hydro | TRUE | 5416 | Duke Energy Carolinas, LLC | 3257 | Fishing Creek | SC | Chester | 2 | Conventional Hydroelectric | HY |  | S | 8.8 | 0.9 | 10 | 10 | 8.8 | N |  |  | N | Electric Utility | 1 | X | WAT
Conventional Hydroelectric.WAT | hydro | TRUE | 5416 | Duke Energy Carolinas, LLC | 3257 | Fishing Creek | SC | Chester | 3 | Conventional Hydroelectric | HY |  | S | 8.8 | 0.9 | 10 | 10 | 8.8 | N |  |  | N | Electric Utility | 1 | X | WAT
Conventional Hydroelectric.WAT | hydro | TRUE | 5416 | Duke Energy Carolinas, LLC | 3257 | Fishing Creek | SC | Chester | 4 | Conventional Hydroelectric | HY |  | S | 9.4 | 0.9 | 11 | 11 | 9.4 | N |  |  | N | Electric Utility | 1 | X | WAT
Conventional Hydroelectric.WAT | hydro | TRUE | 5416 | Duke Energy Carolinas, LLC | 3257 | Fishing Creek | SC | Chester | 5 | Conventional Hydroelectric | HY |  | S | 6 | 0.9 | 9 | 9 | 6 | N |  |  | N | Electric Utility | 1 | X | WAT
Conventional Hydroelectric.WAT | hydro | TRUE | 63010 | Northbrook Carolina Hydro II, LLC | 3258 | Gaston Shoals | SC | Cherokee | 3 | Conventional Hydroelectric | HY |  | S | 1.4 | 0.8 | 1 | 1 | 1 | N |  |  | N | IPP Non-CHP | 2 | X | WAT
Conventional Hydroelectric.WAT | hydro | TRUE | 63010 | Northbrook Carolina Hydro II, LLC | 3258 | Gaston Shoals | SC | Cherokee | 4 | Conventional Hydroelectric | HY |  | S | 1.4 | 0.8 | 2 | 2 | 1 | N |  |  | N | IPP Non-CHP | 2 | X | WAT
Conventional Hydroelectric.WAT | hydro | TRUE | 63010 | Northbrook Carolina Hydro II, LLC | 3258 | Gaston Shoals | SC | Cherokee | 5 | Conventional Hydroelectric | HY |  | S | 1.4 | 0.8 | 2 | 2 | 1 | N |  |  | N | IPP Non-CHP | 2 | X | WAT
Conventional Hydroelectric.WAT | hydro | TRUE | 63010 | Northbrook Carolina Hydro II, LLC | 3258 | Gaston Shoals | SC | Cherokee | 6 | Conventional Hydroelectric | HY |  | S | 2.5 | 0.8 | 2.5 | 2.5 | 2 | N |  |  | N | IPP Non-CHP | 2 | X | WAT
Conventional Hydroelectric.WAT | hydro | TRUE | 5416 | Duke Energy Carolinas, LLC | 3259 | Great Falls (SC) | SC | Chester | 1 | Conventional Hydroelectric | HY |  | S | 3 | 0.8 | 3 | 3 | 3 | N |  |  | N | Electric Utility | 1 | X | WAT
Conventional Hydroelectric.WAT | hydro | TRUE | 5416 | Duke Energy Carolinas, LLC | 3259 | Great Falls (SC) | SC | Chester | 2 | Conventional Hydroelectric | HY |  | S | 3 | 0.8 | 3 | 3 | 3 | N |  |  | N | Electric Utility | 1 | X | WAT
Conventional Hydroelectric.WAT | hydro | TRUE | 5416 | Duke Energy Carolinas, LLC | 3259 | Great Falls (SC) | SC | Chester | 5 | Conventional Hydroelectric | HY |  | S | 3 | 0.8 | 3 | 3 | 3 | N |  |  | N | Electric Utility | 1 | X | WAT
Conventional Hydroelectric.WAT | hydro | TRUE | 5416 | Duke Energy Carolinas, LLC | 3259 | Great Falls (SC) | SC | Chester | 6 | Conventional Hydroelectric | HY |  | S | 3 | 0.8 | 3 | 3 | 3 | N |  |  | N | Electric Utility | 1 | X | WAT
Conventional Hydroelectric.WAT | hydro | TRUE | 13763 | Northbrook Carolina Hydro LLC | 3261 | Hollidays Bridge Hydro | SC | Anderson | 1 | Conventional Hydroelectric | HY |  | S | 1 | 0.9 | 1.2 | 1.2 | 0.1 | N |  |  | N | IPP Non-CHP | 2 | X | WAT
Conventional Hydroelectric.WAT | hydro | TRUE | 13763 | Northbrook Carolina Hydro LLC | 3261 | Hollidays Bridge Hydro | SC | Anderson | 2 | Conventional Hydroelectric | HY |  | S | 1 | 0.9 | 1.2 | 1.2 | 0.1 | N |  |  | N | IPP Non-CHP | 2 | X | WAT
Conventional Hydroelectric.WAT | hydro | TRUE | 13763 | Northbrook Carolina Hydro LLC | 3261 | Hollidays Bridge Hydro | SC | Anderson | 3 | Conventional Hydroelectric | HY |  | S | 1 | 0.9 | 1.2 | 1.2 | 0.1 | N |  |  | N | IPP Non-CHP | 2 | X | WAT
Conventional Hydroelectric.WAT | hydro | TRUE | 13763 | Northbrook Carolina Hydro LLC | 3261 | Hollidays Bridge Hydro | SC | Anderson | 4 | Conventional Hydroelectric | HY |  | S | 1 | 0.9 | 1.2 | 1.2 | 0.1 | N |  |  | N | IPP Non-CHP | 2 | X | WAT
Hydroelectric Pumped Storage.WAT | other | TRUE | 5416 | Duke Energy Carolinas, LLC | 3262 | Jocassee | SC | Pickens | 1 | Hydroelectric Pumped Storage | PS |  | S | 193.5 | 0.9 | 195 | 195 | 155 | N |  |  | N | Electric Utility | 1 | X | WAT
Hydroelectric Pumped Storage.WAT | other | TRUE | 5416 | Duke Energy Carolinas, LLC | 3262 | Jocassee | SC | Pickens | 2 | Hydroelectric Pumped Storage | PS |  | S | 193.5 | 0.9 | 195 | 195 | 155 | N |  |  | N | Electric Utility | 1 | X | WAT
Hydroelectric Pumped Storage.WAT | other | TRUE | 5416 | Duke Energy Carolinas, LLC | 3262 | Jocassee | SC | Pickens | 3 | Hydroelectric Pumped Storage | PS |  | S | 193.5 | 0.9 | 195 | 195 | 155 | N |  |  | N | Electric Utility | 1 | X | WAT
Hydroelectric Pumped Storage.WAT | other | TRUE | 5416 | Duke Energy Carolinas, LLC | 3262 | Jocassee | SC | Pickens | 4 | Hydroelectric Pumped Storage | PS |  | S | 193.5 | 0.9 | 195 | 195 | 155 | N |  |  | N | Electric Utility | 1 | X | WAT
Natural Gas Fired Combustion Turbine.NG | natural gas peaker | TRUE | 5416 | Duke Energy Carolinas, LLC | 3264 | W S Lee | SC | Anderson | 7 | Natural Gas Fired Combustion Turbine | GT |  | S | 54 | 0.9 | 42 | 48 | 42 | N |  |  | N | Electric Utility | 1 | X | NG | DFO
Natural Gas Fired Combustion Turbine.NG | natural gas peaker | TRUE | 5416 | Duke Energy Carolinas, LLC | 3264 | W S Lee | SC | Anderson | 8 | Natural Gas Fired Combustion Turbine | GT |  | S | 54 | 0.9 | 42 | 48 | 42 | N |  |  | N | Electric Utility | 1 | X | NG | DFO
Natural Gas Fired Combined Cycle.NG | natural gas combined cycle | TRUE | 5416 | Duke Energy Carolinas, LLC | 3264 | W S Lee | SC | Anderson | CT11 | Natural Gas Fired Combined Cycle | CT | CC1 | S | 242.3 | 0.85 | 234 | 248 | 234 | N |  |  | N | Electric Utility | 1 | X | NG
Natural Gas Fired Combined Cycle.NG | natural gas combined cycle | TRUE | 5416 | Duke Energy Carolinas, LLC | 3264 | W S Lee | SC | Anderson | CT12 | Natural Gas Fired Combined Cycle | CT | CC1 | S | 242.3 | 0.85 | 233 | 248 | 233 | N |  |  | N | Electric Utility | 1 | X | NG
Natural Gas Fired Combined Cycle.NG | natural gas combined cycle | TRUE | 5416 | Duke Energy Carolinas, LLC | 3264 | W S Lee | SC | Anderson | ST10 | Natural Gas Fired Combined Cycle | CA | CC1 | S | 362.1 | 0.85 | 313 | 313 | 313 | N |  |  | N | Electric Utility | 1 | X | NG
Nuclear.NUC | nuclear | TRUE | 5416 | Duke Energy Carolinas, LLC | 3265 | Oconee | SC | Oconee | 1 | Nuclear | ST |  | S | 886.7 | 0.9 | 847 | 865 | 847 | N |  |  | N | Electric Utility | 1 | X | NUC
Nuclear.NUC | nuclear | TRUE | 5416 | Duke Energy Carolinas, LLC | 3265 | Oconee | SC | Oconee | 2 | Nuclear | ST |  | S | 886.7 | 0.9 | 848 | 872 | 848 | N |  |  | N | Electric Utility | 1 | X | NUC
Nuclear.NUC | nuclear | TRUE | 5416 | Duke Energy Carolinas, LLC | 3265 | Oconee | SC | Oconee | 3 | Nuclear | ST |  | S | 893.3 | 0.9 | 859 | 881 | 859 | N |  |  | N | Electric Utility | 1 | X | NUC
Conventional Hydroelectric.WAT | hydro | TRUE | 13763 | Northbrook Carolina Hydro LLC | 3267 | Saluda Dam | SC | Greenville | 1 | Conventional Hydroelectric | HY |  | S | 0.6 | 0.9 | 0.6 | 0.6 | 0.1 | N |  |  | N | IPP Non-CHP | 2 | X | WAT
Conventional Hydroelectric.WAT | hydro | TRUE | 13763 | Northbrook Carolina Hydro LLC | 3267 | Saluda Dam | SC | Greenville | 2 | Conventional Hydroelectric | HY |  | S | 0.6 | 0.9 | 0.6 | 0.6 | 0.1 | N |  |  | N | IPP Non-CHP | 2 | X | WAT
Conventional Hydroelectric.WAT | hydro | TRUE | 13763 | Northbrook Carolina Hydro LLC | 3267 | Saluda Dam | SC | Greenville | 3 | Conventional Hydroelectric | HY |  | S | 0.6 | 0.9 | 0.6 | 0.6 | 0.1 | N |  |  | N | IPP Non-CHP | 2 | X | WAT
Conventional Hydroelectric.WAT | hydro | TRUE | 13763 | Northbrook Carolina Hydro LLC | 3267 | Saluda Dam | SC | Greenville | 4 | Conventional Hydroelectric | HY |  | S | 0.6 | 0.9 | 0.6 | 0.6 | 0.1 | N |  |  | N | IPP Non-CHP | 2 | X | WAT
Conventional Hydroelectric.WAT | hydro | TRUE | 5416 | Duke Energy Carolinas, LLC | 3270 | Wateree Hydro | SC | Kershaw | 1 | Conventional Hydroelectric | HY |  | S | 18.1 | 0.95 | 17 | 17 | 17 | N |  |  | N | Electric Utility | 1 | X | WAT
Conventional Hydroelectric.WAT | hydro | TRUE | 5416 | Duke Energy Carolinas, LLC | 3270 | Wateree Hydro | SC | Kershaw | 2 | Conventional Hydroelectric | HY |  | S | 18.1 | 0.95 | 17 | 17 | 17 | N |  |  | N | Electric Utility | 1 | X | WAT
Conventional Hydroelectric.WAT | hydro | TRUE | 5416 | Duke Energy Carolinas, LLC | 3270 | Wateree Hydro | SC | Kershaw | 3 | Conventional Hydroelectric | HY |  | S | 18.1 | 0.95 | 17 | 17 | 17 | N |  |  | N | Electric Utility | 1 | X | WAT
Conventional Hydroelectric.WAT | hydro | TRUE | 5416 | Duke Energy Carolinas, LLC | 3270 | Wateree Hydro | SC | Kershaw | 4 | Conventional Hydroelectric | HY |  | S | 18.1 | 0.95 | 17 | 17 | 17 | N |  |  | N | Electric Utility | 1 | X | WAT
Conventional Hydroelectric.WAT | hydro | TRUE | 5416 | Duke Energy Carolinas, LLC | 3270 | Wateree Hydro | SC | Kershaw | 5 | Conventional Hydroelectric | HY |  | S | 18.1 | 0.95 | 17 | 17 | 17 | N |  |  | N | Electric Utility | 1 | X | WAT
Conventional Hydroelectric.WAT | hydro | TRUE | 5416 | Duke Energy Carolinas, LLC | 3271 | Wylie | SC | York | 1 | Conventional Hydroelectric | HY |  | S | 15 | 0.9 | 18 | 18 | 15 | N |  |  | N | Electric Utility | 1 | X | WAT
Conventional Hydroelectric.WAT | hydro | TRUE | 5416 | Duke Energy Carolinas, LLC | 3271 | Wylie | SC | York | 2 | Conventional Hydroelectric | HY |  | S | 15 | 0.9 | 18 | 18 | 15 | N |  |  | N | Electric Utility | 1 | X | WAT
Conventional Hydroelectric.WAT | hydro | TRUE | 5416 | Duke Energy Carolinas, LLC | 3271 | Wylie | SC | York | 3 | Conventional Hydroelectric | HY |  | S | 15 | 0.9 | 18 | 18 | 15 | N |  |  | N | Electric Utility | 1 | X | WAT
Conventional Hydroelectric.WAT | hydro | TRUE | 5416 | Duke Energy Carolinas, LLC | 3271 | Wylie | SC | York | 4 | Conventional Hydroelectric | HY |  | S | 15 | 0.9 | 6 | 6 | 6 | N |  |  | N | Electric Utility | 1 | X | WAT
Conventional Hydroelectric.WAT | hydro | TRUE | 5416 | Duke Energy Carolinas, LLC | 3272 | 99 Islands | SC | Cherokee | 1 | Conventional Hydroelectric | HY |  | S | 3 | 0.8 | 4.2 | 4.2 | 1.6 | N |  |  | N | Electric Utility | 1 | X | WAT
Conventional Hydroelectric.WAT | hydro | TRUE | 5416 | Duke Energy Carolinas, LLC | 3272 | 99 Islands | SC | Cherokee | 2 | Conventional Hydroelectric | HY |  | S | 3 | 1 | 3.4 | 3.4 | 1.6 | N |  |  | N | Electric Utility | 1 | X | WAT
Conventional Hydroelectric.WAT | hydro | TRUE | 5416 | Duke Energy Carolinas, LLC | 3272 | 99 Islands | SC | Cherokee | 3 | Conventional Hydroelectric | HY |  | S | 3 | 0.8 | 4.2 | 4.2 | 1.6 | N |  |  | N | Electric Utility | 1 | X | WAT
Conventional Hydroelectric.WAT | hydro | TRUE | 5416 | Duke Energy Carolinas, LLC | 3272 | 99 Islands | SC | Cherokee | 4 | Conventional Hydroelectric | HY |  | S | 3 | 1 | 3.4 | 3.4 | 1.6 | N |  |  | N | Electric Utility | 1 | X | WAT
Conventional Hydroelectric.WAT | hydro | TRUE | 11118 | Lockhart Power Co | 3275 | Lockhart | SC | Union | 2 | Conventional Hydroelectric | HY |  | S | 4.2 | 0.8 | 4.2 | 4.2 | 1 | N |  |  | N | Electric Utility | 1 | X | WAT
Conventional Hydroelectric.WAT | hydro | TRUE | 11118 | Lockhart Power Co | 3275 | Lockhart | SC | Union | HY1 | Conventional Hydroelectric | HY |  | S | 4.2 | 0.8 | 4.2 | 4.2 | 1 | N |  |  | N | Electric Utility | 1 | X | WAT
Conventional Hydroelectric.WAT | hydro | TRUE | 11118 | Lockhart Power Co | 3275 | Lockhart | SC | Union | HY3 | Conventional Hydroelectric | HY |  | S | 4.2 | 0.8 | 4.2 | 4.2 | 1 | N |  |  | N | Electric Utility | 1 | X | WAT
Conventional Hydroelectric.WAT | hydro | TRUE | 11118 | Lockhart Power Co | 3275 | Lockhart | SC | Union | HY4 | Conventional Hydroelectric | HY |  | S | 4.2 | 0.8 | 4.2 | 4.2 | 1 | N |  |  | N | Electric Utility | 1 | X | WAT
Conventional Hydroelectric.WAT | hydro | TRUE | 11118 | Lockhart Power Co | 3275 | Lockhart | SC | Union | HY5 | Conventional Hydroelectric | HY |  | S | 1.2 | 0.8 | 1.2 | 1.2 | 0.8 | N |  |  | N | Electric Utility | 1 | X | WAT
Petroleum Liquids.DFO | petroleum | TRUE | 17539 | Dominion Energy South Carolina, Inc | 3281 | Coit GT | SC | Richland | 1 | Petroleum Liquids | GT |  | S | 19.6 | 0.85 | 14 | 18 | 1 | N | 9 | 2024 | N | Electric Utility | 1 | X | DFO | NG
Petroleum Liquids.DFO | petroleum | TRUE | 17539 | Dominion Energy South Carolina, Inc | 3281 | Coit GT | SC | Richland | 2 | Petroleum Liquids | GT |  | S | 19.6 | 0.85 | 12 | 18 | 1 | N | 9 | 2024 | N | Electric Utility | 1 | X | DFO | NG
Conventional Hydroelectric.WAT | hydro | TRUE | 57221 | City of Columbia SC | 3283 | Columbia Canal Hydro | SC | Richland | 1 | Conventional Hydroelectric | HY |  | W | 1.6 | 0.8 | 1.3 | 1.3 | 1 | N |  |  | N | Electric Utility | 1 | X | WAT
Conventional Hydroelectric.WAT | hydro | TRUE | 57221 | City of Columbia SC | 3283 | Columbia Canal Hydro | SC | Richland | 2 | Conventional Hydroelectric | HY |  | W | 1.6 | 0.8 | 1.7 | 1.7 | 1 | N |  |  | N | Electric Utility | 1 | X | WAT
Conventional Hydroelectric.WAT | hydro | TRUE | 57221 | City of Columbia SC | 3283 | Columbia Canal Hydro | SC | Richland | 3 | Conventional Hydroelectric | HY |  | W | 1.6 | 0.8 | 1.3 | 1.3 | 1 | N |  |  | N | Electric Utility | 1 | X | WAT
Conventional Hydroelectric.WAT | hydro | TRUE | 57221 | City of Columbia SC | 3283 | Columbia Canal Hydro | SC | Richland | 4 | Conventional Hydroelectric | HY |  | W | 1.3 | 0.8 | 1.3 | 1.3 | 1 | N |  |  | N | Electric Utility | 1 | X | WAT
Conventional Hydroelectric.WAT | hydro | TRUE | 57221 | City of Columbia SC | 3283 | Columbia Canal Hydro | SC | Richland | 5 | Conventional Hydroelectric | HY |  | W | 1.3 | 0.8 | 1.7 | 1.7 | 1 | N |  |  | N | Electric Utility | 1 | X | WAT
Conventional Hydroelectric.WAT | hydro | TRUE | 57221 | City of Columbia SC | 3283 | Columbia Canal Hydro | SC | Richland | 6 | Conventional Hydroelectric | HY |  | W | 1.6 | 0.8 | 1.3 | 1.3 | 1 | N |  |  | N | Electric Utility | 1 | X | WAT
Conventional Hydroelectric.WAT | hydro | TRUE | 57221 | City of Columbia SC | 3283 | Columbia Canal Hydro | SC | Richland | 7 | Conventional Hydroelectric | HY |  | W | 1.6 | 0.8 | 1.3 | 1.3 | 1 | N |  |  | N | Electric Utility | 1 | X | WAT
Natural Gas Fired Combustion Turbine.NG | natural gas peaker | TRUE | 17539 | Dominion Energy South Carolina, Inc | 3285 | Hagood | SC | Charleston | 4 | Natural Gas Fired Combustion Turbine | GT |  | S | 122 | 0.85 | 88 | 99 | 40 | N |  |  | N | Electric Utility | 1 | X | NG | DFO
Natural Gas Fired Combustion Turbine.NG | natural gas peaker | TRUE | 17539 | Dominion Energy South Carolina, Inc | 3285 | Hagood | SC | Charleston | 5 | Natural Gas Fired Combustion Turbine | GT |  | S | 27.4 | 0.85 | 18 | 21 | 2.5 | N |  |  | N | Electric Utility | 1 | X | NG | DFO
Natural Gas Fired Combustion Turbine.NG | natural gas peaker | TRUE | 17539 | Dominion Energy South Carolina, Inc | 3285 | Hagood | SC | Charleston | 6 | Natural Gas Fired Combustion Turbine | GT |  | S | 27.9 | 0.85 | 20 | 21 | 2.5 | N |  |  | N | Electric Utility | 1 | X | NG | DFO
Natural Gas Steam Turbine.NG | natural gas steam turbine | TRUE | 17539 | Dominion Energy South Carolina, Inc | 3287 | McMeekin | SC | Lexington | 1 | Natural Gas Steam Turbine | ST |  | S | 146.8 | 0.85 | 125 | 125 | 35 | N |  |  | N | Electric Utility | 1 | X | NG
Natural Gas Steam Turbine.NG | natural gas steam turbine | TRUE | 17539 | Dominion Energy South Carolina, Inc | 3287 | McMeekin | SC | Lexington | 2 | Natural Gas Steam Turbine | ST |  | S | 146.8 | 0.85 | 125 | 125 | 35 | N |  |  | N | Electric Utility | 1 | X | NG
Conventional Hydroelectric.WAT | hydro | TRUE | 17539 | Dominion Energy South Carolina, Inc | 3289 | Neal Shoals | SC | Union | 1 | Conventional Hydroelectric | HY |  | S | 1.1 | 0.85 | 1.1 | 1.1 | 0.3 | N |  |  | N | Electric Utility | 1 | X | WAT
Conventional Hydroelectric.WAT | hydro | TRUE | 17539 | Dominion Energy South Carolina, Inc | 3289 | Neal Shoals | SC | Union | 2 | Conventional Hydroelectric | HY |  | S | 1.1 | 0.85 | 1.1 | 1.1 | 0.3 | N |  |  | N | Electric Utility | 1 | X | WAT
Conventional Hydroelectric.WAT | hydro | TRUE | 17539 | Dominion Energy South Carolina, Inc | 3289 | Neal Shoals | SC | Union | 3 | Conventional Hydroelectric | HY |  | S | 1.1 | 0.85 | 1.1 | 1.1 | 0.3 | N |  |  | N | Electric Utility | 1 | X | WAT
Conventional Hydroelectric.WAT | hydro | TRUE | 17539 | Dominion Energy South Carolina, Inc | 3289 | Neal Shoals | SC | Union | 4 | Conventional Hydroelectric | HY |  | S | 1.1 | 0.85 | 1.1 | 1.1 | 0.3 | N |  |  | N | Electric Utility | 1 | X | WAT
Conventional Hydroelectric.WAT | hydro | TRUE | 17539 | Dominion Energy South Carolina, Inc | 3290 | Parr Hydro | SC | Fairfield | 1 | Conventional Hydroelectric | HY |  | S | 2.5 | 0.9 | 2.5 | 2.5 | 0.2 | N |  |  | N | Electric Utility | 1 | X | WAT
Conventional Hydroelectric.WAT | hydro | TRUE | 17539 | Dominion Energy South Carolina, Inc | 3290 | Parr Hydro | SC | Fairfield | 2 | Conventional Hydroelectric | HY |  | S | 2.5 | 0.9 | 2.5 | 2.5 | 0.2 | N |  |  | N | Electric Utility | 1 | X | WAT
Conventional Hydroelectric.WAT | hydro | TRUE | 17539 | Dominion Energy South Carolina, Inc | 3290 | Parr Hydro | SC | Fairfield | 3 | Conventional Hydroelectric | HY |  | S | 2.5 | 0.9 | 2.5 | 2.5 | 0.2 | N |  |  | N | Electric Utility | 1 | X | WAT
Conventional Hydroelectric.WAT | hydro | TRUE | 17539 | Dominion Energy South Carolina, Inc | 3290 | Parr Hydro | SC | Fairfield | 4 | Conventional Hydroelectric | HY |  | S | 2.5 | 0.9 | 2.5 | 2.5 | 0.2 | N |  |  | N | Electric Utility | 1 | X | WAT
Conventional Hydroelectric.WAT | hydro | TRUE | 17539 | Dominion Energy South Carolina, Inc | 3290 | Parr Hydro | SC | Fairfield | 5 | Conventional Hydroelectric | HY |  | S | 2.5 | 0.9 | 2.5 | 2.5 | 0.2 | N |  |  | N | Electric Utility | 1 | X | WAT
Conventional Hydroelectric.WAT | hydro | TRUE | 17539 | Dominion Energy South Carolina, Inc | 3290 | Parr Hydro | SC | Fairfield | 6 | Conventional Hydroelectric | HY |  | S | 2.5 | 0.9 | 2.5 | 2.5 | 0.2 | N |  |  | N | Electric Utility | 1 | X | WAT
Petroleum Liquids.DFO | petroleum | TRUE | 17539 | Dominion Energy South Carolina, Inc | 3291 | Parr GT | SC | Fairfield | GT1 | Petroleum Liquids | GT |  | S | 19.6 | 0.85 | 13.5 | 17 | 1 | N | 3 | 2023 | N | Electric Utility | 1 | X | DFO | NG
Petroleum Liquids.DFO | petroleum | TRUE | 17539 | Dominion Energy South Carolina, Inc | 3291 | Parr GT | SC | Fairfield | GT2 | Petroleum Liquids | GT |  | S | 19.6 | 0.85 | 13.5 | 17 | 1 | N | 3 | 2023 | N | Electric Utility | 1 | X | DFO | NG
Petroleum Liquids.DFO | petroleum | TRUE | 17539 | Dominion Energy South Carolina, Inc | 3291 | Parr GT | SC | Fairfield | GT3 | Petroleum Liquids | GT |  | S | 22.3 | 0.85 | 16.5 | 19.5 | 1 | N | 3 | 2023 | N | Electric Utility | 1 | X | DFO | NG
Petroleum Liquids.DFO | petroleum | TRUE | 17539 | Dominion Energy South Carolina, Inc | 3291 | Parr GT | SC | Fairfield | GT4 | Petroleum Liquids | GT |  | S | 22.3 | 0.85 | 16.5 | 19.5 | 1 | N | 3 | 2023 | N | Electric Utility | 1 | X | DFO | NG
Conventional Hydroelectric.WAT | hydro | TRUE | 17539 | Dominion Energy South Carolina, Inc | 3293 | Saluda Lexington | SC | Lexington | 1 | Conventional Hydroelectric | HY |  | S | 32.5 | 0.8 | 32.5 | 32.5 | 1.5 | N |  |  | N | Electric Utility | 1 | X | WAT
Conventional Hydroelectric.WAT | hydro | TRUE | 17539 | Dominion Energy South Carolina, Inc | 3293 | Saluda Lexington | SC | Lexington | 2 | Conventional Hydroelectric | HY |  | S | 32.5 | 0.8 | 32.5 | 32.5 | 1.5 | N |  |  | N | Electric Utility | 1 | X | WAT
Conventional Hydroelectric.WAT | hydro | TRUE | 17539 | Dominion Energy South Carolina, Inc | 3293 | Saluda Lexington | SC | Lexington | 3 | Conventional Hydroelectric | HY |  | S | 42.3 | 0.9 | 35 | 35 | 2 | N |  |  | N | Electric Utility | 1 | X | WAT
Conventional Hydroelectric.WAT | hydro | TRUE | 17539 | Dominion Energy South Carolina, Inc | 3293 | Saluda Lexington | SC | Lexington | 4 | Conventional Hydroelectric | HY |  | S | 32.5 | 0.8 | 32.5 | 32.5 | 1.5 | N |  |  | N | Electric Utility | 1 | X | WAT
Conventional Hydroelectric.WAT | hydro | TRUE | 17539 | Dominion Energy South Carolina, Inc | 3293 | Saluda Lexington | SC | Lexington | 5 | Conventional Hydroelectric | HY |  | S | 67.5 | 0.9 | 66 | 66 | 4 | N |  |  | N | Electric Utility | 1 | X | WAT
Natural Gas Fired Combined Cycle.NG | natural gas combined cycle | TRUE | 17539 | Dominion Energy South Carolina, Inc | 3295 | Urquhart | SC | Aiken | 1 | Natural Gas Fired Combined Cycle | CA | UR15 | S | 75 | 0.8 | 64 | 65 | 50 | N |  |  | N | Electric Utility | 1 | X | NG | DFO
Natural Gas Fired Combined Cycle.NG | natural gas combined cycle | TRUE | 17539 | Dominion Energy South Carolina, Inc | 3295 | Urquhart | SC | Aiken | 2 | Natural Gas Fired Combined Cycle | CA | UR26 | S | 75 | 0.8 | 64 | 66 | 50 | N |  |  | N | Electric Utility | 1 | X | NG | DFO
Natural Gas Steam Turbine.NG | natural gas steam turbine | TRUE | 17539 | Dominion Energy South Carolina, Inc | 3295 | Urquhart | SC | Aiken | 3 | Natural Gas Steam Turbine | ST |  | S | 100 | 0.8 | 95 | 96 | 30 | N |  |  | N | Electric Utility | 1 | X | NG
Natural Gas Fired Combined Cycle.NG | natural gas combined cycle | TRUE | 17539 | Dominion Energy South Carolina, Inc | 3295 | Urquhart | SC | Aiken | CT1 | Natural Gas Fired Combined Cycle | CT | UR15 | S | 198.9 | 0.8 | 162 | 177 | 75 | N |  |  | N | Electric Utility | 1 | X | NG | DFO
Natural Gas Fired Combined Cycle.NG | natural gas combined cycle | TRUE | 17539 | Dominion Energy South Carolina, Inc | 3295 | Urquhart | SC | Aiken | CT2 | Natural Gas Fired Combined Cycle | CT | UR26 | S | 198.9 | 0.85 | 168 | 176 | 75 | N |  |  | N | Electric Utility | 1 | X | NG | DFO
Natural Gas Fired Combustion Turbine.NG | natural gas peaker | TRUE | 17539 | Dominion Energy South Carolina, Inc | 3295 | Urquhart | SC | Aiken | GT1 | Natural Gas Fired Combustion Turbine | GT |  | S | 19.6 | 0.85 | 13 | 16 | 5 | N |  |  | N | Electric Utility | 1 | X | NG | DFO
Natural Gas Fired Combustion Turbine.NG | natural gas peaker | TRUE | 17539 | Dominion Energy South Carolina, Inc | 3295 | Urquhart | SC | Aiken | GT2 | Natural Gas Fired Combustion Turbine | GT |  | S | 16.3 | 0.85 | 14 | 17 | 5 | N |  |  | N | Electric Utility | 1 | X | NG | DFO
Natural Gas Fired Combustion Turbine.NG | natural gas peaker | TRUE | 17539 | Dominion Energy South Carolina, Inc | 3295 | Urquhart | SC | Aiken | GT3 | Natural Gas Fired Combustion Turbine | GT |  | S | 16.3 | 0.85 | 12 | 15 | 5 | N |  |  | N | Electric Utility | 1 | X | NG | DFO
Natural Gas Fired Combustion Turbine.NG | natural gas peaker | TRUE | 17539 | Dominion Energy South Carolina, Inc | 3295 | Urquhart | SC | Aiken | GT4 | Natural Gas Fired Combustion Turbine | GT |  | S | 58.9 | 0.85 | 48 | 49 | 15 | N |  |  | N | Electric Utility | 1 | X | NG | DFO
Conventional Steam Coal.BIT | hard coal | TRUE | 17539 | Dominion Energy South Carolina, Inc | 3297 | Wateree | SC | Richland | 1 | Conventional Steam Coal | ST |  | S | 385.9 | 0.85 | 342 | 342 | 220 | N |  |  | N | Electric Utility | 1 | X | BIT
Conventional Steam Coal.BIT | hard coal | TRUE | 17539 | Dominion Energy South Carolina, Inc | 3297 | Wateree | SC | Richland | 2 | Conventional Steam Coal | ST |  | S | 385.9 | 0.85 | 342 | 342 | 220 | N |  |  | N | Electric Utility | 1 | X | BIT
Conventional Steam Coal.BIT | hard coal | TRUE | 17554 | South Carolina Genertg Co, Inc | 3298 | Williams | SC | Berkeley | ST1 | Conventional Steam Coal | ST |  | S | 659.7 | 0.9 | 605 | 610 | 270 | N |  |  | N | Electric Utility | 1 | X | BIT
Conventional Hydroelectric.WAT | hydro | TRUE | 34 | City of Abbeville - (SC) | 3305 | Rocky River (SC) | SC | Anderson | 1 | Conventional Hydroelectric | HY |  | S | 1.8 | 0.8 | 1.8 | 1.8 | 0.2 | N |  |  | N | Electric Utility | 1 | X | WAT
Conventional Hydroelectric.WAT | hydro | TRUE | 34 | City of Abbeville - (SC) | 3305 | Rocky River (SC) | SC | Anderson | 2 | Conventional Hydroelectric | HY |  | S | 0.8 | 0.8 | 0.8 | 0.8 | 0.2 | N |  |  | N | Electric Utility | 1 | X | WAT
Petroleum Liquids.DFO | petroleum | TRUE | 34 | City of Abbeville - (SC) | 3305 | Rocky River (SC) | SC | Anderson | IC2 | Petroleum Liquids | IC |  | S | 1.3 | 0.8 | 1 | 1 | 0.2 | N |  |  | N | Electric Utility | 1 | X | DFO
Petroleum Liquids.DFO | petroleum | TRUE | 17543 | South Carolina Public Service Authority | 3318 | Hilton Head | SC | Beaufort | 1 | Petroleum Liquids | GT |  | S | 26.6 | 0.9 | 16 | 20 | 2 | N |  |  | N | Electric Utility | 1 | X | DFO
Petroleum Liquids.DFO | petroleum | TRUE | 17543 | South Carolina Public Service Authority | 3318 | Hilton Head | SC | Beaufort | 2 | Petroleum Liquids | GT |  | S | 26.6 | 0.9 | 16 | 20 | 2 | N |  |  | N | Electric Utility | 1 | X | DFO
Petroleum Liquids.DFO | petroleum | TRUE | 17543 | South Carolina Public Service Authority | 3318 | Hilton Head | SC | Beaufort | 3 | Petroleum Liquids | GT |  | S | 64.7 | 0.9 | 52 | 60 | 7 | N |  |  | N | Electric Utility | 1 | X | DFO
Conventional Hydroelectric.WAT | hydro | TRUE | 17543 | South Carolina Public Service Authority | 3319 | Jefferies | SC | Berkeley | H1 | Conventional Hydroelectric | HY |  | S | 30.6 | 0.9 | 31 | 31 | 18 | N |  |  | N | Electric Utility | 1 | X | WAT
Conventional Hydroelectric.WAT | hydro | TRUE | 17543 | South Carolina Public Service Authority | 3319 | Jefferies | SC | Berkeley | H2 | Conventional Hydroelectric | HY |  | S | 36.9 | 0.9 | 36 | 36 | 13 | N |  |  | N | Electric Utility | 1 | X | WAT
Conventional Hydroelectric.WAT | hydro | TRUE | 17543 | South Carolina Public Service Authority | 3319 | Jefferies | SC | Berkeley | H3 | Conventional Hydroelectric | HY |  | S | 30.6 | 0.9 | 29 | 29 | 18 | N |  |  | N | Electric Utility | 1 | X | WAT
Conventional Hydroelectric.WAT | hydro | TRUE | 17543 | South Carolina Public Service Authority | 3319 | Jefferies | SC | Berkeley | H4 | Conventional Hydroelectric | HY |  | S | 36.9 | 0.9 | 36 | 36 | 13 | N |  |  | N | Electric Utility | 1 | X | WAT
Conventional Hydroelectric.WAT | hydro | TRUE | 17543 | South Carolina Public Service Authority | 3319 | Jefferies | SC | Berkeley | H6 | Conventional Hydroelectric | HY |  | S | 10.2 | 0.9 | 8 | 8 | 8 | N |  |  | N | Electric Utility | 1 | X | WAT
Petroleum Liquids.DFO | petroleum | TRUE | 17543 | South Carolina Public Service Authority | 3320 | Myrtle Beach | SC | Horry | 1 | Petroleum Liquids | GT |  | S | 11.5 | 0.85 | 8 | 10 | 3 | N |  |  | N | Electric Utility | 1 | X | DFO
Petroleum Liquids.DFO | petroleum | TRUE | 17543 | South Carolina Public Service Authority | 3320 | Myrtle Beach | SC | Horry | 2 | Petroleum Liquids | GT |  | S | 11.5 | 0.85 | 8 | 10 | 3 | N |  |  | N | Electric Utility | 1 | X | DFO
Petroleum Liquids.DFO | petroleum | TRUE | 17543 | South Carolina Public Service Authority | 3320 | Myrtle Beach | SC | Horry | 3 | Petroleum Liquids | GT |  | S | 26.6 | 0.9 | 19 | 20 | 4 | N |  |  | N | Electric Utility | 1 | X | DFO
Petroleum Liquids.DFO | petroleum | TRUE | 17543 | South Carolina Public Service Authority | 3320 | Myrtle Beach | SC | Horry | 4 | Petroleum Liquids | GT |  | S | 26.6 | 0.9 | 19 | 20 | 4 | N |  |  | N | Electric Utility | 1 | X | DFO
Petroleum Liquids.DFO | petroleum | TRUE | 17543 | South Carolina Public Service Authority | 3320 | Myrtle Beach | SC | Horry | 5 | Petroleum Liquids | GT |  | S | 35.3 | 0.9 | 21 | 25 | 10 | N |  |  | N | Electric Utility | 1 | X | DFO
Conventional Hydroelectric.WAT | hydro | TRUE | 17543 | South Carolina Public Service Authority | 3321 | Spillway | SC | Berkeley | 1 | Conventional Hydroelectric | HY |  | S | 2 | 0.8 | 2 | 2 | 1.5 | N |  |  | N | Electric Utility | 1 | X | WAT
Conventional Hydroelectric.WAT | hydro | TRUE | 19375 | USCE-Savannah District | 3323 | J Strom Thurmond | SC | McCormick | 1 | Conventional Hydroelectric | HY |  | S | 51.7 | 0.9 | 48 | 48 | 25 | N |  |  | N | Electric Utility | 1 | X | WAT
Conventional Hydroelectric.WAT | hydro | TRUE | 19375 | USCE-Savannah District | 3323 | J Strom Thurmond | SC | McCormick | 2 | Conventional Hydroelectric | HY |  | S | 51.7 | 0.9 | 48 | 48 | 25 | N |  |  | N | Electric Utility | 1 | X | WAT
Conventional Hydroelectric.WAT | hydro | TRUE | 19375 | USCE-Savannah District | 3323 | J Strom Thurmond | SC | McCormick | 3 | Conventional Hydroelectric | HY |  | S | 51.7 | 0.9 | 48 | 48 | 25 | N |  |  | N | Electric Utility | 1 | X | WAT
Conventional Hydroelectric.WAT | hydro | TRUE | 19375 | USCE-Savannah District | 3323 | J Strom Thurmond | SC | McCormick | 4 | Conventional Hydroelectric | HY |  | S | 51.7 | 0.9 | 48 | 48 | 25 | N |  |  | N | Electric Utility | 1 | X | WAT
Conventional Hydroelectric.WAT | hydro | TRUE | 19375 | USCE-Savannah District | 3323 | J Strom Thurmond | SC | McCormick | 5 | Conventional Hydroelectric | HY |  | S | 51.7 | 0.9 | 48 | 48 | 25 | N |  |  | N | Electric Utility | 1 | X | WAT
Conventional Hydroelectric.WAT | hydro | TRUE | 19375 | USCE-Savannah District | 3323 | J Strom Thurmond | SC | McCormick | 6 | Conventional Hydroelectric | HY |  | S | 51.7 | 0.9 | 48 | 48 | 25 | N |  |  | N | Electric Utility | 1 | X | WAT
Conventional Hydroelectric.WAT | hydro | TRUE | 19375 | USCE-Savannah District | 3323 | J Strom Thurmond | SC | McCormick | 7 | Conventional Hydroelectric | HY |  | S | 51.7 | 0.9 | 48 | 48 | 25 | N |  |  | N | Electric Utility | 1 | X | WAT
Petroleum Liquids.DFO | petroleum | TRUE | 19545 | Black Hills Power, Inc. | 3325 | Ben French | SD | Pennington | 1 | Petroleum Liquids | IC |  | S | 2 | 0.8 | 2 | 2 | 2 | N |  |  | N | Electric Utility | 1 | X | DFO
Petroleum Liquids.DFO | petroleum | TRUE | 19545 | Black Hills Power, Inc. | 3325 | Ben French | SD | Pennington | 2 | Petroleum Liquids | IC |  | S | 2 | 0.8 | 2 | 2 | 2 | N |  |  | N | Electric Utility | 1 | X | DFO
Petroleum Liquids.DFO | petroleum | TRUE | 19545 | Black Hills Power, Inc. | 3325 | Ben French | SD | Pennington | 3 | Petroleum Liquids | IC |  | S | 2 | 0.8 | 2 | 2 | 2 | N |  |  | N | Electric Utility | 1 | X | DFO
Petroleum Liquids.DFO | petroleum | TRUE | 19545 | Black Hills Power, Inc. | 3325 | Ben French | SD | Pennington | 4 | Petroleum Liquids | IC |  | S | 2 | 0.8 | 2 | 2 | 2 | N |  |  | N | Electric Utility | 1 | X | DFO
Petroleum Liquids.DFO | petroleum | TRUE | 19545 | Black Hills Power, Inc. | 3325 | Ben French | SD | Pennington | 5 | Petroleum Liquids | IC |  | S | 2 | 0.8 | 2 | 2 | 2 | N |  |  | N | Electric Utility | 1 | X | DFO
Natural Gas Fired Combustion Turbine.NG | natural gas peaker | TRUE | 19545 | Black Hills Power, Inc. | 3325 | Ben French | SD | Pennington | GT1 | Natural Gas Fired Combustion Turbine | GT |  | S | 25 | 0.9 | 17 | 25 | 2 | N |  |  | N | Electric Utility | 1 | X | NG | DFO
Natural Gas Fired Combustion Turbine.NG | natural gas peaker | TRUE | 19545 | Black Hills Power, Inc. | 3325 | Ben French | SD | Pennington | GT2 | Natural Gas Fired Combustion Turbine | GT |  | S | 25 | 0.9 | 17 | 25 | 2 | N |  |  | N | Electric Utility | 1 | X | NG | DFO
Natural Gas Fired Combustion Turbine.NG | natural gas peaker | TRUE | 19545 | Black Hills Power, Inc. | 3325 | Ben French | SD | Pennington | GT3 | Natural Gas Fired Combustion Turbine | GT |  | S | 25 | 0.9 | 17 | 25 | 2 | N |  |  | N | Electric Utility | 1 | X | NG | DFO
Natural Gas Fired Combustion Turbine.NG | natural gas peaker | TRUE | 19545 | Black Hills Power, Inc. | 3325 | Ben French | SD | Pennington | GT4 | Natural Gas Fired Combustion Turbine | GT |  | S | 25 | 0.9 | 17 | 25 | 2 | N |  |  | N | Electric Utility | 1 | X | NG | DFO
Natural Gas Fired Combustion Turbine.NG | natural gas peaker | TRUE | 13809 | NorthWestern Energy - (SD) | 3338 | Aberdeen CT | SD | Brown | 2 | Natural Gas Fired Combustion Turbine | GT |  | S | 82.2 | 0.85 | 52 | 60 | 15 | N |  |  | N | Electric Utility | 1 | X | NG | DFO
Petroleum Liquids.DFO | petroleum | TRUE | 13809 | NorthWestern Energy - (SD) | 3338 | Aberdeen CT | SD | Brown | GT1 | Petroleum Liquids | GT |  | S | 28.8 | 0.9 | 20.5 | 28 | 1.7 | N |  |  | N | Electric Utility | 1 | X | DFO
Petroleum Liquids.DFO | petroleum | TRUE | 13809 | NorthWestern Energy - (SD) | 3341 | Clark (SD) | SD | Clark | 1 | Petroleum Liquids | IC |  | S | 2.7 | 0.8 | 2.6 | 2.7 | 1.2 | N |  |  | N | Electric Utility | 1 | X | DFO
Petroleum Liquids.DFO | petroleum | TRUE | 13809 | NorthWestern Energy - (SD) | 3342 | Faulkton | SD | Faulk | 1 | Petroleum Liquids | IC |  | S | 2.7 | 0.8 | 2.5 | 2.5 | 1.2 | N |  |  | N | Electric Utility | 1 | X | DFO
Petroleum Liquids.DFO | petroleum | TRUE | 14232 | Otter Tail Power Co | 3352 | Lake Preston | SD | Kingsbury | 1A | Petroleum Liquids | GT |  | S | 24.1 | 0.9 | 19.7 | 23.8 | 6 | N |  |  | N | Electric Utility | 1 | X | DFO
Conventional Hydroelectric.WAT | hydro | TRUE | 19635 | USACE-Omaha | 3356 | Oahe | SD | Hughes | 1 | Conventional Hydroelectric | HY |  | S | 112.3 | 0.95 | 102 | 102 | 0 | N |  |  | N | Electric Utility | 1 | X | WAT
Conventional Hydroelectric.WAT | hydro | TRUE | 19635 | USACE-Omaha | 3356 | Oahe | SD | Hughes | 2 | Conventional Hydroelectric | HY |  | S | 112.3 | 0.95 | 102 | 102 | 0 | N |  |  | N | Electric Utility | 1 | X | WAT
Conventional Hydroelectric.WAT | hydro | TRUE | 19635 | USACE-Omaha | 3356 | Oahe | SD | Hughes | 3 | Conventional Hydroelectric | HY |  | S | 112.3 | 0.95 | 102 | 102 | 0 | N |  |  | N | Electric Utility | 1 | X | WAT
Conventional Hydroelectric.WAT | hydro | TRUE | 19635 | USACE-Omaha | 3356 | Oahe | SD | Hughes | 4 | Conventional Hydroelectric | HY |  | S | 112.3 | 0.95 | 102 | 102 | 0 | N |  |  | N | Electric Utility | 1 | X | WAT
Conventional Hydroelectric.WAT | hydro | TRUE | 19635 | USACE-Omaha | 3356 | Oahe | SD | Hughes | 5 | Conventional Hydroelectric | HY |  | S | 112.3 | 0.95 | 102 | 102 | 0 | N |  |  | N | Electric Utility | 1 | X | WAT
Conventional Hydroelectric.WAT | hydro | TRUE | 19635 | USACE-Omaha | 3356 | Oahe | SD | Hughes | 6 | Conventional Hydroelectric | HY |  | S | 112.3 | 0.95 | 102 | 102 | 0 | N |  |  | N | Electric Utility | 1 | X | WAT
Conventional Hydroelectric.WAT | hydro | TRUE | 19635 | USACE-Omaha | 3356 | Oahe | SD | Hughes | 7 | Conventional Hydroelectric | HY |  | S | 112.3 | 0.95 | 102 | 102 | 0 | N |  |  | N | Electric Utility | 1 | X | WAT
Conventional Hydroelectric.WAT | hydro | TRUE | 19635 | USACE-Omaha | 3373 | Fort Randall | SD | Charles Mix | 1 | Conventional Hydroelectric | HY |  | S | 40 | 0.95 | 45 | 45 | 0 | N |  |  | N | Electric Utility | 1 | X | WAT
Conventional Hydroelectric.WAT | hydro | TRUE | 19635 | USACE-Omaha | 3373 | Fort Randall | SD | Charles Mix | 2 | Conventional Hydroelectric | HY |  | S | 40 | 0.95 | 45 | 45 | 0 | N |  |  | N | Electric Utility | 1 | X | WAT
Conventional Hydroelectric.WAT | hydro | TRUE | 19635 | USACE-Omaha | 3373 | Fort Randall | SD | Charles Mix | 3 | Conventional Hydroelectric | HY |  | S | 40 | 0.95 | 45 | 45 | 0 | N |  |  | N | Electric Utility | 1 | X | WAT
Conventional Hydroelectric.WAT | hydro | TRUE | 19635 | USACE-Omaha | 3373 | Fort Randall | SD | Charles Mix | 4 | Conventional Hydroelectric | HY |  | S | 40 | 0.95 | 45 | 45 | 0 | N |  |  | N | Electric Utility | 1 | X | WAT
Conventional Hydroelectric.WAT | hydro | TRUE | 19635 | USACE-Omaha | 3373 | Fort Randall | SD | Charles Mix | 5 | Conventional Hydroelectric | HY |  | S | 40 | 0.95 | 45 | 45 | 0 | N |  |  | N | Electric Utility | 1 | X | WAT
Conventional Hydroelectric.WAT | hydro | TRUE | 19635 | USACE-Omaha | 3373 | Fort Randall | SD | Charles Mix | 6 | Conventional Hydroelectric | HY |  | S | 40 | 0.95 | 45 | 45 | 0 | N |  |  | N | Electric Utility | 1 | X | WAT
Conventional Hydroelectric.WAT | hydro | TRUE | 19635 | USACE-Omaha | 3373 | Fort Randall | SD | Charles Mix | 7 | Conventional Hydroelectric | HY |  | S | 40 | 0.95 | 45 | 45 | 0 | N |  |  | N | Electric Utility | 1 | X | WAT
Conventional Hydroelectric.WAT | hydro | TRUE | 19635 | USACE-Omaha | 3373 | Fort Randall | SD | Charles Mix | 8 | Conventional Hydroelectric | HY |  | S | 40 | 0.95 | 45 | 45 | 0 | N |  |  | N | Electric Utility | 1 | X | WAT
Conventional Hydroelectric.WAT | hydro | TRUE | 19635 | USACE-Omaha | 3375 | Big Bend Dam | SD | Buffalo | 1 | Conventional Hydroelectric | HY |  | S | 67.3 | 0.95 | 65 | 65 | 0 | N |  |  | N | Electric Utility | 1 | X | WAT
Conventional Hydroelectric.WAT | hydro | TRUE | 19635 | USACE-Omaha | 3375 | Big Bend Dam | SD | Buffalo | 2 | Conventional Hydroelectric | HY |  | S | 67.3 | 0.95 | 65 | 65 | 0 | N |  |  | N | Electric Utility | 1 | X | WAT
Conventional Hydroelectric.WAT | hydro | TRUE | 19635 | USACE-Omaha | 3375 | Big Bend Dam | SD | Buffalo | 3 | Conventional Hydroelectric | HY |  | S | 67.2 | 0.95 | 65 | 65 | 0 | N |  |  | N | Electric Utility | 1 | X | WAT
Conventional Hydroelectric.WAT | hydro | TRUE | 19635 | USACE-Omaha | 3375 | Big Bend Dam | SD | Buffalo | 4 | Conventional Hydroelectric | HY |  | S | 67.3 | 0.95 | 65 | 65 | 0 | N |  |  | N | Electric Utility | 1 | X | WAT
Conventional Hydroelectric.WAT | hydro | TRUE | 19635 | USACE-Omaha | 3375 | Big Bend Dam | SD | Buffalo | 5 | Conventional Hydroelectric | HY |  | S | 67.3 | 0.95 | 65 | 65 | 0 | N |  |  | N | Electric Utility | 1 | X | WAT
Conventional Hydroelectric.WAT | hydro | TRUE | 19635 | USACE-Omaha | 3375 | Big Bend Dam | SD | Buffalo | 6 | Conventional Hydroelectric | HY |  | S | 67.3 | 0.95 | 65 | 65 | 0 | N |  |  | N | Electric Utility | 1 | X | WAT
Conventional Hydroelectric.WAT | hydro | TRUE | 19635 | USACE-Omaha | 3375 | Big Bend Dam | SD | Buffalo | 7 | Conventional Hydroelectric | HY |  | S | 67.3 | 0.95 | 65 | 65 | 0 | N |  |  | N | Electric Utility | 1 | X | WAT
Conventional Hydroelectric.WAT | hydro | TRUE | 19635 | USACE-Omaha | 3375 | Big Bend Dam | SD | Buffalo | 8 | Conventional Hydroelectric | HY |  | S | 67.3 | 0.95 | 65 | 65 | 0 | N |  |  | N | Electric Utility | 1 | X | WAT
Natural Gas Fired Combined Cycle.NG | natural gas combined cycle | TRUE | 18642 | Tennessee Valley Authority | 3393 | Allen | TN | Shelby | CTG1 | Natural Gas Fired Combined Cycle | CT | CC1 | S | 347 | 0.85 | 311.9 | 330.3 |  | N |  |  | N | Electric Utility | 1 | X | NG
Natural Gas Fired Combined Cycle.NG | natural gas combined cycle | TRUE | 18642 | Tennessee Valley Authority | 3393 | Allen | TN | Shelby | CTG2 | Natural Gas Fired Combined Cycle | CT | CC1 | S | 347 | 0.85 | 311.9 | 330.3 |  | N |  |  | N | Electric Utility | 1 | X | NG
Natural Gas Fired Combustion Turbine.NG | natural gas peaker | TRUE | 18642 | Tennessee Valley Authority | 3393 | Allen | TN | Shelby | G10 | Natural Gas Fired Combustion Turbine | GT |  | S | 23.9 | 0.9 | 15.1 | 20.4 | 5 | N | 12 | 2023 | N | Electric Utility | 1 | X | NG | DFO
Natural Gas Fired Combustion Turbine.NG | natural gas peaker | TRUE | 18642 | Tennessee Valley Authority | 3393 | Allen | TN | Shelby | G11 | Natural Gas Fired Combustion Turbine | GT |  | S | 23.9 | 0.9 | 15.1 | 20.4 | 5 | N | 12 | 2023 | N | Electric Utility | 1 | X | NG | DFO
Natural Gas Fired Combustion Turbine.NG | natural gas peaker | TRUE | 18642 | Tennessee Valley Authority | 3393 | Allen | TN | Shelby | G12 | Natural Gas Fired Combustion Turbine | GT |  | S | 23.9 | 0.9 | 15.1 | 20.4 | 5 | N | 12 | 2023 | N | Electric Utility | 1 | X | NG | DFO
Natural Gas Fired Combustion Turbine.NG | natural gas peaker | TRUE | 18642 | Tennessee Valley Authority | 3393 | Allen | TN | Shelby | G13 | Natural Gas Fired Combustion Turbine | GT |  | S | 23.9 | 0.9 | 15.1 | 20.4 | 5 | N | 12 | 2023 | N | Electric Utility | 1 | X | NG | DFO
Natural Gas Fired Combustion Turbine.NG | natural gas peaker | TRUE | 18642 | Tennessee Valley Authority | 3393 | Allen | TN | Shelby | G14 | Natural Gas Fired Combustion Turbine | GT |  | S | 23.9 | 0.9 | 15.1 | 20.4 | 5 | N | 12 | 2023 | N | Electric Utility | 1 | X | NG | DFO
Natural Gas Fired Combustion Turbine.NG | natural gas peaker | TRUE | 18642 | Tennessee Valley Authority | 3393 | Allen | TN | Shelby | G15 | Natural Gas Fired Combustion Turbine | GT |  | S | 23.9 | 0.9 | 15.1 | 20.4 | 5 | N | 12 | 2023 | N | Electric Utility | 1 | X | NG | DFO
Natural Gas Fired Combustion Turbine.NG | natural gas peaker | TRUE | 18642 | Tennessee Valley Authority | 3393 | Allen | TN | Shelby | G16 | Natural Gas Fired Combustion Turbine | GT |  | S | 23.9 | 0.9 | 15.1 | 20.4 | 5 | N | 12 | 2023 | N | Electric Utility | 1 | X | NG | DFO
Natural Gas Fired Combustion Turbine.NG | natural gas peaker | TRUE | 18642 | Tennessee Valley Authority | 3393 | Allen | TN | Shelby | G17 | Natural Gas Fired Combustion Turbine | GT |  | S | 59.6 | 0.9 | 46.4 | 62.2 | 10 | N | 12 | 2023 | N | Electric Utility | 1 | X | NG | DFO
Natural Gas Fired Combustion Turbine.NG | natural gas peaker | TRUE | 18642 | Tennessee Valley Authority | 3393 | Allen | TN | Shelby | G18 | Natural Gas Fired Combustion Turbine | GT |  | S | 59.6 | 0.9 | 46.4 | 62.2 | 10 | N | 12 | 2023 | N | Electric Utility | 1 | X | NG | DFO
Natural Gas Fired Combustion Turbine.NG | natural gas peaker | TRUE | 18642 | Tennessee Valley Authority | 3393 | Allen | TN | Shelby | G19 | Natural Gas Fired Combustion Turbine | GT |  | S | 59.6 | 0.9 | 46.4 | 62.2 | 10 | N | 12 | 2023 | N | Electric Utility | 1 | X | NG | DFO
Natural Gas Fired Combustion Turbine.NG | natural gas peaker | TRUE | 18642 | Tennessee Valley Authority | 3393 | Allen | TN | Shelby | G20 | Natural Gas Fired Combustion Turbine | GT |  | S | 59.6 | 0.9 | 46.4 | 62.2 | 10 | N | 12 | 2023 | N | Electric Utility | 1 | X | NG | DFO
Natural Gas Fired Combustion Turbine.NG | natural gas peaker | TRUE | 18642 | Tennessee Valley Authority | 3393 | Allen | TN | Shelby | GT1 | Natural Gas Fired Combustion Turbine | GT |  | S | 23.9 | 0.9 | 15.1 | 20.4 | 5 | N | 12 | 2023 | N | Electric Utility | 1 | X | NG | DFO
Natural Gas Fired Combustion Turbine.NG | natural gas peaker | TRUE | 18642 | Tennessee Valley Authority | 3393 | Allen | TN | Shelby | GT2 | Natural Gas Fired Combustion Turbine | GT |  | S | 23.9 | 0.9 | 15.1 | 20.4 | 5 | N | 12 | 2023 | N | Electric Utility | 1 | X | NG | DFO
Natural Gas Fired Combustion Turbine.NG | natural gas peaker | TRUE | 18642 | Tennessee Valley Authority | 3393 | Allen | TN | Shelby | GT3 | Natural Gas Fired Combustion Turbine | GT |  | S | 23.9 | 0.9 | 15.1 | 20.4 | 5 | N | 12 | 2023 | N | Electric Utility | 1 | X | NG | DFO
Natural Gas Fired Combustion Turbine.NG | natural gas peaker | TRUE | 18642 | Tennessee Valley Authority | 3393 | Allen | TN | Shelby | GT4 | Natural Gas Fired Combustion Turbine | GT |  | S | 23.9 | 0.9 | 15.1 | 20.4 | 5 | N | 12 | 2023 | N | Electric Utility | 1 | X | NG | DFO
Natural Gas Fired Combustion Turbine.NG | natural gas peaker | TRUE | 18642 | Tennessee Valley Authority | 3393 | Allen | TN | Shelby | GT5 | Natural Gas Fired Combustion Turbine | GT |  | S | 23.9 | 0.9 | 15.1 | 20.4 | 5 | N | 12 | 2023 | N | Electric Utility | 1 | X | NG | DFO
Natural Gas Fired Combustion Turbine.NG | natural gas peaker | TRUE | 18642 | Tennessee Valley Authority | 3393 | Allen | TN | Shelby | GT6 | Natural Gas Fired Combustion Turbine | GT |  | S | 23.9 | 0.9 | 15.1 | 20.4 | 5 | N | 12 | 2023 | N | Electric Utility | 1 | X | NG | DFO
Natural Gas Fired Combustion Turbine.NG | natural gas peaker | TRUE | 18642 | Tennessee Valley Authority | 3393 | Allen | TN | Shelby | GT7 | Natural Gas Fired Combustion Turbine | GT |  | S | 23.9 | 0.9 | 15.1 | 20.4 | 5 | N | 12 | 2023 | N | Electric Utility | 1 | X | NG | DFO
Natural Gas Fired Combustion Turbine.NG | natural gas peaker | TRUE | 18642 | Tennessee Valley Authority | 3393 | Allen | TN | Shelby | GT8 | Natural Gas Fired Combustion Turbine | GT |  | S | 23.9 | 0.9 | 15.1 | 20.4 | 5 | N | 12 | 2023 | N | Electric Utility | 1 | X | NG | DFO
Natural Gas Fired Combustion Turbine.NG | natural gas peaker | TRUE | 18642 | Tennessee Valley Authority | 3393 | Allen | TN | Shelby | GT9 | Natural Gas Fired Combustion Turbine | GT |  | S | 23.9 | 0.9 | 15.1 | 20.4 | 5 | N | 12 | 2023 | N | Electric Utility | 1 | X | NG | DFO
Natural Gas Fired Combined Cycle.NG | natural gas combined cycle | TRUE | 18642 | Tennessee Valley Authority | 3393 | Allen | TN | Shelby | STG1 | Natural Gas Fired Combined Cycle | CA | CC1 | S | 476.9 | 0.85 | 428.3 | 453.5 |  | N |  |  | N | Electric Utility | 1 | X | NG
Conventional Hydroelectric.WAT | hydro | TRUE | 18642 | Tennessee Valley Authority | 3394 | Apalachia | TN | Polk | 1 | Conventional Hydroelectric | HY |  | S | 52.2 | 0.9 | 41.2 | 41.2 | 13.1 | N |  |  | N | Electric Utility | 1 | X | WAT
Conventional Hydroelectric.WAT | hydro | TRUE | 18642 | Tennessee Valley Authority | 3394 | Apalachia | TN | Polk | 2 | Conventional Hydroelectric | HY |  | S | 41.4 | 0.9 | 41.2 | 41.2 | 13.1 | N |  |  | N | Electric Utility | 1 | X | WAT
Conventional Hydroelectric.WAT | hydro | TRUE | 18642 | Tennessee Valley Authority | 3395 | Boone Dam | TN | Sullivan | 1 | Conventional Hydroelectric | HY |  | S | 38 | 0.95 | 37.8 | 29.8 | 19.7 | N |  |  | N | Electric Utility | 1 | X | WAT
Conventional Hydroelectric.WAT | hydro | TRUE | 18642 | Tennessee Valley Authority | 3395 | Boone Dam | TN | Sullivan | 2 | Conventional Hydroelectric | HY |  | S | 38.3 | 0.95 | 37.8 | 29.8 | 19.7 | N |  |  | N | Electric Utility | 1 | X | WAT
Conventional Hydroelectric.WAT | hydro | TRUE | 18642 | Tennessee Valley Authority | 3395 | Boone Dam | TN | Sullivan | 3 | Conventional Hydroelectric | HY |  | S | 29.6 | 0.95 | 37.8 | 29.8 | 19.7 | N |  |  | N | Electric Utility | 1 | X | WAT
Conventional Steam Coal.BIT | hard coal | TRUE | 18642 | Tennessee Valley Authority | 3396 | Bull Run | TN | Anderson | 1 | Conventional Steam Coal | ST |  | S | 950 | 0.94 | 865 | 872 | 572 | N | 12 | 2023 | N | Electric Utility | 1 | X | BIT
Conventional Hydroelectric.WAT | hydro | TRUE | 18642 | Tennessee Valley Authority | 3397 | Cherokee Dam | TN | Jefferson | 1 | Conventional Hydroelectric | HY |  | S | 33.4 | 0.9 | 37 | 37 | 14.5 | N |  |  | N | Electric Utility | 1 | X | WAT
Conventional Hydroelectric.WAT | hydro | TRUE | 18642 | Tennessee Valley Authority | 3397 | Cherokee Dam | TN | Jefferson | 2 | Conventional Hydroelectric | HY |  | S | 34.6 | 0.9 | 39.8 | 36.1 | 14.5 | N |  |  | N | Electric Utility | 1 | X | WAT
Conventional Hydroelectric.WAT | hydro | TRUE | 18642 | Tennessee Valley Authority | 3397 | Cherokee Dam | TN | Jefferson | 3 | Conventional Hydroelectric | HY |  | S | 34.6 | 0.9 | 39.8 | 37.5 | 14.5 | N |  |  | N | Electric Utility | 1 | X | WAT
Conventional Hydroelectric.WAT | hydro | TRUE | 18642 | Tennessee Valley Authority | 3397 | Cherokee Dam | TN | Jefferson | 4 | Conventional Hydroelectric | HY |  | S | 32.4 | 0.9 | 25 | 25 | 14.5 | N |  |  | N | Electric Utility | 1 | X | WAT
Conventional Hydroelectric.WAT | hydro | TRUE | 18642 | Tennessee Valley Authority | 3398 | Chickamauga | TN | Hamilton | 1 | Conventional Hydroelectric | HY |  | S | 39.9 | 0.95 | 35.4 | 29.8 | 11.3 | N |  |  | N | Electric Utility | 1 | X | WAT
Conventional Hydroelectric.WAT | hydro | TRUE | 18642 | Tennessee Valley Authority | 3398 | Chickamauga | TN | Hamilton | 2 | Conventional Hydroelectric | HY |  | S | 39.9 | 0.95 | 35.4 | 29.8 | 11.3 | N |  |  | N | Electric Utility | 1 | X | WAT
Conventional Hydroelectric.WAT | hydro | TRUE | 18642 | Tennessee Valley Authority | 3398 | Chickamauga | TN | Hamilton | 3 | Conventional Hydroelectric | HY |  | S | 39.9 | 0.95 | 35.4 | 29.8 | 11.3 | N |  |  | N | Electric Utility | 1 | X | WAT
Conventional Hydroelectric.WAT | hydro | TRUE | 18642 | Tennessee Valley Authority | 3398 | Chickamauga | TN | Hamilton | 4 | Conventional Hydroelectric | HY |  | S | 39.9 | 0.95 | 35.4 | 29.8 | 11.3 | N |  |  | N | Electric Utility | 1 | X | WAT
Conventional Steam Coal.BIT | hard coal | TRUE | 18642 | Tennessee Valley Authority | 3399 | Cumberland (TN) | TN | Stewart | 1 | Conventional Steam Coal | ST |  | S | 1300 | 0.9 | 1239 | 1265 | 650 | N | 12 | 2028 | N | Electric Utility | 1 | X | BIT
Conventional Steam Coal.BIT | hard coal | TRUE | 18642 | Tennessee Valley Authority | 3399 | Cumberland (TN) | TN | Stewart | 2 | Conventional Steam Coal | ST |  | S | 1300 | 0.9 | 1231 | 1257 | 650 | N | 12 | 2026 | N | Electric Utility | 1 | X | BIT
Conventional Hydroelectric.WAT | hydro | TRUE | 18642 | Tennessee Valley Authority | 3400 | Douglas Dam | TN | Sevier | 1 | Conventional Hydroelectric | HY |  | S | 36.5 | 0.9 | 44.2 | 27 | 14.2 | N |  |  | N | Electric Utility | 1 | X | WAT
Conventional Hydroelectric.WAT | hydro | TRUE | 18642 | Tennessee Valley Authority | 3400 | Douglas Dam | TN | Sevier | 2 | Conventional Hydroelectric | HY |  | S | 41.4 | 0.9 | 44.7 | 27.5 | 13 | N |  |  | N | Electric Utility | 1 | X | WAT
Conventional Hydroelectric.WAT | hydro | TRUE | 18642 | Tennessee Valley Authority | 3400 | Douglas Dam | TN | Sevier | 3 | Conventional Hydroelectric | HY |  | S | 31.5 | 0.9 | 44.5 | 27.6 | 14.2 | N |  |  | N | Electric Utility | 1 | X | WAT
Conventional Hydroelectric.WAT | hydro | TRUE | 18642 | Tennessee Valley Authority | 3400 | Douglas Dam | TN | Sevier | 4 | Conventional Hydroelectric | HY |  | S | 41.4 | 0.9 | 44.5 | 29.1 | 13 | N |  |  | N | Electric Utility | 1 | X | WAT
Conventional Hydroelectric.WAT | hydro | TRUE | 18642 | Tennessee Valley Authority | 3401 | Fort Patrick Henry | TN | Sullivan | 1 | Conventional Hydroelectric | HY |  | S | 29.7 | 0.9 | 20.4 | 20.4 | 11.8 | N |  |  | N | Electric Utility | 1 | X | WAT
Conventional Hydroelectric.WAT | hydro | TRUE | 18642 | Tennessee Valley Authority | 3401 | Fort Patrick Henry | TN | Sullivan | 2 | Conventional Hydroelectric | HY |  | S | 29.7 | 0.9 | 20.3 | 20.3 | 11.8 | N |  |  | N | Electric Utility | 1 | X | WAT
Conventional Hydroelectric.WAT | hydro | TRUE | 18642 | Tennessee Valley Authority | 3402 | Fort Loudoun | TN | Loudon | 1 | Conventional Hydroelectric | HY |  | S | 35.5 | 0.9 | 39.9 | 38.4 | 10.6 | N |  |  | N | Electric Utility | 1 | X | WAT
Conventional Hydroelectric.WAT | hydro | TRUE | 18642 | Tennessee Valley Authority | 3402 | Fort Loudoun | TN | Loudon | 2 | Conventional Hydroelectric | HY |  | S | 34.2 | 0.9 | 37.7 | 37.7 | 10.6 | N |  |  | N | Electric Utility | 1 | X | WAT
Conventional Hydroelectric.WAT | hydro | TRUE | 18642 | Tennessee Valley Authority | 3402 | Fort Loudoun | TN | Loudon | 3 | Conventional Hydroelectric | HY |  | S | 43 | 0.95 | 45.3 | 42.8 | 24.1 | N |  |  | N | Electric Utility | 1 | X | WAT
Conventional Hydroelectric.WAT | hydro | TRUE | 18642 | Tennessee Valley Authority | 3402 | Fort Loudoun | TN | Loudon | 4 | Conventional Hydroelectric | HY |  | S | 40.6 | 0.95 | 45.3 | 42.8 | 24.1 | N |  |  | N | Electric Utility | 1 | X | WAT
Conventional Steam Coal.BIT | hard coal | TRUE | 18642 | Tennessee Valley Authority | 3403 | Gallatin (TN) | TN | Sumner | 1 | Conventional Steam Coal | ST |  | S | 300 | 0.9 | 225 | 228 | 108 | N | 12 | 2031 | N | Electric Utility | 1 | X | BIT | SUB
Conventional Steam Coal.BIT | hard coal | TRUE | 18642 | Tennessee Valley Authority | 3403 | Gallatin (TN) | TN | Sumner | 2 | Conventional Steam Coal | ST |  | S | 300 | 0.9 | 225 | 228 | 108 | N | 12 | 2031 | N | Electric Utility | 1 | X | BIT | SUB
Conventional Steam Coal.BIT | hard coal | TRUE | 18642 | Tennessee Valley Authority | 3403 | Gallatin (TN) | TN | Sumner | 3 | Conventional Steam Coal | ST |  | S | 327.6 | 0.9 | 263 | 266 | 130 | N | 12 | 2031 | N | Electric Utility | 1 | X | BIT | SUB
Conventional Steam Coal.BIT | hard coal | TRUE | 18642 | Tennessee Valley Authority | 3403 | Gallatin (TN) | TN | Sumner | 4 | Conventional Steam Coal | ST |  | S | 327.6 | 0.9 | 263 | 266 | 130 | N | 12 | 2031 | N | Electric Utility | 1 | X | BIT | SUB
Natural Gas Fired Combustion Turbine.NG | natural gas peaker | TRUE | 18642 | Tennessee Valley Authority | 3403 | Gallatin (TN) | TN | Sumner | GT1 | Natural Gas Fired Combustion Turbine | GT |  | S | 81.3 | 0.9 | 71.5 | 88.7 | 10 | N | 12 | 2031 | N | Electric Utility | 1 | X | NG | DFO
Natural Gas Fired Combustion Turbine.NG | natural gas peaker | TRUE | 18642 | Tennessee Valley Authority | 3403 | Gallatin (TN) | TN | Sumner | GT2 | Natural Gas Fired Combustion Turbine | GT |  | S | 81.3 | 0.9 | 71.5 | 88.7 | 10 | N | 12 | 2031 | N | Electric Utility | 1 | X | NG | DFO
Natural Gas Fired Combustion Turbine.NG | natural gas peaker | TRUE | 18642 | Tennessee Valley Authority | 3403 | Gallatin (TN) | TN | Sumner | GT3 | Natural Gas Fired Combustion Turbine | GT |  | S | 81.3 | 0.9 | 71.5 | 88.7 | 10 | N | 12 | 2031 | N | Electric Utility | 1 | X | NG | DFO
Natural Gas Fired Combustion Turbine.NG | natural gas peaker | TRUE | 18642 | Tennessee Valley Authority | 3403 | Gallatin (TN) | TN | Sumner | GT4 | Natural Gas Fired Combustion Turbine | GT |  | S | 81.3 | 0.9 | 71.5 | 88.7 | 10 | N | 12 | 2031 | N | Electric Utility | 1 | X | NG | DFO
Natural Gas Fired Combustion Turbine.NG | natural gas peaker | TRUE | 18642 | Tennessee Valley Authority | 3403 | Gallatin (TN) | TN | Sumner | GT5 | Natural Gas Fired Combustion Turbine | GT |  | S | 84.5 | 0.9 | 73.4 | 93.7 | 57 | N | 12 | 2031 | N | Electric Utility | 1 | X | NG | DFO
Natural Gas Fired Combustion Turbine.NG | natural gas peaker | TRUE | 18642 | Tennessee Valley Authority | 3403 | Gallatin (TN) | TN | Sumner | GT6 | Natural Gas Fired Combustion Turbine | GT |  | S | 84.5 | 0.9 | 73.4 | 93.7 | 57 | N | 12 | 2031 | N | Electric Utility | 1 | X | NG | DFO
Natural Gas Fired Combustion Turbine.NG | natural gas peaker | TRUE | 18642 | Tennessee Valley Authority | 3403 | Gallatin (TN) | TN | Sumner | GT7 | Natural Gas Fired Combustion Turbine | GT |  | S | 84.5 | 0.9 | 73.4 | 93.7 | 57 | N | 12 | 2031 | N | Electric Utility | 1 | X | NG | DFO
Natural Gas Fired Combustion Turbine.NG | natural gas peaker | TRUE | 18642 | Tennessee Valley Authority | 3403 | Gallatin (TN) | TN | Sumner | GT8 | Natural Gas Fired Combustion Turbine | GT |  | S | 84.5 | 0.9 | 73.4 | 93.7 | 57 | N | 12 | 2031 | N | Electric Utility | 1 | X | NG | DFO
Conventional Hydroelectric.WAT | hydro | TRUE | 18642 | Tennessee Valley Authority | 3404 | Great Falls (TN) | TN | Warren | 1 | Conventional Hydroelectric | HY |  | S | 15.3 | 0.96 | 15.9 | 16 | 9 | N |  |  | N | Electric Utility | 1 | X | WAT
Conventional Hydroelectric.WAT | hydro | TRUE | 18642 | Tennessee Valley Authority | 3404 | Great Falls (TN) | TN | Warren | 2 | Conventional Hydroelectric | HY |  | S | 18.4 | 0.8 | 19.5 | 19.6 | 9 | N |  |  | N | Electric Utility | 1 | X | WAT
Natural Gas Fired Combined Cycle.NG | natural gas combined cycle | TRUE | 18642 | Tennessee Valley Authority | 3405 | John Sevier | TN | Hawkins | CTG1 | Natural Gas Fired Combined Cycle | CT | CC1 | S | 191.3 | 0.9 | 165 | 188 | 44.8 | N |  |  | N | Electric Utility | 1 | X | NG
Natural Gas Fired Combined Cycle.NG | natural gas combined cycle | TRUE | 18642 | Tennessee Valley Authority | 3405 | John Sevier | TN | Hawkins | CTG2 | Natural Gas Fired Combined Cycle | CT | CC1 | S | 191.3 | 0.9 | 165 | 188 | 44.8 | N |  |  | N | Electric Utility | 1 | X | NG
Natural Gas Fired Combined Cycle.NG | natural gas combined cycle | TRUE | 18642 | Tennessee Valley Authority | 3405 | John Sevier | TN | Hawkins | CTG3 | Natural Gas Fired Combined Cycle | CT | CC1 | S | 191.3 | 0.9 | 165 | 188 | 44.8 | N |  |  | N | Electric Utility | 1 | X | NG
Natural Gas Fired Combined Cycle.NG | natural gas combined cycle | TRUE | 18642 | Tennessee Valley Authority | 3405 | John Sevier | TN | Hawkins | STG1 | Natural Gas Fired Combined Cycle | CA | CC1 | S | 423 | 0.9 | 383 | 376 | 90.2 | N |  |  | N | Electric Utility | 1 | X | NG
Natural Gas Fired Combustion Turbine.NG | natural gas peaker | TRUE | 18642 | Tennessee Valley Authority | 3406 | Johnsonville | TN | Humphreys | G10 | Natural Gas Fired Combustion Turbine | GT |  | S | 68 | 0.9 | 47.1 | 62.5 | 25 | N | 6 | 2024 | N | Electric Utility | 1 | X | NG | DFO
Natural Gas Fired Combustion Turbine.NG | natural gas peaker | TRUE | 18642 | Tennessee Valley Authority | 3406 | Johnsonville | TN | Humphreys | G11 | Natural Gas Fired Combustion Turbine | GT |  | S | 68 | 0.9 | 47.1 | 62.5 | 25 | N | 6 | 2024 | N | Electric Utility | 1 | X | NG | DFO
Natural Gas Fired Combustion Turbine.NG | natural gas peaker | TRUE | 18642 | Tennessee Valley Authority | 3406 | Johnsonville | TN | Humphreys | G12 | Natural Gas Fired Combustion Turbine | GT |  | S | 68 | 0.9 | 47.1 | 62.5 | 25 | N | 6 | 2024 | N | Electric Utility | 1 | X | NG | DFO
Natural Gas Fired Combustion Turbine.NG | natural gas peaker | TRUE | 18642 | Tennessee Valley Authority | 3406 | Johnsonville | TN | Humphreys | G13 | Natural Gas Fired Combustion Turbine | GT |  | S | 68 | 0.9 | 47.1 | 62.5 | 25 | N | 6 | 2024 | N | Electric Utility | 1 | X | NG | DFO
Natural Gas Fired Combustion Turbine.NG | natural gas peaker | TRUE | 18642 | Tennessee Valley Authority | 3406 | Johnsonville | TN | Humphreys | G14 | Natural Gas Fired Combustion Turbine | GT |  | S | 68 | 0.9 | 47.1 | 62.5 | 25 | N | 6 | 2024 | N | Electric Utility | 1 | X | NG | DFO
Natural Gas Fired Combustion Turbine.NG | natural gas peaker | TRUE | 18642 | Tennessee Valley Authority | 3406 | Johnsonville | TN | Humphreys | G15 | Natural Gas Fired Combustion Turbine | GT |  | S | 68 | 0.9 | 47.1 | 62.5 | 25 | N | 6 | 2024 | N | Electric Utility | 1 | X | NG | DFO
Natural Gas Fired Combustion Turbine.NG | natural gas peaker | TRUE | 18642 | Tennessee Valley Authority | 3406 | Johnsonville | TN | Humphreys | G16 | Natural Gas Fired Combustion Turbine | GT |  | S | 68 | 0.9 | 47.1 | 62.5 | 25 | N | 6 | 2024 | N | Electric Utility | 1 | X | NG | DFO
Natural Gas Fired Combustion Turbine.NG | natural gas peaker | TRUE | 18642 | Tennessee Valley Authority | 3406 | Johnsonville | TN | Humphreys | G17 | Natural Gas Fired Combustion Turbine | GT |  | S | 84.5 | 0.9 | 72.8 | 93 | 56 | N |  |  | N | Electric Utility | 1 | X | NG | DFO
Natural Gas Fired Combustion Turbine.NG | natural gas peaker | TRUE | 18642 | Tennessee Valley Authority | 3406 | Johnsonville | TN | Humphreys | G18 | Natural Gas Fired Combustion Turbine | GT |  | S | 84.5 | 0.9 | 72.8 | 93 | 56 | N |  |  | N | Electric Utility | 1 | X | NG | DFO
Natural Gas Fired Combustion Turbine.NG | natural gas peaker | TRUE | 18642 | Tennessee Valley Authority | 3406 | Johnsonville | TN | Humphreys | G19 | Natural Gas Fired Combustion Turbine | GT |  | S | 84.5 | 0.9 | 72.8 | 93 | 56 | N |  |  | N | Electric Utility | 1 | X | NG | DFO
Natural Gas Fired Combustion Turbine.NG | natural gas peaker | TRUE | 18642 | Tennessee Valley Authority | 3406 | Johnsonville | TN | Humphreys | G20 | Natural Gas Fired Combustion Turbine | GT |  | S | 84.5 | 0.9 | 72.8 | 93 | 56 | N |  |  | N | Electric Utility | 1 | X | NG | DFO
Natural Gas Fired Combustion Turbine.NG | natural gas peaker | TRUE | 18642 | Tennessee Valley Authority | 3406 | Johnsonville | TN | Humphreys | GT1 | Natural Gas Fired Combustion Turbine | GT |  | S | 68 | 0.9 | 47.1 | 62.5 | 25 | N | 6 | 2024 | N | Electric Utility | 1 | X | NG | DFO
Natural Gas Fired Combustion Turbine.NG | natural gas peaker | TRUE | 18642 | Tennessee Valley Authority | 3406 | Johnsonville | TN | Humphreys | GT2 | Natural Gas Fired Combustion Turbine | GT |  | S | 68 | 0.9 | 47.1 | 62.5 | 25 | N | 6 | 2024 | N | Electric Utility | 1 | X | NG | DFO
Natural Gas Fired Combustion Turbine.NG | natural gas peaker | TRUE | 18642 | Tennessee Valley Authority | 3406 | Johnsonville | TN | Humphreys | GT3 | Natural Gas Fired Combustion Turbine | GT |  | S | 68 | 0.9 | 47.1 | 62.5 | 25 | N | 6 | 2024 | N | Electric Utility | 1 | X | NG | DFO
Natural Gas Fired Combustion Turbine.NG | natural gas peaker | TRUE | 18642 | Tennessee Valley Authority | 3406 | Johnsonville | TN | Humphreys | GT4 | Natural Gas Fired Combustion Turbine | GT |  | S | 68 | 0.9 | 47.1 | 62.5 | 25 | N | 6 | 2024 | N | Electric Utility | 1 | X | NG | DFO
Natural Gas Fired Combustion Turbine.NG | natural gas peaker | TRUE | 18642 | Tennessee Valley Authority | 3406 | Johnsonville | TN | Humphreys | GT5 | Natural Gas Fired Combustion Turbine | GT |  | S | 68 | 0.9 | 47.1 | 62.5 | 25 | N | 6 | 2024 | N | Electric Utility | 1 | X | NG | DFO
Natural Gas Fired Combustion Turbine.NG | natural gas peaker | TRUE | 18642 | Tennessee Valley Authority | 3406 | Johnsonville | TN | Humphreys | GT6 | Natural Gas Fired Combustion Turbine | GT |  | S | 68 | 0.9 | 47.1 | 62.5 | 25 | N | 6 | 2024 | N | Electric Utility | 1 | X | NG | DFO
Natural Gas Fired Combustion Turbine.NG | natural gas peaker | TRUE | 18642 | Tennessee Valley Authority | 3406 | Johnsonville | TN | Humphreys | GT7 | Natural Gas Fired Combustion Turbine | GT |  | S | 68 | 0.9 | 47.1 | 62.5 | 25 | N | 6 | 2024 | N | Electric Utility | 1 | X | NG | DFO
Natural Gas Fired Combustion Turbine.NG | natural gas peaker | TRUE | 18642 | Tennessee Valley Authority | 3406 | Johnsonville | TN | Humphreys | GT8 | Natural Gas Fired Combustion Turbine | GT |  | S | 68 | 0.9 | 47.1 | 62.5 | 25 | N | 6 | 2024 | N | Electric Utility | 1 | X | NG | DFO
Natural Gas Fired Combustion Turbine.NG | natural gas peaker | TRUE | 18642 | Tennessee Valley Authority | 3406 | Johnsonville | TN | Humphreys | GT9 | Natural Gas Fired Combustion Turbine | GT |  | S | 68 | 0.9 | 47.1 | 62.5 | 25 | N | 6 | 2024 | N | Electric Utility | 1 | X | NG | DFO
Conventional Steam Coal.SUB | hard coal | TRUE | 18642 | Tennessee Valley Authority | 3407 | Kingston | TN | Roane | 1 | Conventional Steam Coal | ST |  | S | 175 | 0.9 | 132 | 135 | 55 | N | 12 | 2027 | N | Electric Utility | 1 | X | SUB | BIT
Conventional Steam Coal.SUB | hard coal | TRUE | 18642 | Tennessee Valley Authority | 3407 | Kingston | TN | Roane | 2 | Conventional Steam Coal | ST |  | S | 175 | 0.9 | 132 | 135 | 55 | N | 12 | 2027 | N | Electric Utility | 1 | X | SUB | BIT
Conventional Steam Coal.SUB | hard coal | TRUE | 18642 | Tennessee Valley Authority | 3407 | Kingston | TN | Roane | 3 | Conventional Steam Coal | ST |  | S | 175 | 0.9 | 132 | 135 | 55 | N | 12 | 2027 | N | Electric Utility | 1 | X | SUB | BIT
Conventional Steam Coal.SUB | hard coal | TRUE | 18642 | Tennessee Valley Authority | 3407 | Kingston | TN | Roane | 4 | Conventional Steam Coal | ST |  | S | 175 | 0.9 | 132 | 135 | 55 | N | 12 | 2027 | N | Electric Utility | 1 | X | SUB | BIT
Conventional Steam Coal.SUB | hard coal | TRUE | 18642 | Tennessee Valley Authority | 3407 | Kingston | TN | Roane | 5 | Conventional Steam Coal | ST |  | S | 200 | 0.9 | 174 | 176 | 73 | N | 12 | 2027 | N | Electric Utility | 1 | X | SUB | BIT
Conventional Steam Coal.SUB | hard coal | TRUE | 18642 | Tennessee Valley Authority | 3407 | Kingston | TN | Roane | 6 | Conventional Steam Coal | ST |  | S | 200 | 0.9 | 174 | 176 | 73 | N | 12 | 2027 | N | Electric Utility | 1 | X | SUB | BIT
Conventional Steam Coal.SUB | hard coal | TRUE | 18642 | Tennessee Valley Authority | 3407 | Kingston | TN | Roane | 7 | Conventional Steam Coal | ST |  | S | 200 | 0.9 | 174 | 176 | 73 | N | 12 | 2026 | N | Electric Utility | 1 | X | SUB | BIT
Conventional Steam Coal.SUB | hard coal | TRUE | 18642 | Tennessee Valley Authority | 3407 | Kingston | TN | Roane | 8 | Conventional Steam Coal | ST |  | S | 200 | 0.9 | 174 | 176 | 73 | N | 12 | 2026 | N | Electric Utility | 1 | X | SUB | BIT
Conventional Steam Coal.SUB | hard coal | TRUE | 18642 | Tennessee Valley Authority | 3407 | Kingston | TN | Roane | 9 | Conventional Steam Coal | ST |  | S | 200 | 0.9 | 174 | 176 | 73 | N | 12 | 2026 | N | Electric Utility | 1 | X | SUB | BIT
Conventional Hydroelectric.WAT | hydro | TRUE | 18642 | Tennessee Valley Authority | 3408 | Melton Hill | TN | Loudon | 1 | Conventional Hydroelectric | HY |  | S | 36 | 0.9 | 39.5 | 39.7 | 9.3 | N |  |  | N | Electric Utility | 1 | X | WAT
Conventional Hydroelectric.WAT | hydro | TRUE | 18642 | Tennessee Valley Authority | 3408 | Melton Hill | TN | Loudon | 2 | Conventional Hydroelectric | HY |  | S | 36 | 0.9 | 39.7 | 39.7 | 9.3 | N |  |  | N | Electric Utility | 1 | X | WAT
Conventional Hydroelectric.WAT | hydro | TRUE | 18642 | Tennessee Valley Authority | 3409 | Nickajack | TN | Marion | 1 | Conventional Hydroelectric | HY |  | S | 27.4 | 0.9 | 28.3 | 28.8 | 13.7 | N |  |  | N | Electric Utility | 1 | X | WAT
Conventional Hydroelectric.WAT | hydro | TRUE | 18642 | Tennessee Valley Authority | 3409 | Nickajack | TN | Marion | 2 | Conventional Hydroelectric | HY |  | S | 27.9 | 0.9 | 27.3 | 28 | 13.7 | N |  |  | N | Electric Utility | 1 | X | WAT
Conventional Hydroelectric.WAT | hydro | TRUE | 18642 | Tennessee Valley Authority | 3409 | Nickajack | TN | Marion | 3 | Conventional Hydroelectric | HY |  | S | 24.3 | 0.9 | 25 | 25.6 | 12.8 | N |  |  | N | Electric Utility | 1 | X | WAT
Conventional Hydroelectric.WAT | hydro | TRUE | 18642 | Tennessee Valley Authority | 3409 | Nickajack | TN | Marion | 4 | Conventional Hydroelectric | HY |  | S | 24.3 | 0.9 | 25 | 25.6 | 12.8 | N |  |  | N | Electric Utility | 1 | X | WAT
Conventional Hydroelectric.WAT | hydro | TRUE | 18642 | Tennessee Valley Authority | 3411 | Norris Dam | TN | Anderson | 1 | Conventional Hydroelectric | HY |  | S | 65.7 | 0.9 | 63.5 | 54.8 | 25.8 | N |  |  | N | Electric Utility | 1 | X | WAT
Conventional Hydroelectric.WAT | hydro | TRUE | 18642 | Tennessee Valley Authority | 3411 | Norris Dam | TN | Anderson | 2 | Conventional Hydroelectric | HY |  | S | 65.7 | 0.9 | 63.5 | 54.8 | 25.8 | N |  |  | N | Electric Utility | 1 | X | WAT
Conventional Hydroelectric.WAT | hydro | TRUE | 18642 | Tennessee Valley Authority | 3412 | Ocoee 1 | TN | Polk | 1 | Conventional Hydroelectric | HY |  | S | 3.8 | 0.8 | 4.8 | 4.8 | 2.2 | N |  |  | N | Electric Utility | 1 | X | WAT
Conventional Hydroelectric.WAT | hydro | TRUE | 18642 | Tennessee Valley Authority | 3412 | Ocoee 1 | TN | Polk | 2 | Conventional Hydroelectric | HY |  | S | 3.8 | 0.8 | 4.8 | 4.8 | 2.2 | N |  |  | N | Electric Utility | 1 | X | WAT
Conventional Hydroelectric.WAT | hydro | TRUE | 18642 | Tennessee Valley Authority | 3412 | Ocoee 1 | TN | Polk | 3 | Conventional Hydroelectric | HY |  | S | 3.8 | 0.8 | 4.8 | 4.8 | 2.2 | N |  |  | N | Electric Utility | 1 | X | WAT
Conventional Hydroelectric.WAT | hydro | TRUE | 18642 | Tennessee Valley Authority | 3412 | Ocoee 1 | TN | Polk | 4 | Conventional Hydroelectric | HY |  | S | 3.8 | 0.8 | 4.8 | 4.8 | 2.2 | N |  |  | N | Electric Utility | 1 | X | WAT
Conventional Hydroelectric.WAT | hydro | TRUE | 18642 | Tennessee Valley Authority | 3412 | Ocoee 1 | TN | Polk | 5 | Conventional Hydroelectric | HY |  | S | 3.8 | 0.8 | 4.8 | 4.8 | 2.2 | N |  |  | N | Electric Utility | 1 | X | WAT
Conventional Hydroelectric.WAT | hydro | TRUE | 18642 | Tennessee Valley Authority | 3413 | Ocoee 2 | TN | Polk | 1 | Conventional Hydroelectric | HY |  | S | 11.5 | 0.8 | 10.8 | 10.8 | 6 | N |  |  | N | Electric Utility | 1 | X | WAT
Conventional Hydroelectric.WAT | hydro | TRUE | 18642 | Tennessee Valley Authority | 3413 | Ocoee 2 | TN | Polk | 2 | Conventional Hydroelectric | HY |  | S | 11.5 | 0.8 | 12.6 | 12.6 | 6 | N |  |  | N | Electric Utility | 1 | X | WAT
Conventional Hydroelectric.WAT | hydro | TRUE | 18642 | Tennessee Valley Authority | 3414 | Ocoee 3 | TN | Polk | 1 | Conventional Hydroelectric | HY |  | S | 28.8 | 0.9 | 28.6 | 28.6 | 10.8 | N |  |  | N | Electric Utility | 1 | X | WAT
Conventional Hydroelectric.WAT | hydro | TRUE | 18642 | Tennessee Valley Authority | 3415 | Pickwick Landing Dam | TN | Hardin | 1 | Conventional Hydroelectric | HY |  | S | 40 | 0.91 | 37.7 | 34.4 | 32.7 | N |  |  | N | Electric Utility | 1 | X | WAT
Conventional Hydroelectric.WAT | hydro | TRUE | 18642 | Tennessee Valley Authority | 3415 | Pickwick Landing Dam | TN | Hardin | 2 | Conventional Hydroelectric | HY |  | S | 40 | 0.91 | 37.6 | 34.3 | 32.7 | N |  |  | N | Electric Utility | 1 | X | WAT
Conventional Hydroelectric.WAT | hydro | TRUE | 18642 | Tennessee Valley Authority | 3415 | Pickwick Landing Dam | TN | Hardin | 3 | Conventional Hydroelectric | HY |  | S | 40 | 0.91 | 38.5 | 35.2 | 32.7 | N |  |  | N | Electric Utility | 1 | X | WAT
Conventional Hydroelectric.WAT | hydro | TRUE | 18642 | Tennessee Valley Authority | 3415 | Pickwick Landing Dam | TN | Hardin | 4 | Conventional Hydroelectric | HY |  | S | 40 | 0.91 | 43.6 | 39.4 | 32.7 | N |  |  | N | Electric Utility | 1 | X | WAT
Conventional Hydroelectric.WAT | hydro | TRUE | 18642 | Tennessee Valley Authority | 3415 | Pickwick Landing Dam | TN | Hardin | 5 | Conventional Hydroelectric | HY |  | S | 40 | 0.91 | 43.7 | 38.4 | 30.8 | N |  |  | N | Electric Utility | 1 | X | WAT
Conventional Hydroelectric.WAT | hydro | TRUE | 18642 | Tennessee Valley Authority | 3415 | Pickwick Landing Dam | TN | Hardin | 6 | Conventional Hydroelectric | HY |  | S | 40 | 0.91 | 43.2 | 37.9 | 30.8 | N |  |  | N | Electric Utility | 1 | X | WAT
Conventional Hydroelectric.WAT | hydro | TRUE | 18642 | Tennessee Valley Authority | 3416 | South Holston | TN | Sullivan | 1 | Conventional Hydroelectric | HY |  | S | 38.5 | 0.9 | 44.4 | 44.4 | 14.6 | N |  |  | N | Electric Utility | 1 | X | WAT
Conventional Hydroelectric.WAT | hydro | TRUE | 18642 | Tennessee Valley Authority | 3417 | Tims Ford | TN | Franklin | 1 | Conventional Hydroelectric | HY |  | S | 45 | 0.9 | 39.7 | 36.2 | 18.7 | N |  |  | N | Electric Utility | 1 | X | WAT
Conventional Hydroelectric.WAT | hydro | TRUE | 18642 | Tennessee Valley Authority | 3417 | Tims Ford | TN | Franklin | 2 | Conventional Hydroelectric | HY |  | S | 0.7 | 0.9 | 0.5 | 0.5 | 0.3 | N |  |  | N | Electric Utility | 1 | X | WAT
Conventional Hydroelectric.WAT | hydro | TRUE | 18642 | Tennessee Valley Authority | 3418 | Watauga | TN | Carter | 1 | Conventional Hydroelectric | HY |  | S | 28.8 | 0.9 | 37.9 | 37.1 | 20.6 | N |  |  | N | Electric Utility | 1 | X | WAT
Conventional Hydroelectric.WAT | hydro | TRUE | 18642 | Tennessee Valley Authority | 3418 | Watauga | TN | Carter | 2 | Conventional Hydroelectric | HY |  | S | 28.8 | 0.9 | 29.1 | 28.5 | 15.7 | N |  |  | N | Electric Utility | 1 | X | WAT
Conventional Hydroelectric.WAT | hydro | TRUE | 18642 | Tennessee Valley Authority | 3420 | Watts Bar Hydro | TN | Rhea | HY1 | Conventional Hydroelectric | HY |  | S | 41 | 0.94 | 39.3 | 36.9 | 16 | N |  |  | N | Electric Utility | 1 | X | WAT
Conventional Hydroelectric.WAT | hydro | TRUE | 18642 | Tennessee Valley Authority | 3420 | Watts Bar Hydro | TN | Rhea | HY2 | Conventional Hydroelectric | HY |  | S | 33.4 | 0.94 | 39.3 | 36.9 | 16 | N |  |  | N | Electric Utility | 1 | X | WAT
Conventional Hydroelectric.WAT | hydro | TRUE | 18642 | Tennessee Valley Authority | 3420 | Watts Bar Hydro | TN | Rhea | HY3 | Conventional Hydroelectric | HY |  | S | 33.4 | 0.94 | 39.3 | 36.9 | 16 | N |  |  | N | Electric Utility | 1 | X | WAT
Conventional Hydroelectric.WAT | hydro | TRUE | 18642 | Tennessee Valley Authority | 3420 | Watts Bar Hydro | TN | Rhea | HY4 | Conventional Hydroelectric | HY |  | S | 33.4 | 0.94 | 39.2 | 36.7 | 30 | N |  |  | N | Electric Utility | 1 | X | WAT
Conventional Hydroelectric.WAT | hydro | TRUE | 18642 | Tennessee Valley Authority | 3420 | Watts Bar Hydro | TN | Rhea | HY5 | Conventional Hydroelectric | HY |  | S | 33.4 | 0.94 | 39.3 | 36.9 | 16 | N |  |  | N | Electric Utility | 1 | X | WAT
Conventional Hydroelectric.WAT | hydro | TRUE | 18642 | Tennessee Valley Authority | 3421 | Wilbur | TN | Carter | 1 | Conventional Hydroelectric | HY |  | S | 1.2 | 0.8 | 1.4 | 1.4 | 1.3 | N |  |  | N | Electric Utility | 1 | X | WAT
Conventional Hydroelectric.WAT | hydro | TRUE | 18642 | Tennessee Valley Authority | 3421 | Wilbur | TN | Carter | 2 | Conventional Hydroelectric | HY |  | S | 1.2 | 0.8 | 1.4 | 1.4 | 1.3 | N |  |  | N | Electric Utility | 1 | X | WAT
Conventional Hydroelectric.WAT | hydro | TRUE | 18642 | Tennessee Valley Authority | 3421 | Wilbur | TN | Carter | 3 | Conventional Hydroelectric | HY |  | S | 1.2 | 0.8 | 1.3 | 1.3 | 1.2 | N |  |  | N | Electric Utility | 1 | X | WAT
Conventional Hydroelectric.WAT | hydro | TRUE | 18642 | Tennessee Valley Authority | 3421 | Wilbur | TN | Carter | 4 | Conventional Hydroelectric | HY |  | S | 7 | 0.9 | 7 | 7 | 1.6 | N |  |  | N | Electric Utility | 1 | X | WAT
Conventional Hydroelectric.WAT | hydro | TRUE | 19462 | USCE-Nashville District | 3423 | Cordell Hull | TN | Smith | 1 | Conventional Hydroelectric | HY |  | S | 33.3 | 0.9 | 38 | 38 | 33.3 | N |  |  | N | Electric Utility | 1 | X | WAT
Conventional Hydroelectric.WAT | hydro | TRUE | 19462 | USCE-Nashville District | 3423 | Cordell Hull | TN | Smith | 2 | Conventional Hydroelectric | HY |  | S | 33.3 | 0.9 | 30 | 30 | 30 | N |  |  | N | Electric Utility | 1 | X | WAT
Conventional Hydroelectric.WAT | hydro | TRUE | 19462 | USCE-Nashville District | 3423 | Cordell Hull | TN | Smith | 3 | Conventional Hydroelectric | HY |  | S | 33.3 | 0.9 | 38 | 38 | 33.3 | N |  |  | N | Electric Utility | 1 | X | WAT
Conventional Hydroelectric.WAT | hydro | TRUE | 19462 | USCE-Nashville District | 3424 | Dale Hollow | TN | Clay | 1 | Conventional Hydroelectric | HY |  | S | 18 | 0.9 | 20.7 | 20.7 | 18 | N |  |  | N | Electric Utility | 1 | X | WAT
Conventional Hydroelectric.WAT | hydro | TRUE | 19462 | USCE-Nashville District | 3424 | Dale Hollow | TN | Clay | 2 | Conventional Hydroelectric | HY |  | S | 18 | 0.9 | 20.7 | 20.7 | 18 | N |  |  | N | Electric Utility | 1 | X | WAT
Conventional Hydroelectric.WAT | hydro | TRUE | 19462 | USCE-Nashville District | 3424 | Dale Hollow | TN | Clay | 3 | Conventional Hydroelectric | HY |  | S | 18 | 0.9 | 20.7 | 20.7 | 18 | N |  |  | N | Electric Utility | 1 | X | WAT
Conventional Hydroelectric.WAT | hydro | TRUE | 19462 | USCE-Nashville District | 3426 | Old Hickory | TN | Sumner | 1 | Conventional Hydroelectric | HY |  | S | 28.7 | 0.85 | 28.7 | 28.7 | 25 | N |  |  | N | Electric Utility | 1 | X | WAT
Conventional Hydroelectric.WAT | hydro | TRUE | 19462 | USCE-Nashville District | 3426 | Old Hickory | TN | Sumner | 2 | Conventional Hydroelectric | HY |  | S | 25 | 0.85 | 29 | 29 | 25 | N |  |  | N | Electric Utility | 1 | X | WAT
Conventional Hydroelectric.WAT | hydro | TRUE | 19462 | USCE-Nashville District | 3426 | Old Hickory | TN | Sumner | 3 | Conventional Hydroelectric | HY |  | S | 25 | 0.85 | 29 | 29 | 25 | N |  |  | N | Electric Utility | 1 | X | WAT
Conventional Hydroelectric.WAT | hydro | TRUE | 19462 | USCE-Nashville District | 3426 | Old Hickory | TN | Sumner | 4 | Conventional Hydroelectric | HY |  | S | 25 | 0.85 | 29 | 29 | 25 | N |  |  | N | Electric Utility | 1 | X | WAT
Conventional Hydroelectric.WAT | hydro | TRUE | 19462 | USCE-Nashville District | 3428 | J P Priest | TN | Davidson | 1 | Conventional Hydroelectric | HY |  | S | 28 | 0.9 | 30 | 30 | 28 | N |  |  | N | Electric Utility | 1 | X | WAT
Conventional Hydroelectric.WAT | hydro | TRUE | 54683 | Maverick Cty Water Control & Improvement | 3437 | Eagle Pass | TX | Maverick | 1 | Conventional Hydroelectric | HY |  | S | 3.2 | 1 | 2 | 2 | 0.1 | N |  |  | N | IPP Non-CHP | 2 | X | WAT
Conventional Hydroelectric.WAT | hydro | TRUE | 54683 | Maverick Cty Water Control & Improvement | 3437 | Eagle Pass | TX | Maverick | 2 | Conventional Hydroelectric | HY |  | S | 3.2 | 1 | 2 | 2 | 0.1 | N |  |  | N | IPP Non-CHP | 2 | X | WAT
Conventional Hydroelectric.WAT | hydro | TRUE | 54683 | Maverick Cty Water Control & Improvement | 3437 | Eagle Pass | TX | Maverick | 3 | Conventional Hydroelectric | HY |  | S | 3.2 | 1 | 2 | 2 | 0.1 | N |  |  | N | IPP Non-CHP | 2 | X | WAT
Natural Gas Fired Combustion Turbine.NG | natural gas peaker | TRUE | 49979 | Talen Texas, LLC | 3439 | Laredo | TX | Webb | 4 | Natural Gas Fired Combustion Turbine | GT |  | S | 131.8 | 0.85 | 90.1 | 97.4 | 35 | N |  |  | N | IPP Non-CHP | 2 | X | NG
Natural Gas Fired Combustion Turbine.NG | natural gas peaker | TRUE | 49979 | Talen Texas, LLC | 3439 | Laredo | TX | Webb | 5 | Natural Gas Fired Combustion Turbine | GT |  | S | 131.8 | 0.85 | 87.3 | 94.4 | 35 | N |  |  | N | IPP Non-CHP | 2 | X | NG
Natural Gas Fired Combined Cycle.NG | natural gas combined cycle | TRUE | 49979 | Talen Texas, LLC | 3441 | Nueces Bay | TX | Nueces | 7 | Natural Gas Fired Combined Cycle | CA | CC1 | S | 351 | 0.9 | 319 | 325 | 100 | N |  |  | N | IPP Non-CHP | 2 | X | NG
Natural Gas Fired Combined Cycle.NG | natural gas combined cycle | TRUE | 49979 | Talen Texas, LLC | 3441 | Nueces Bay | TX | Nueces | 8 | Natural Gas Fired Combined Cycle | CT | CC1 | S | 189.6 | 0.9 | 157 | 165 | 60 | N |  |  | N | IPP Non-CHP | 2 | X | NG
Natural Gas Fired Combined Cycle.NG | natural gas combined cycle | TRUE | 49979 | Talen Texas, LLC | 3441 | Nueces Bay | TX | Nueces | 9 | Natural Gas Fired Combined Cycle | CT | CC1 | S | 189.6 | 0.9 | 157 | 165 | 60 | N |  |  | N | IPP Non-CHP | 2 | X | NG
Natural Gas Fired Combined Cycle.NG | natural gas combined cycle | TRUE | 60638 | Victoria WLE, LP | 3443 | Victoria | TX | Victoria | 5 | Natural Gas Fired Combined Cycle | CA | CC1 | S | 180 | 0.85 | 112 | 112 | 55 | N |  |  | N | IPP Non-CHP | 2 | X | NG
Natural Gas Fired Combined Cycle.NG | natural gas combined cycle | TRUE | 60638 | Victoria WLE, LP | 3443 | Victoria | TX | Victoria | 7 | Natural Gas Fired Combined Cycle | CT | CC1 | S | 196.9 | 0.9 | 176 | 176 | 115 | N |  |  | N | IPP Non-CHP | 2 | X | NG
Natural Gas Steam Turbine.NG | natural gas steam turbine | TRUE | 55983 | Luminant Generation Company LLC | 3452 | Lake Hubbard | TX | Dallas | 1 | Natural Gas Steam Turbine | ST |  | S | 396.5 | 0.9 | 392 | 392 | 56 | N |  |  | N | IPP Non-CHP | 2 | X | NG | DFO
Natural Gas Steam Turbine.NG | natural gas steam turbine | TRUE | 55983 | Luminant Generation Company LLC | 3452 | Lake Hubbard | TX | Dallas | 2 | Natural Gas Steam Turbine | ST |  | S | 531 | 0.9 | 523 | 523 | 40 | N |  |  | N | IPP Non-CHP | 2 | X | NG | DFO
Natural Gas Steam Turbine.NG | natural gas steam turbine | TRUE | 62026 | Mountain Creek Power, LLC | 3453 | Mountain Creek | TX | Dallas | 6 | Natural Gas Steam Turbine | ST |  | S | 135.7 | 0.85 | 122 | 122 | 15 | N |  |  | N | IPP Non-CHP | 2 | X | NG
Natural Gas Steam Turbine.NG | natural gas steam turbine | TRUE | 62026 | Mountain Creek Power, LLC | 3453 | Mountain Creek | TX | Dallas | 7 | Natural Gas Steam Turbine | ST |  | S | 136 | 0.85 | 122 | 122 | 15 | N |  |  | N | IPP Non-CHP | 2 | X | NG
Natural Gas Steam Turbine.NG | natural gas steam turbine | TRUE | 62026 | Mountain Creek Power, LLC | 3453 | Mountain Creek | TX | Dallas | 8 | Natural Gas Steam Turbine | ST |  | S | 580.5 | 0.9 | 582 | 582 | 100 | N |  |  | N | IPP Non-CHP | 2 | X | NG
Natural Gas Steam Turbine.NG | natural gas steam turbine | TRUE | 5701 | El Paso Electric Co | 3456 | Newman | TX | El Paso | 1 | Natural Gas Steam Turbine | ST |  | S | 81.6 | 0.85 | 73 | 78 | 21 | N | 12 | 2025 | N | Electric Utility | 1 | X | NG | DFO
Natural Gas Steam Turbine.NG | natural gas steam turbine | TRUE | 5701 | El Paso Electric Co | 3456 | Newman | TX | El Paso | 2 | Natural Gas Steam Turbine | ST |  | S | 81.6 | 0.85 | 73 | 78 | 21 | N | 12 | 2027 | N | Electric Utility | 1 | X | NG | DFO
Natural Gas Steam Turbine.NG | natural gas steam turbine | TRUE | 5701 | El Paso Electric Co | 3456 | Newman | TX | El Paso | 3 | Natural Gas Steam Turbine | ST |  | S | 121.8 | 0.85 | 90 | 98 | 20 | N | 12 | 2031 | N | Electric Utility | 1 | X | NG | DFO
Natural Gas Fired Combined Cycle.NG | natural gas combined cycle | TRUE | 5701 | El Paso Electric Co | 3456 | Newman | TX | El Paso | 4 | Natural Gas Fired Combined Cycle | CA | 4CC | S | 120 | 0.9 | 86 | 90 | 24 | N | 12 | 2031 | N | Electric Utility | 1 | X | NG
Natural Gas Fired Combined Cycle.NG | natural gas combined cycle | TRUE | 5701 | El Paso Electric Co | 3456 | Newman | TX | El Paso | 5CA1 | Natural Gas Fired Combined Cycle | CA | 5CC | S | 134 | 0.85 | 115 | 112 | 51 | N |  |  | N | Electric Utility | 1 | X | NG
Natural Gas Fired Combined Cycle.NG | natural gas combined cycle | TRUE | 5701 | El Paso Electric Co | 3456 | Newman | TX | El Paso | 5CT1 | Natural Gas Fired Combined Cycle | CT | 5CC | S | 86.5 | 0.85 | 66 | 71 | 44 | N |  |  | N | Electric Utility | 1 | X | NG
Natural Gas Fired Combined Cycle.NG | natural gas combined cycle | TRUE | 5701 | El Paso Electric Co | 3456 | Newman | TX | El Paso | 5CT2 | Natural Gas Fired Combined Cycle | CT | 5CC | S | 86.5 | 0.85 | 66 | 71 | 44 | N |  |  | N | Electric Utility | 1 | X | NG
Natural Gas Fired Combined Cycle.NG | natural gas combined cycle | TRUE | 5701 | El Paso Electric Co | 3456 | Newman | TX | El Paso | CT1 | Natural Gas Fired Combined Cycle | CT | 4CC | S | 85 | 0.9 | 67 | 71 | 29 | N | 12 | 2026 | N | Electric Utility | 1 | X | NG
Natural Gas Fired Combined Cycle.NG | natural gas combined cycle | TRUE | 5701 | El Paso Electric Co | 3456 | Newman | TX | El Paso | CT2 | Natural Gas Fired Combined Cycle | CT | 4CC | S | 85 | 0.9 | 67 | 71 | 29 | N | 12 | 2026 | N | Electric Utility | 1 | X | NG
Natural Gas Steam Turbine.NG | natural gas steam turbine | TRUE | 55937 | Entergy Texas Inc. | 3457 | Lewis Creek | TX | Montgomery | 1 | Natural Gas Steam Turbine | ST |  | S | 271.4 | 0.87 | 250 | 252.4 | 50 | N | 6 | 2034 | N | Electric Utility | 1 | X | NG
Natural Gas Steam Turbine.NG | natural gas steam turbine | TRUE | 55937 | Entergy Texas Inc. | 3457 | Lewis Creek | TX | Montgomery | 2 | Natural Gas Steam Turbine | ST |  | S | 271.4 | 0.87 | 250 | 252.3 | 50 | N | 6 | 2034 | N | Electric Utility | 1 | X | NG
Natural Gas Steam Turbine.NG | natural gas steam turbine | TRUE | 55937 | Entergy Texas Inc. | 3459 | Sabine | TX | Orange | 1 | Natural Gas Steam Turbine | ST |  | S | 239.4 | 0.85 | 211.6 | 206.6 | 50 | N | 5 | 2024 | N | Electric Utility | 1 | X | NG
Natural Gas Steam Turbine.NG | natural gas steam turbine | TRUE | 55937 | Entergy Texas Inc. | 3459 | Sabine | TX | Orange | 3 | Natural Gas Steam Turbine | ST |  | S | 473.4 | 0.87 | 369.8 | 375.6 | 55 | N | 6 | 2026 | N | Electric Utility | 1 | X | NG
Natural Gas Steam Turbine.NG | natural gas steam turbine | TRUE | 55937 | Entergy Texas Inc. | 3459 | Sabine | TX | Orange | 4 | Natural Gas Steam Turbine | ST |  | S | 591.6 | 0.87 | 488.8 | 493.9 | 185 | N | 6 | 2026 | N | Electric Utility | 1 | X | NG
Natural Gas Steam Turbine.NG | natural gas steam turbine | TRUE | 55937 | Entergy Texas Inc. | 3459 | Sabine | TX | Orange | 5 | Natural Gas Steam Turbine | ST |  | S | 507.4 | 0.87 | 400.2 | 406.3 | 55 | N |  |  | N | Electric Utility | 1 | X | NG
Natural Gas Steam Turbine.NG | natural gas steam turbine | TRUE | 54888 | NRG Texas Power LLC | 3460 | Cedar Bayou | TX | Chambers | 1 | Natural Gas Steam Turbine | ST |  | S | 765 | 0.9 | 746 | 746 | 65 | N |  |  | N | IPP Non-CHP | 2 | X | NG
Natural Gas Steam Turbine.NG | natural gas steam turbine | TRUE | 54888 | NRG Texas Power LLC | 3460 | Cedar Bayou | TX | Chambers | 2 | Natural Gas Steam Turbine | ST |  | S | 765 | 0.9 | 749 | 749 | 65 | N |  |  | N | IPP Non-CHP | 2 | X | NG
Natural Gas Fired Combustion Turbine.NG | natural gas peaker | TRUE | 54888 | NRG Texas Power LLC | 3464 | Greens Bayou | TX | Harris | 73 | Natural Gas Fired Combustion Turbine | GT |  | S | 72 | 0.9 | 57 | 67 | 30 | N |  |  | N | IPP Non-CHP | 2 | X | NG
Natural Gas Fired Combustion Turbine.NG | natural gas peaker | TRUE | 54888 | NRG Texas Power LLC | 3464 | Greens Bayou | TX | Harris | 74 | Natural Gas Fired Combustion Turbine | GT |  | S | 72 | 0.9 | 53 | 68 | 30 | N |  |  | N | IPP Non-CHP | 2 | X | NG
Natural Gas Fired Combustion Turbine.NG | natural gas peaker | TRUE | 54888 | NRG Texas Power LLC | 3464 | Greens Bayou | TX | Harris | 81 | Natural Gas Fired Combustion Turbine | GT |  | S | 72 | 0.9 | 54 | 69 | 30 | N |  |  | N | IPP Non-CHP | 2 | X | NG
Natural Gas Fired Combustion Turbine.NG | natural gas peaker | TRUE | 54888 | NRG Texas Power LLC | 3464 | Greens Bayou | TX | Harris | 82 | Natural Gas Fired Combustion Turbine | GT |  | S | 72 | 0.9 | 47 | 50 | 30 | N |  |  | N | IPP Non-CHP | 2 | X | NG
Natural Gas Fired Combustion Turbine.NG | natural gas peaker | TRUE | 54888 | NRG Texas Power LLC | 3464 | Greens Bayou | TX | Harris | 83 | Natural Gas Fired Combustion Turbine | GT |  | S | 72 | 0.9 | 61 | 72 | 30 | N |  |  | N | IPP Non-CHP | 2 | X | NG
Natural Gas Fired Combustion Turbine.NG | natural gas peaker | TRUE | 54888 | NRG Texas Power LLC | 3464 | Greens Bayou | TX | Harris | 84 | Natural Gas Fired Combustion Turbine | GT |  | S | 72 | 0.9 | 56 | 68 | 30 | N |  |  | N | IPP Non-CHP | 2 | X | NG
Natural Gas Fired Combined Cycle.NG | natural gas combined cycle | TRUE | 54888 | NRG Texas Power LLC | 3469 | T H Wharton | TX | Harris | 3 | Natural Gas Fired Combined Cycle | CA | THW3 | S | 113.1 | 0.85 | 104 | 104 | 27 | N |  |  | N | IPP Non-CHP | 2 | X | NG
Natural Gas Fired Combined Cycle.NG | natural gas combined cycle | TRUE | 54888 | NRG Texas Power LLC | 3469 | T H Wharton | TX | Harris | 31 | Natural Gas Fired Combined Cycle | CT | THW3 | S | 54 | 0.85 | 57 | 69 | 53 | N |  |  | N | IPP Non-CHP | 2 | X | NG
Natural Gas Fired Combined Cycle.NG | natural gas combined cycle | TRUE | 54888 | NRG Texas Power LLC | 3469 | T H Wharton | TX | Harris | 32 | Natural Gas Fired Combined Cycle | CT | THW3 | S | 54 | 0.9 | 57 | 69 | 53 | N |  |  | N | IPP Non-CHP | 2 | X | NG
Natural Gas Fired Combined Cycle.NG | natural gas combined cycle | TRUE | 54888 | NRG Texas Power LLC | 3469 | T H Wharton | TX | Harris | 33 | Natural Gas Fired Combined Cycle | CT | THW3 | S | 54 | 0.9 | 57 | 69 | 53 | N |  |  | N | IPP Non-CHP | 2 | X | NG
Natural Gas Fired Combined Cycle.NG | natural gas combined cycle | TRUE | 54888 | NRG Texas Power LLC | 3469 | T H Wharton | TX | Harris | 34 | Natural Gas Fired Combined Cycle | CT | THW3 | S | 54 | 0.9 | 57 | 69 | 53 | N |  |  | N | IPP Non-CHP | 2 | X | NG
Natural Gas Fired Combined Cycle.NG | natural gas combined cycle | TRUE | 54888 | NRG Texas Power LLC | 3469 | T H Wharton | TX | Harris | 4 | Natural Gas Fired Combined Cycle | CA | THW4 | S | 113.1 | 0.85 | 104 | 104 | 27 | N |  |  | N | IPP Non-CHP | 2 | X | NG
Natural Gas Fired Combined Cycle.NG | natural gas combined cycle | TRUE | 54888 | NRG Texas Power LLC | 3469 | T H Wharton | TX | Harris | 41 | Natural Gas Fired Combined Cycle | CT | THW4 | S | 54 | 0.9 | 57 | 69 | 53 | N |  |  | N | IPP Non-CHP | 2 | X | NG
Natural Gas Fired Combined Cycle.NG | natural gas combined cycle | TRUE | 54888 | NRG Texas Power LLC | 3469 | T H Wharton | TX | Harris | 42 | Natural Gas Fired Combined Cycle | CT | THW4 | S | 54 | 0.9 | 57 | 69 | 53 | N |  |  | N | IPP Non-CHP | 2 | X | NG
Natural Gas Fired Combined Cycle.NG | natural gas combined cycle | TRUE | 54888 | NRG Texas Power LLC | 3469 | T H Wharton | TX | Harris | 43 | Natural Gas Fired Combined Cycle | CT | THW4 | S | 56.7 | 0.9 | 57 | 69 | 53 | N |  |  | N | IPP Non-CHP | 2 | X | NG
Natural Gas Fired Combined Cycle.NG | natural gas combined cycle | TRUE | 54888 | NRG Texas Power LLC | 3469 | T H Wharton | TX | Harris | 44 | Natural Gas Fired Combined Cycle | CT | THW4 | S | 56.7 | 0.9 | 57 | 69 | 53 | N |  |  | N | IPP Non-CHP | 2 | X | NG
Natural Gas Fired Combustion Turbine.NG | natural gas peaker | TRUE | 54888 | NRG Texas Power LLC | 3469 | T H Wharton | TX | Harris | 51 | Natural Gas Fired Combustion Turbine | GT |  | S | 85 | 0.9 | 55 | 74 | 40 | N |  |  | N | IPP Non-CHP | 2 | X | NG
Natural Gas Fired Combustion Turbine.NG | natural gas peaker | TRUE | 54888 | NRG Texas Power LLC | 3469 | T H Wharton | TX | Harris | 52 | Natural Gas Fired Combustion Turbine | GT |  | S | 85 | 0.9 | 55 | 74 | 38 | N |  |  | N | IPP Non-CHP | 2 | X | NG
Natural Gas Fired Combustion Turbine.NG | natural gas peaker | TRUE | 54888 | NRG Texas Power LLC | 3469 | T H Wharton | TX | Harris | 53 | Natural Gas Fired Combustion Turbine | GT |  | S | 85 | 0.9 | 55 | 74 | 42 | N |  |  | N | IPP Non-CHP | 2 | X | NG
Natural Gas Fired Combustion Turbine.NG | natural gas peaker | TRUE | 54888 | NRG Texas Power LLC | 3469 | T H Wharton | TX | Harris | 54 | Natural Gas Fired Combustion Turbine | GT |  | S | 85 | 0.9 | 55 | 74 | 48 | N |  |  | N | IPP Non-CHP | 2 | X | NG
Natural Gas Fired Combustion Turbine.NG | natural gas peaker | TRUE | 54888 | NRG Texas Power LLC | 3469 | T H Wharton | TX | Harris | 55 | Natural Gas Fired Combustion Turbine | GT |  | S | 85 | 0.9 | 55 | 74 | 42 | N |  |  | N | IPP Non-CHP | 2 | X | NG
Natural Gas Fired Combustion Turbine.NG | natural gas peaker | TRUE | 54888 | NRG Texas Power LLC | 3469 | T H Wharton | TX | Harris | 56 | Natural Gas Fired Combustion Turbine | GT |  | S | 85 | 0.9 | 55 | 74 | 38 | N |  |  | N | IPP Non-CHP | 2 | X | NG
Natural Gas Fired Combustion Turbine.NG | natural gas peaker | TRUE | 54888 | NRG Texas Power LLC | 3469 | T H Wharton | TX | Harris | GT1 | Natural Gas Fired Combustion Turbine | GT |  | S | 16.3 | 0.85 | 11 | 15 | 5 | N |  |  | N | IPP Non-CHP | 2 | X | NG
Natural Gas Steam Turbine.NG | natural gas steam turbine | TRUE | 54888 | NRG Texas Power LLC | 3470 | W A Parish | TX | Fort Bend | 1 | Natural Gas Steam Turbine | ST |  | S | 187.8 | 0.85 | 169 | 169 | 30 | N | 12 | 2026 | N | IPP Non-CHP | 2 | X | NG
Natural Gas Steam Turbine.NG | natural gas steam turbine | TRUE | 54888 | NRG Texas Power LLC | 3470 | W A Parish | TX | Fort Bend | 2 | Natural Gas Steam Turbine | ST |  | S | 187.8 | 0.85 | 169 | 169 | 30 | N | 12 | 2026 | N | IPP Non-CHP | 2 | X | NG
Natural Gas Steam Turbine.NG | natural gas steam turbine | TRUE | 54888 | NRG Texas Power LLC | 3470 | W A Parish | TX | Fort Bend | 3 | Natural Gas Steam Turbine | ST |  | S | 299.2 | 0.85 | 273 | 273 | 60 | N | 12 | 2026 | N | IPP Non-CHP | 2 | X | NG
Natural Gas Steam Turbine.NG | natural gas steam turbine | TRUE | 54888 | NRG Texas Power LLC | 3470 | W A Parish | TX | Fort Bend | 4 | Natural Gas Steam Turbine | ST |  | S | 580.5 | 0.9 | 552 | 552 | 60 | N | 12 | 2026 | N | IPP Non-CHP | 2 | X | NG
Conventional Steam Coal.SUB | hard coal | TRUE | 54888 | NRG Texas Power LLC | 3470 | W A Parish | TX | Fort Bend | 5 | Conventional Steam Coal | ST |  | S | 734.1 | 0.9 | 664 | 664 | 175 | N |  |  | N | IPP Non-CHP | 2 | X | SUB | NG
Conventional Steam Coal.SUB | hard coal | TRUE | 54888 | NRG Texas Power LLC | 3470 | W A Parish | TX | Fort Bend | 6 | Conventional Steam Coal | ST |  | S | 734.1 | 0.9 | 663 | 663 | 175 | N |  |  | N | IPP Non-CHP | 2 | X | SUB | NG
Conventional Steam Coal.SUB | hard coal | TRUE | 54888 | NRG Texas Power LLC | 3470 | W A Parish | TX | Fort Bend | 7 | Conventional Steam Coal | ST |  | S | 614.6 | 0.87 | 577 | 577 | 175 | N |  |  | N | IPP Non-CHP | 2 | X | SUB | NG
Conventional Steam Coal.SUB | hard coal | TRUE | 54888 | NRG Texas Power LLC | 3470 | W A Parish | TX | Fort Bend | 8 | Conventional Steam Coal | ST |  | S | 654 | 0.87 | 610 | 610 | 175 | N |  |  | N | IPP Non-CHP | 2 | X | SUB | NG
Natural Gas Fired Combustion Turbine.NG | natural gas peaker | TRUE | 54888 | NRG Texas Power LLC | 3470 | W A Parish | TX | Fort Bend | GT1 | Natural Gas Fired Combustion Turbine | GT |  | S | 16.3 | 0.85 | 13 | 13 | 3 | N |  |  | N | IPP Non-CHP | 2 | X | NG
Natural Gas Steam Turbine.NG | natural gas steam turbine | TRUE | 17698 | Southwestern Electric Power Co | 3476 | Knox Lee | TX | Gregg | 5 | Natural Gas Steam Turbine | ST |  | S | 351 | 0.9 | 342 | 348 | 75 | N |  |  | N | Electric Utility | 1 | X | NG | DFO
Natural Gas Steam Turbine.NG | natural gas steam turbine | TRUE | 17698 | Southwestern Electric Power Co | 3478 | Wilkes | TX | Marion | 1 | Natural Gas Steam Turbine | ST |  | S | 180 | 0.85 | 174 | 174 | 30 | N |  |  | N | Electric Utility | 1 | X | NG | DFO | RFO
Natural Gas Steam Turbine.NG | natural gas steam turbine | TRUE | 17698 | Southwestern Electric Power Co | 3478 | Wilkes | TX | Marion | 2 | Natural Gas Steam Turbine | ST |  | S | 351 | 0.9 | 355 | 365 | 40 | N |  |  | N | Electric Utility | 1 | X | NG
Natural Gas Steam Turbine.NG | natural gas steam turbine | TRUE | 17698 | Southwestern Electric Power Co | 3478 | Wilkes | TX | Marion | 3 | Natural Gas Steam Turbine | ST |  | S | 351 | 0.9 | 354 | 362 | 40 | N |  |  | N | Electric Utility | 1 | X | NG
Natural Gas Steam Turbine.NG | natural gas steam turbine | TRUE | 17718 | Southwestern Public Service Co | 3482 | Jones | TX | Lubbock | 1 | Natural Gas Steam Turbine | ST |  | S | 247.5 | 0.9 | 243 | 243 | 56 | N | 12 | 2031 | N | Electric Utility | 1 | X | NG | DFO
Natural Gas Steam Turbine.NG | natural gas steam turbine | TRUE | 17718 | Southwestern Public Service Co | 3482 | Jones | TX | Lubbock | 2 | Natural Gas Steam Turbine | ST |  | S | 247.5 | 0.9 | 243 | 243 | 56 | N | 12 | 2034 | N | Electric Utility | 1 | X | NG | DFO
Natural Gas Fired Combustion Turbine.NG | natural gas peaker | TRUE | 17718 | Southwestern Public Service Co | 3482 | Jones | TX | Lubbock | 3 | Natural Gas Fired Combustion Turbine | GT |  | S | 182.7 | 0.9 | 166 | 183 | 114 | N | 12 | 2056 | N | Electric Utility | 1 | X | NG
Natural Gas Fired Combustion Turbine.NG | natural gas peaker | TRUE | 17718 | Southwestern Public Service Co | 3482 | Jones | TX | Lubbock | 4 | Natural Gas Fired Combustion Turbine | GT |  | S | 182.7 | 0.9 | 168 | 183 | 116 | N | 12 | 2058 | N | Electric Utility | 1 | X | NG
Natural Gas Steam Turbine.NG | natural gas steam turbine | TRUE | 17718 | Southwestern Public Service Co | 3484 | Nichols | TX | Potter | 1 | Natural Gas Steam Turbine | ST |  | S | 113.6 | 0.85 | 107 | 107 | 25 | N |  |  | N | Electric Utility | 1 | X | NG
Natural Gas Steam Turbine.NG | natural gas steam turbine | TRUE | 17718 | Southwestern Public Service Co | 3484 | Nichols | TX | Potter | 2 | Natural Gas Steam Turbine | ST |  | S | 113.6 | 0.85 | 106 | 106 | 18 | N | 12 | 2027 | N | Electric Utility | 1 | X | NG
Natural Gas Steam Turbine.NG | natural gas steam turbine | TRUE | 17718 | Southwestern Public Service Co | 3484 | Nichols | TX | Potter | 3 | Natural Gas Steam Turbine | ST |  | S | 247.5 | 0.9 | 244 | 244 | 25 | N | 12 | 2030 | N | Electric Utility | 1 | X | NG
Natural Gas Steam Turbine.NG | natural gas steam turbine | TRUE | 17718 | Southwestern Public Service Co | 3485 | Plant X | TX | Lamb | 1 | Natural Gas Steam Turbine | ST |  | S | 48 | 0.8 | 38 | 38 | 21 | N |  |  | N | Electric Utility | 1 | X | NG
Natural Gas Steam Turbine.NG | natural gas steam turbine | TRUE | 17718 | Southwestern Public Service Co | 3485 | Plant X | TX | Lamb | 2 | Natural Gas Steam Turbine | ST |  | S | 98 | 0.8 | 90 | 90 | 40 | N |  |  | N | Electric Utility | 1 | X | NG | DFO
Natural Gas Steam Turbine.NG | natural gas steam turbine | TRUE | 17718 | Southwestern Public Service Co | 3485 | Plant X | TX | Lamb | 4 | Natural Gas Steam Turbine | ST |  | S | 190.4 | 0.85 | 190 | 190 | 55 | N | 12 | 2027 | N | Electric Utility | 1 | X | NG | DFO
Natural Gas Steam Turbine.NG | natural gas steam turbine | TRUE | 55983 | Luminant Generation Company LLC | 3490 | Graham | TX | Young | 1 | Natural Gas Steam Turbine | ST |  | S | 247.7 | 0.85 | 239 | 239 | 46 | N |  |  | N | IPP Non-CHP | 2 | X | NG | DFO
Natural Gas Steam Turbine.NG | natural gas steam turbine | TRUE | 55983 | Luminant Generation Company LLC | 3490 | Graham | TX | Young | 2 | Natural Gas Steam Turbine | ST |  | S | 387 | 0.9 | 390 | 390 | 26 | N |  |  | N | IPP Non-CHP | 2 | X | NG | DFO
Natural Gas Steam Turbine.NG | natural gas steam turbine | TRUE | 6035 | Exelon Power | 3491 | Handley | TX | Tarrant | 3 | Natural Gas Steam Turbine | ST |  | S | 404.8 | 0.8 | 395 | 395 | 50 | N |  |  | N | IPP Non-CHP | 2 | X | NG
Natural Gas Steam Turbine.NG | natural gas steam turbine | TRUE | 6035 | Exelon Power | 3491 | Handley | TX | Tarrant | 4 | Natural Gas Steam Turbine | ST |  | S | 455 | 0.91 | 435 | 435 | 120 | N |  |  | N | IPP Non-CHP | 2 | X | NG
Natural Gas Steam Turbine.NG | natural gas steam turbine | TRUE | 6035 | Exelon Power | 3491 | Handley | TX | Tarrant | 5 | Natural Gas Steam Turbine | ST |  | S | 455 | 0.91 | 435 | 435 | 120 | N |  |  | N | IPP Non-CHP | 2 | X | NG
Petroleum Liquids.DFO | petroleum | TRUE | 55983 | Luminant Generation Company LLC | 3492 | Morgan Creek | TX | Mitchell | CT1 | Petroleum Liquids | GT |  | S | 89.4 | 0.9 | 66 | 82 | 30 | N |  |  | N | IPP Non-CHP | 2 | X | DFO | NG
Petroleum Liquids.DFO | petroleum | TRUE | 55983 | Luminant Generation Company LLC | 3492 | Morgan Creek | TX | Mitchell | CT2 | Petroleum Liquids | GT |  | S | 89.4 | 0.9 | 65 | 80 | 30 | N |  |  | N | IPP Non-CHP | 2 | X | DFO | NG
Petroleum Liquids.DFO | petroleum | TRUE | 55983 | Luminant Generation Company LLC | 3492 | Morgan Creek | TX | Mitchell | CT3 | Petroleum Liquids | GT |  | S | 89.4 | 0.9 | 65 | 80 | 30 | N |  |  | N | IPP Non-CHP | 2 | X | DFO | NG
Petroleum Liquids.DFO | petroleum | TRUE | 55983 | Luminant Generation Company LLC | 3492 | Morgan Creek | TX | Mitchell | CT4 | Petroleum Liquids | GT |  | S | 89.4 | 0.9 | 67 | 81 | 30 | N |  |  | N | IPP Non-CHP | 2 | X | DFO | NG
Petroleum Liquids.DFO | petroleum | TRUE | 55983 | Luminant Generation Company LLC | 3492 | Morgan Creek | TX | Mitchell | CT5 | Petroleum Liquids | GT |  | S | 89.4 | 0.9 | 67 | 80 | 30 | N |  |  | N | IPP Non-CHP | 2 | X | DFO | NG
Petroleum Liquids.DFO | petroleum | TRUE | 55983 | Luminant Generation Company LLC | 3492 | Morgan Creek | TX | Mitchell | CT6 | Petroleum Liquids | GT |  | S | 89.4 | 0.9 | 67 | 82 | 30 | N |  |  | N | IPP Non-CHP | 2 | X | DFO | NG
Natural Gas Fired Combustion Turbine.NG | natural gas peaker | TRUE | 55983 | Luminant Generation Company LLC | 3494 | Permian Basin | TX | Ward | CT1 | Natural Gas Fired Combustion Turbine | GT |  | S | 89.4 | 0.9 | 63 | 79 | 41 | N |  |  | N | IPP Non-CHP | 2 | X | NG | DFO
Natural Gas Fired Combustion Turbine.NG | natural gas peaker | TRUE | 55983 | Luminant Generation Company LLC | 3494 | Permian Basin | TX | Ward | CT2 | Natural Gas Fired Combustion Turbine | GT |  | S | 89.4 | 0.9 | 64 | 76 | 41 | N |  |  | N | IPP Non-CHP | 2 | X | NG | DFO
Natural Gas Fired Combustion Turbine.NG | natural gas peaker | TRUE | 55983 | Luminant Generation Company LLC | 3494 | Permian Basin | TX | Ward | CT3 | Natural Gas Fired Combustion Turbine | GT |  | S | 89.4 | 0.9 | 64 | 78 | 41 | N |  |  | N | IPP Non-CHP | 2 | X | NG | DFO
Natural Gas Fired Combustion Turbine.NG | natural gas peaker | TRUE | 55983 | Luminant Generation Company LLC | 3494 | Permian Basin | TX | Ward | CT4 | Natural Gas Fired Combustion Turbine | GT |  | S | 89.4 | 0.9 | 64 | 75 | 41 | N |  |  | N | IPP Non-CHP | 2 | X | NG | DFO
Natural Gas Fired Combustion Turbine.NG | natural gas peaker | TRUE | 55983 | Luminant Generation Company LLC | 3494 | Permian Basin | TX | Ward | CT5 | Natural Gas Fired Combustion Turbine | GT |  | S | 89.4 | 0.9 | 65 | 79 | 41 | N |  |  | N | IPP Non-CHP | 2 | X | NG | DFO
Petroleum Liquids.DFO | petroleum | TRUE | 55983 | Luminant Generation Company LLC | 3504 | Stryker Creek | TX | Cherokee | D1 | Petroleum Liquids | IC |  | S | 2 | 0.8 | 2 | 2 | 2 | N |  |  | N | IPP Non-CHP | 2 | X | DFO
Petroleum Liquids.DFO | petroleum | TRUE | 55983 | Luminant Generation Company LLC | 3504 | Stryker Creek | TX | Cherokee | D2 | Petroleum Liquids | IC |  | S | 2 | 0.8 | 2 | 2 | 2 | N |  |  | N | IPP Non-CHP | 2 | X | DFO
Petroleum Liquids.DFO | petroleum | TRUE | 55983 | Luminant Generation Company LLC | 3504 | Stryker Creek | TX | Cherokee | D3 | Petroleum Liquids | IC |  | S | 2 | 0.8 | 2 | 2 | 2 | N |  |  | N | IPP Non-CHP | 2 | X | DFO
Petroleum Liquids.DFO | petroleum | TRUE | 55983 | Luminant Generation Company LLC | 3504 | Stryker Creek | TX | Cherokee | D4 | Petroleum Liquids | IC |  | S | 2 | 0.8 | 2 | 2 | 2 | N |  |  | N | IPP Non-CHP | 2 | X | DFO
Petroleum Liquids.DFO | petroleum | TRUE | 55983 | Luminant Generation Company LLC | 3504 | Stryker Creek | TX | Cherokee | D5 | Petroleum Liquids | IC |  | S | 2 | 0.8 | 2 | 2 | 2 | N |  |  | N | IPP Non-CHP | 2 | X | DFO
Natural Gas Steam Turbine.NG | natural gas steam turbine | TRUE | 55983 | Luminant Generation Company LLC | 3504 | Stryker Creek | TX | Cherokee | ST1 | Natural Gas Steam Turbine | ST |  | S | 176.8 | 0.8 | 167 | 167 | 20 | N |  |  | N | IPP Non-CHP | 2 | X | NG | DFO
Natural Gas Steam Turbine.NG | natural gas steam turbine | TRUE | 55983 | Luminant Generation Company LLC | 3504 | Stryker Creek | TX | Cherokee | ST2 | Natural Gas Steam Turbine | ST |  | S | 526.6 | 0.9 | 502 | 502 | 35 | N |  |  | N | IPP Non-CHP | 2 | X | NG | DFO
Natural Gas Steam Turbine.NG | natural gas steam turbine | TRUE | 55983 | Luminant Generation Company LLC | 3507 | Trinidad (TX) | TX | Henderson | 6 | Natural Gas Steam Turbine | ST |  | S | 239.3 | 0.85 | 235 | 235 | 50 | N |  |  | N | IPP Non-CHP | 2 | X | NG
Petroleum Liquids.DFO | petroleum | TRUE | 55983 | Luminant Generation Company LLC | 3507 | Trinidad (TX) | TX | Henderson | D1 | Petroleum Liquids | IC |  | S | 2 | 0.8 | 2 | 2 | 2 | N |  |  | N | IPP Non-CHP | 2 | X | DFO
Petroleum Liquids.DFO | petroleum | TRUE | 55983 | Luminant Generation Company LLC | 3507 | Trinidad (TX) | TX | Henderson | D2 | Petroleum Liquids | IC |  | S | 2 | 0.8 | 2 | 2 | 2 | N |  |  | N | IPP Non-CHP | 2 | X | DFO
Natural Gas Fired Combustion Turbine.NG | natural gas peaker | TRUE | 1015 | Austin Energy | 3548 | Decker Creek | TX | Travis | GT1 | Natural Gas Fired Combustion Turbine | GT |  | S | 51.5 | 0.9 | 52 | 60 | 49 | N |  |  | N | Electric Utility | 1 | X | NG
Natural Gas Fired Combustion Turbine.NG | natural gas peaker | TRUE | 1015 | Austin Energy | 3548 | Decker Creek | TX | Travis | GT2 | Natural Gas Fired Combustion Turbine | GT |  | S | 51.5 | 0.9 | 52 | 60 | 49 | N |  |  | N | Electric Utility | 1 | X | NG
Natural Gas Fired Combustion Turbine.NG | natural gas peaker | TRUE | 1015 | Austin Energy | 3548 | Decker Creek | TX | Travis | GT3 | Natural Gas Fired Combustion Turbine | GT |  | S | 51.5 | 0.9 | 52 | 60 | 49 | N |  |  | N | Electric Utility | 1 | X | NG
Natural Gas Fired Combustion Turbine.NG | natural gas peaker | TRUE | 1015 | Austin Energy | 3548 | Decker Creek | TX | Travis | GT4 | Natural Gas Fired Combustion Turbine | GT |  | S | 51.5 | 0.9 | 52 | 60 | 49 | N |  |  | N | Electric Utility | 1 | X | NG
Natural Gas Fired Combustion Turbine.NG | natural gas peaker | TRUE | 2409 | Brownsville Public Utilities Board | 3559 | Silas Ray | TX | Cameron | 10 | Natural Gas Fired Combustion Turbine | GT |  | S | 61 | 0.85 | 45 | 48 | 15 | N |  |  | N | Electric Utility | 1 | X | NG
Natural Gas Fired Combined Cycle.NG | natural gas combined cycle | TRUE | 2409 | Brownsville Public Utilities Board | 3559 | Silas Ray | TX | Cameron | 6 | Natural Gas Fired Combined Cycle | CA | CC1 | S | 25 | 0.85 | 20 | 20 | 15 | N |  |  | N | Electric Utility | 1 | X | NG
Natural Gas Fired Combined Cycle.NG | natural gas combined cycle | TRUE | 2409 | Brownsville Public Utilities Board | 3559 | Silas Ray | TX | Cameron | 9 | Natural Gas Fired Combined Cycle | CT | CC1 | S | 50 | 0.85 | 42 | 52 | 32 | N |  |  | N | Electric Utility | 1 | X | NG
Petroleum Liquids.DFO | petroleum | TRUE | 2409 | Brownsville Public Utilities Board | 3559 | Silas Ray | TX | Cameron | DG-3a | Petroleum Liquids | IC |  | S | 1.3 | 0.8 | 1 | 1 | 1 | N |  |  | N | Electric Utility | 1 | X | DFO
Petroleum Liquids.DFO | petroleum | TRUE | 2409 | Brownsville Public Utilities Board | 3559 | Silas Ray | TX | Cameron | DG-3b | Petroleum Liquids | IC |  | S | 1.3 | 0.8 | 1 | 1 | 1 | N |  |  | N | Electric Utility | 1 | X | DFO
Petroleum Liquids.DFO | petroleum | TRUE | 2409 | Brownsville Public Utilities Board | 3559 | Silas Ray | TX | Cameron | DG-4 | Petroleum Liquids | IC |  | S | 1.3 | 0.8 | 1 | 1 | 1 | N |  |  | N | Electric Utility | 1 | X | DFO
Petroleum Liquids.DFO | petroleum | TRUE | 2409 | Brownsville Public Utilities Board | 3559 | Silas Ray | TX | Cameron | DG-6a | Petroleum Liquids | IC |  | S | 1.3 | 0.8 | 1 | 1 | 1 | N |  |  | N | Electric Utility | 1 | X | DFO
Petroleum Liquids.DFO | petroleum | TRUE | 2409 | Brownsville Public Utilities Board | 3559 | Silas Ray | TX | Cameron | DG-6b | Petroleum Liquids | IC |  | S | 1.3 | 0.8 | 1 | 1 | 1 | N |  |  | N | Electric Utility | 1 | X | DFO
Natural Gas Fired Combustion Turbine.NG | natural gas peaker | TRUE | 2442 | City of Bryan - (TX) | 3561 | Bryan (TX) | TX | Brazos | 7 | Natural Gas Fired Combustion Turbine | GT |  | S | 22 | 0.9 | 21 | 21 | 5 | N |  |  | N | Electric Utility | 1 | X | NG
Natural Gas Steam Turbine.NG | natural gas steam turbine | TRUE | 6958 | City of Garland - (TX) | 3576 | Ray Olinger | TX | Collin | 1 | Natural Gas Steam Turbine | ST |  | S | 75 | 0.85 | 75 | 75 | 10 | N |  |  | N | Electric Utility | 1 | X | NG
Natural Gas Steam Turbine.NG | natural gas steam turbine | TRUE | 6958 | City of Garland - (TX) | 3576 | Ray Olinger | TX | Collin | 2 | Natural Gas Steam Turbine | ST |  | S | 113.4 | 0.85 | 107 | 107 | 20 | N |  |  | N | Electric Utility | 1 | X | NG
Natural Gas Steam Turbine.NG | natural gas steam turbine | TRUE | 6958 | City of Garland - (TX) | 3576 | Ray Olinger | TX | Collin | 3 | Natural Gas Steam Turbine | ST |  | S | 156.6 | 0.9 | 138 | 138 | 25 | N |  |  | N | Electric Utility | 1 | X | NG
Natural Gas Fired Combustion Turbine.NG | natural gas peaker | TRUE | 6958 | City of Garland - (TX) | 3576 | Ray Olinger | TX | Collin | 4 | Natural Gas Fired Combustion Turbine | GT |  | S | 82.7 | 0.85 | 75 | 81 | 55 | N |  |  | N | Electric Utility | 1 | X | NG
Conventional Hydroelectric.WAT | hydro | TRUE | 7751 | Guadalupe Blanco River Authority | 3581 | Abbott TP 3 | TX | Guadalupe | 1 | Conventional Hydroelectric | HY |  | S | 1.4 | 0.8 | 1.4 | 1.4 | 1.1 | N |  |  | N | Electric Utility | 1 | X | WAT
Conventional Hydroelectric.WAT | hydro | TRUE | 7751 | Guadalupe Blanco River Authority | 3581 | Abbott TP 3 | TX | Guadalupe | 2 | Conventional Hydroelectric | HY |  | S | 1.4 | 0.8 | 1.4 | 1.4 | 1.1 | N |  |  | N | Electric Utility | 1 | X | WAT
Conventional Hydroelectric.WAT | hydro | TRUE | 7751 | Guadalupe Blanco River Authority | 3582 | Dunlap TP 1 | TX | Guadalupe | 1 | Conventional Hydroelectric | HY |  | S | 1.8 | 0.8 | 1.8 | 1.8 | 1.7 | N |  |  | N | Electric Utility | 1 | X | WAT
Conventional Hydroelectric.WAT | hydro | TRUE | 7751 | Guadalupe Blanco River Authority | 3582 | Dunlap TP 1 | TX | Guadalupe | 2 | Conventional Hydroelectric | HY |  | S | 1.8 | 0.8 | 1.8 | 1.8 | 1.7 | N |  |  | N | Electric Utility | 1 | X | WAT
Conventional Hydroelectric.WAT | hydro | TRUE | 7751 | Guadalupe Blanco River Authority | 3583 | H 4 | TX | Gonzales | 1 | Conventional Hydroelectric | HY |  | S | 2.4 | 0.8 | 2.4 | 2.4 | 0.5 | N |  |  | N | Electric Utility | 1 | X | WAT
Conventional Hydroelectric.WAT | hydro | TRUE | 7751 | Guadalupe Blanco River Authority | 3584 | H 5 | TX | Gonzales | 1 | Conventional Hydroelectric | HY |  | S | 2.4 | 0.8 | 2.4 | 2.4 | 0.5 | N |  |  | N | Electric Utility | 1 | X | WAT
Conventional Hydroelectric.WAT | hydro | TRUE | 7751 | Guadalupe Blanco River Authority | 3585 | Nolte | TX | Guadalupe | 1 | Conventional Hydroelectric | HY |  | S | 1.2 | 0.8 | 1.2 | 1.2 | 0.6 | N |  |  | N | Electric Utility | 1 | X | WAT
Conventional Hydroelectric.WAT | hydro | TRUE | 7751 | Guadalupe Blanco River Authority | 3585 | Nolte | TX | Guadalupe | 2 | Conventional Hydroelectric | HY |  | S | 1.2 | 0.8 | 1.2 | 1.2 | 0.6 | N |  |  | N | Electric Utility | 1 | X | WAT
Conventional Hydroelectric.WAT | hydro | TRUE | 7751 | Guadalupe Blanco River Authority | 3586 | TP 4 | TX | Guadalupe | 1 | Conventional Hydroelectric | HY |  | S | 2.4 | 0.8 | 2.4 | 2.4 | 0.5 | N |  |  | N | Electric Utility | 1 | X | WAT
Conventional Hydroelectric.WAT | hydro | TRUE | 11269 | Lower Colorado River Authority | 3594 | Austin | TX | Travis | 1 | Conventional Hydroelectric | HY |  | S | 9 | 1 | 8.2 | 8.2 | 7 | N |  |  | N | Electric Utility | 1 | X | WAT
Conventional Hydroelectric.WAT | hydro | TRUE | 11269 | Lower Colorado River Authority | 3594 | Austin | TX | Travis | 2 | Conventional Hydroelectric | HY |  | S | 9 | 1 | 8.8 | 8.8 | 7 | N |  |  | N | Electric Utility | 1 | X | WAT
Conventional Hydroelectric.WAT | hydro | TRUE | 11269 | Lower Colorado River Authority | 3595 | Buchanan Dam (TX) | TX | Llano | 1 | Conventional Hydroelectric | HY |  | S | 18.3 | 1 | 18.3 | 18.3 | 11 | N |  |  | N | Electric Utility | 1 | X | WAT
Conventional Hydroelectric.WAT | hydro | TRUE | 11269 | Lower Colorado River Authority | 3595 | Buchanan Dam (TX) | TX | Llano | 2 | Conventional Hydroelectric | HY |  | S | 18.3 | 1 | 18.3 | 18.3 | 11 | N |  |  | N | Electric Utility | 1 | X | WAT
Conventional Hydroelectric.WAT | hydro | TRUE | 11269 | Lower Colorado River Authority | 3595 | Buchanan Dam (TX) | TX | Llano | 3 | Conventional Hydroelectric | HY |  | S | 18.3 | 1 | 18.3 | 18.3 | 11 | N |  |  | N | Electric Utility | 1 | X | WAT
Conventional Hydroelectric.WAT | hydro | TRUE | 11269 | Lower Colorado River Authority | 3597 | Granite Shoals | TX | Burnet | 1 | Conventional Hydroelectric | HY |  | S | 27 | 0.9 | 27 | 27 | 23 | N |  |  | N | Electric Utility | 1 | X | WAT
Conventional Hydroelectric.WAT | hydro | TRUE | 11269 | Lower Colorado River Authority | 3597 | Granite Shoals | TX | Burnet | 2 | Conventional Hydroelectric | HY |  | S | 27 | 0.9 | 27 | 27 | 23 | N |  |  | N | Electric Utility | 1 | X | WAT
Conventional Hydroelectric.WAT | hydro | TRUE | 11269 | Lower Colorado River Authority | 3598 | Inks | TX | Burnet | 1 | Conventional Hydroelectric | HY |  | S | 15 | 1 | 13.8 | 13.8 | 7 | N |  |  | N | Electric Utility | 1 | X | WAT
Conventional Hydroelectric.WAT | hydro | TRUE | 11269 | Lower Colorado River Authority | 3599 | Marble Falls | TX | Burnet | 1 | Conventional Hydroelectric | HY |  | S | 19.8 | 0.9 | 19.8 | 19.8 | 9 | N |  |  | N | Electric Utility | 1 | X | WAT
Conventional Hydroelectric.WAT | hydro | TRUE | 11269 | Lower Colorado River Authority | 3599 | Marble Falls | TX | Burnet | 2 | Conventional Hydroelectric | HY |  | S | 19.8 | 0.9 | 19.8 | 19.8 | 9 | N |  |  | N | Electric Utility | 1 | X | WAT
Conventional Hydroelectric.WAT | hydro | TRUE | 11269 | Lower Colorado River Authority | 3600 | Marshall Ford | TX | Travis | 1 | Conventional Hydroelectric | HY |  | S | 36 | 1 | 36 | 36 | 15 | N |  |  | N | Electric Utility | 1 | X | WAT
Conventional Hydroelectric.WAT | hydro | TRUE | 11269 | Lower Colorado River Authority | 3600 | Marshall Ford | TX | Travis | 2 | Conventional Hydroelectric | HY |  | S | 36 | 1 | 36 | 36 | 20 | N |  |  | N | Electric Utility | 1 | X | WAT
Conventional Hydroelectric.WAT | hydro | TRUE | 11269 | Lower Colorado River Authority | 3600 | Marshall Ford | TX | Travis | 3 | Conventional Hydroelectric | HY |  | S | 36 | 1 | 36 | 36 | 15 | N |  |  | N | Electric Utility | 1 | X | WAT
Natural Gas Steam Turbine.NG | natural gas steam turbine | TRUE | 11269 | Lower Colorado River Authority | 3601 | Sim Gideon | TX | Bastrop | 1 | Natural Gas Steam Turbine | ST |  | S | 136 | 0.85 | 136 | 140 | 19 | N |  |  | N | Electric Utility | 1 | X | NG
Natural Gas Steam Turbine.NG | natural gas steam turbine | TRUE | 11269 | Lower Colorado River Authority | 3601 | Sim Gideon | TX | Bastrop | 2 | Natural Gas Steam Turbine | ST |  | S | 136 | 0.85 | 136 | 140 | 19 | N |  |  | N | Electric Utility | 1 | X | NG
Natural Gas Steam Turbine.NG | natural gas steam turbine | TRUE | 11269 | Lower Colorado River Authority | 3601 | Sim Gideon | TX | Bastrop | 3 | Natural Gas Steam Turbine | ST |  | S | 351 | 0.9 | 335 | 340 | 57 | N |  |  | N | Electric Utility | 1 | X | NG
Natural Gas Steam Turbine.NG | natural gas steam turbine | TRUE | 11292 | City of Lubbock - (TX) | 3602 | Ty Cooke | TX | Lubbock | 1 | Natural Gas Steam Turbine | ST |  | S | 44 | 0.9 | 42 | 42 | 25 | N |  |  | N | Electric Utility | 1 | X | NG
Natural Gas Steam Turbine.NG | natural gas steam turbine | TRUE | 11292 | City of Lubbock - (TX) | 3602 | Ty Cooke | TX | Lubbock | 2 | Natural Gas Steam Turbine | ST |  | S | 53.6 | 0.9 | 46 | 46 | 25 | N |  |  | N | Electric Utility | 1 | X | NG
Natural Gas Fired Combustion Turbine.NG | natural gas peaker | TRUE | 11292 | City of Lubbock - (TX) | 3602 | Ty Cooke | TX | Lubbock | GT2 | Natural Gas Fired Combustion Turbine | GT |  | S | 18.5 | 0.9 | 16 | 18.5 | 16 | N |  |  | N | Electric Utility | 1 | X | NG
Natural Gas Fired Combustion Turbine.NG | natural gas peaker | TRUE | 11292 | City of Lubbock - (TX) | 3602 | Ty Cooke | TX | Lubbock | GT3 | Natural Gas Fired Combustion Turbine | GT |  | S | 22 | 0.9 | 16 | 18 | 16 | N |  |  | N | Electric Utility | 1 | X | NG
Natural Gas Fired Combined Cycle.NG | natural gas combined cycle | TRUE | 11292 | City of Lubbock - (TX) | 3604 | J Robert Massengale | TX | Lubbock | 6A | Natural Gas Fired Combined Cycle | CA | MGL8 | S | 22 | 0.9 | 18 | 18 | 10 | N |  |  | N | Electric Utility | 1 | X | NG
Natural Gas Fired Combined Cycle.NG | natural gas combined cycle | TRUE | 11292 | City of Lubbock - (TX) | 3604 | J Robert Massengale | TX | Lubbock | 7 | Natural Gas Fired Combined Cycle | CA | MGL8 | S | 22 | 0.9 | 18 | 18 | 10 | N |  |  | N | Electric Utility | 1 | X | NG
Natural Gas Fired Combined Cycle.NG | natural gas combined cycle | TRUE | 11292 | City of Lubbock - (TX) | 3604 | J Robert Massengale | TX | Lubbock | 8 | Natural Gas Fired Combined Cycle | CT | MGL8 | S | 40 | 0.9 | 38 | 42 | 30 | N |  |  | N | Electric Utility | 1 | X | NG
Natural Gas Fired Combustion Turbine.NG | natural gas peaker | TRUE | 16604 | City of San Antonio - (TX) | 3609 | Leon Creek | TX | Bexar | CGT1 | Natural Gas Fired Combustion Turbine | GT |  | S | 57.4 | 0.85 | 46 | 46 | 20 | N |  |  | N | Electric Utility | 1 | X | NG
Natural Gas Fired Combustion Turbine.NG | natural gas peaker | TRUE | 16604 | City of San Antonio - (TX) | 3609 | Leon Creek | TX | Bexar | CGT2 | Natural Gas Fired Combustion Turbine | GT |  | S | 57.4 | 0.85 | 46 | 46 | 20 | N |  |  | N | Electric Utility | 1 | X | NG
Natural Gas Fired Combustion Turbine.NG | natural gas peaker | TRUE | 16604 | City of San Antonio - (TX) | 3609 | Leon Creek | TX | Bexar | CGT3 | Natural Gas Fired Combustion Turbine | GT |  | S | 57.4 | 0.85 | 46 | 46 | 20 | N |  |  | N | Electric Utility | 1 | X | NG
Natural Gas Fired Combustion Turbine.NG | natural gas peaker | TRUE | 16604 | City of San Antonio - (TX) | 3609 | Leon Creek | TX | Bexar | CGT4 | Natural Gas Fired Combustion Turbine | GT |  | S | 57.4 | 0.85 | 46 | 46 | 20 | N |  |  | N | Electric Utility | 1 | X | NG
Natural Gas Steam Turbine.NG | natural gas steam turbine | TRUE | 16604 | City of San Antonio - (TX) | 3611 | O W Sommers | TX | Bexar | 1 | Natural Gas Steam Turbine | ST |  | S | 446 | 0.9 | 420 | 420 | 70 | N | 3 | 2027 | N | Electric Utility | 1 | X | NG
Natural Gas Steam Turbine.NG | natural gas steam turbine | TRUE | 16604 | City of San Antonio - (TX) | 3611 | O W Sommers | TX | Bexar | 2 | Natural Gas Steam Turbine | ST |  | S | 446 | 0.9 | 410 | 410 | 70 | N | 3 | 2029 | N | Electric Utility | 1 | X | NG
Natural Gas Steam Turbine.NG | natural gas steam turbine | TRUE | 16604 | City of San Antonio - (TX) | 3612 | V H Braunig | TX | Bexar | 1 | Natural Gas Steam Turbine | ST |  | S | 225 | 0.85 | 217 | 217 | 60 | N | 3 | 2025 | N | Electric Utility | 1 | X | NG
Natural Gas Steam Turbine.NG | natural gas steam turbine | TRUE | 16604 | City of San Antonio - (TX) | 3612 | V H Braunig | TX | Bexar | 2 | Natural Gas Steam Turbine | ST |  | S | 252 | 0.85 | 230 | 230 | 60 | N | 3 | 2025 | N | Electric Utility | 1 | X | NG
Natural Gas Steam Turbine.NG | natural gas steam turbine | TRUE | 16604 | City of San Antonio - (TX) | 3612 | V H Braunig | TX | Bexar | 3 | Natural Gas Steam Turbine | ST |  | S | 417 | 0.85 | 412 | 412 | 70 | N | 3 | 2025 | N | Electric Utility | 1 | X | NG
Natural Gas Fired Combustion Turbine.NG | natural gas peaker | TRUE | 16604 | City of San Antonio - (TX) | 3612 | V H Braunig | TX | Bexar | 5 | Natural Gas Fired Combustion Turbine | GT |  | S | 61 | 0.85 | 48 | 48 | 20 | N |  |  | N | Electric Utility | 1 | X | NG | DFO
Natural Gas Fired Combustion Turbine.NG | natural gas peaker | TRUE | 16604 | City of San Antonio - (TX) | 3612 | V H Braunig | TX | Bexar | 6 | Natural Gas Fired Combustion Turbine | GT |  | S | 61 | 0.85 | 48 | 48 | 20 | N |  |  | N | Electric Utility | 1 | X | NG | DFO
Natural Gas Fired Combustion Turbine.NG | natural gas peaker | TRUE | 16604 | City of San Antonio - (TX) | 3612 | V H Braunig | TX | Bexar | 7 | Natural Gas Fired Combustion Turbine | GT |  | S | 61 | 0.85 | 48 | 48 | 20 | N |  |  | N | Electric Utility | 1 | X | NG | DFO
Natural Gas Fired Combustion Turbine.NG | natural gas peaker | TRUE | 16604 | City of San Antonio - (TX) | 3612 | V H Braunig | TX | Bexar | 8 | Natural Gas Fired Combustion Turbine | GT |  | S | 61 | 0.85 | 47 | 47 | 20 | N |  |  | N | Electric Utility | 1 | X | NG | DFO
Natural Gas Steam Turbine.NG | natural gas steam turbine | TRUE | 2172 | Brazos Electric Power Coop Inc | 3628 | R W Miller | TX | Palo Pinto | 1 | Natural Gas Steam Turbine | ST |  | S | 66 | 0.85 | 66 | 66 | 20 | N |  |  | N | Electric Utility | 1 | X | NG
Natural Gas Steam Turbine.NG | natural gas steam turbine | TRUE | 2172 | Brazos Electric Power Coop Inc | 3628 | R W Miller | TX | Palo Pinto | 2 | Natural Gas Steam Turbine | ST |  | S | 100 | 0.85 | 100 | 100 | 38 | N |  |  | N | Electric Utility | 1 | X | NG | DFO
Natural Gas Steam Turbine.NG | natural gas steam turbine | TRUE | 2172 | Brazos Electric Power Coop Inc | 3628 | R W Miller | TX | Palo Pinto | 3 | Natural Gas Steam Turbine | ST |  | S | 200 | 0.9 | 200 | 200 | 40 | N |  |  | N | Electric Utility | 1 | X | NG | DFO
Natural Gas Fired Combustion Turbine.NG | natural gas peaker | TRUE | 2172 | Brazos Electric Power Coop Inc | 3628 | R W Miller | TX | Palo Pinto | 4 | Natural Gas Fired Combustion Turbine | GT |  | S | 118.8 | 0.9 | 104 | 104 | 35 | N |  |  | N | Electric Utility | 1 | X | NG | DFO
Natural Gas Fired Combustion Turbine.NG | natural gas peaker | TRUE | 2172 | Brazos Electric Power Coop Inc | 3628 | R W Miller | TX | Palo Pinto | 5 | Natural Gas Fired Combustion Turbine | GT |  | S | 118.8 | 0.9 | 104 | 104 | 35 | N |  |  | N | Electric Utility | 1 | X | NG | DFO
Natural Gas Internal Combustion Engine.NG | natural gas peaker | TRUE | 17583 | South Texas Electric Coop, Inc | 3630 | Pearsall | TX | Frio | 10A | Natural Gas Internal Combustion Engine | IC |  | S | 8.4 | 0.8 | 8.4 | 8.4 | 4 | N |  |  | N | Electric Utility | 1 | X | NG
Natural Gas Internal Combustion Engine.NG | natural gas peaker | TRUE | 17583 | South Texas Electric Coop, Inc | 3630 | Pearsall | TX | Frio | 11A | Natural Gas Internal Combustion Engine | IC |  | S | 8.4 | 0.8 | 8.4 | 8.4 | 4 | N |  |  | N | Electric Utility | 1 | X | NG
Natural Gas Internal Combustion Engine.NG | natural gas peaker | TRUE | 17583 | South Texas Electric Coop, Inc | 3630 | Pearsall | TX | Frio | 12A | Natural Gas Internal Combustion Engine | IC |  | S | 8.4 | 0.8 | 8.4 | 8.4 | 4 | N |  |  | N | Electric Utility | 1 | X | NG
Natural Gas Internal Combustion Engine.NG | natural gas peaker | TRUE | 17583 | South Texas Electric Coop, Inc | 3630 | Pearsall | TX | Frio | 13A | Natural Gas Internal Combustion Engine | IC |  | S | 8.4 | 0.8 | 8.4 | 8.4 | 4 | N |  |  | N | Electric Utility | 1 | X | NG
Natural Gas Internal Combustion Engine.NG | natural gas peaker | TRUE | 17583 | South Texas Electric Coop, Inc | 3630 | Pearsall | TX | Frio | 14A | Natural Gas Internal Combustion Engine | IC |  | S | 8.4 | 0.8 | 8.4 | 8.4 | 4 | N |  |  | N | Electric Utility | 1 | X | NG
Natural Gas Internal Combustion Engine.NG | natural gas peaker | TRUE | 17583 | South Texas Electric Coop, Inc | 3630 | Pearsall | TX | Frio | 15A | Natural Gas Internal Combustion Engine | IC |  | S | 8.4 | 0.8 | 8.4 | 8.4 | 4 | N |  |  | N | Electric Utility | 1 | X | NG
Natural Gas Internal Combustion Engine.NG | natural gas peaker | TRUE | 17583 | South Texas Electric Coop, Inc | 3630 | Pearsall | TX | Frio | 16A | Natural Gas Internal Combustion Engine | IC |  | S | 8.4 | 0.8 | 8.4 | 8.4 | 4 | N |  |  | N | Electric Utility | 1 | X | NG
Natural Gas Internal Combustion Engine.NG | natural gas peaker | TRUE | 17583 | South Texas Electric Coop, Inc | 3630 | Pearsall | TX | Frio | 17A | Natural Gas Internal Combustion Engine | IC |  | S | 8.4 | 0.8 | 8.4 | 8.4 | 4 | N |  |  | N | Electric Utility | 1 | X | NG
Natural Gas Internal Combustion Engine.NG | natural gas peaker | TRUE | 17583 | South Texas Electric Coop, Inc | 3630 | Pearsall | TX | Frio | 18A | Natural Gas Internal Combustion Engine | IC |  | S | 8.4 | 0.8 | 8.4 | 8.4 | 4 | N |  |  | N | Electric Utility | 1 | X | NG
Natural Gas Internal Combustion Engine.NG | natural gas peaker | TRUE | 17583 | South Texas Electric Coop, Inc | 3630 | Pearsall | TX | Frio | 19A | Natural Gas Internal Combustion Engine | IC |  | S | 8.4 | 0.8 | 8.4 | 8.4 | 4 | N |  |  | N | Electric Utility | 1 | X | NG
Natural Gas Internal Combustion Engine.NG | natural gas peaker | TRUE | 17583 | South Texas Electric Coop, Inc | 3630 | Pearsall | TX | Frio | 1A | Natural Gas Internal Combustion Engine | IC |  | S | 8.4 | 0.8 | 8.4 | 8.4 | 4 | N |  |  | N | Electric Utility | 1 | X | NG
Natural Gas Internal Combustion Engine.NG | natural gas peaker | TRUE | 17583 | South Texas Electric Coop, Inc | 3630 | Pearsall | TX | Frio | 20A | Natural Gas Internal Combustion Engine | IC |  | S | 8.4 | 0.8 | 8.4 | 8.4 | 4 | N |  |  | N | Electric Utility | 1 | X | NG
Natural Gas Internal Combustion Engine.NG | natural gas peaker | TRUE | 17583 | South Texas Electric Coop, Inc | 3630 | Pearsall | TX | Frio | 21A | Natural Gas Internal Combustion Engine | IC |  | S | 8.4 | 0.8 | 8.4 | 8.4 | 4 | N |  |  | N | Electric Utility | 1 | X | NG
Natural Gas Internal Combustion Engine.NG | natural gas peaker | TRUE | 17583 | South Texas Electric Coop, Inc | 3630 | Pearsall | TX | Frio | 22A | Natural Gas Internal Combustion Engine | IC |  | S | 8.4 | 0.8 | 8.4 | 8.4 | 4 | N |  |  | N | Electric Utility | 1 | X | NG
Natural Gas Internal Combustion Engine.NG | natural gas peaker | TRUE | 17583 | South Texas Electric Coop, Inc | 3630 | Pearsall | TX | Frio | 23A | Natural Gas Internal Combustion Engine | IC |  | S | 8.4 | 0.8 | 8.4 | 8.4 | 4 | N |  |  | N | Electric Utility | 1 | X | NG
Natural Gas Internal Combustion Engine.NG | natural gas peaker | TRUE | 17583 | South Texas Electric Coop, Inc | 3630 | Pearsall | TX | Frio | 24A | Natural Gas Internal Combustion Engine | IC |  | S | 8.4 | 0.8 | 8.4 | 8.4 | 4 | N |  |  | N | Electric Utility | 1 | X | NG
Natural Gas Internal Combustion Engine.NG | natural gas peaker | TRUE | 17583 | South Texas Electric Coop, Inc | 3630 | Pearsall | TX | Frio | 2A | Natural Gas Internal Combustion Engine | IC |  | S | 8.4 | 0.8 | 8.4 | 8.4 | 4 | N |  |  | N | Electric Utility | 1 | X | NG
Natural Gas Internal Combustion Engine.NG | natural gas peaker | TRUE | 17583 | South Texas Electric Coop, Inc | 3630 | Pearsall | TX | Frio | 3A | Natural Gas Internal Combustion Engine | IC |  | S | 8.4 | 0.8 | 8.4 | 8.4 | 4 | N |  |  | N | Electric Utility | 1 | X | NG
Natural Gas Internal Combustion Engine.NG | natural gas peaker | TRUE | 17583 | South Texas Electric Coop, Inc | 3630 | Pearsall | TX | Frio | 4A | Natural Gas Internal Combustion Engine | IC |  | S | 8.4 | 0.8 | 8.4 | 8.4 | 4 | N |  |  | N | Electric Utility | 1 | X | NG
Natural Gas Internal Combustion Engine.NG | natural gas peaker | TRUE | 17583 | South Texas Electric Coop, Inc | 3630 | Pearsall | TX | Frio | 5A | Natural Gas Internal Combustion Engine | IC |  | S | 8.4 | 0.8 | 8.4 | 8.4 | 4 | N |  |  | N | Electric Utility | 1 | X | NG
Natural Gas Internal Combustion Engine.NG | natural gas peaker | TRUE | 17583 | South Texas Electric Coop, Inc | 3630 | Pearsall | TX | Frio | 6A | Natural Gas Internal Combustion Engine | IC |  | S | 8.4 | 0.8 | 8.4 | 8.4 | 4 | N |  |  | N | Electric Utility | 1 | X | NG
Natural Gas Internal Combustion Engine.NG | natural gas peaker | TRUE | 17583 | South Texas Electric Coop, Inc | 3630 | Pearsall | TX | Frio | 7A | Natural Gas Internal Combustion Engine | IC |  | S | 8.4 | 0.8 | 8.4 | 8.4 | 4 | N |  |  | N | Electric Utility | 1 | X | NG
Natural Gas Internal Combustion Engine.NG | natural gas peaker | TRUE | 17583 | South Texas Electric Coop, Inc | 3630 | Pearsall | TX | Frio | 8A | Natural Gas Internal Combustion Engine | IC |  | S | 8.4 | 0.8 | 8.4 | 8.4 | 4 | N |  |  | N | Electric Utility | 1 | X | NG
Natural Gas Internal Combustion Engine.NG | natural gas peaker | TRUE | 17583 | South Texas Electric Coop, Inc | 3630 | Pearsall | TX | Frio | 9A | Natural Gas Internal Combustion Engine | IC |  | S | 8.4 | 0.8 | 8.4 | 8.4 | 4 | N |  |  | N | Electric Utility | 1 | X | NG
Natural Gas Fired Combined Cycle.NG | natural gas combined cycle | TRUE | 17583 | South Texas Electric Coop, Inc | 3631 | Sam Rayburn | TX | Victoria | 10 | Natural Gas Fired Combined Cycle | CA | CC1 | S | 42 | 0.9 | 37 | 37 | 7 | N |  |  | N | Electric Utility | 1 | X | NG
Petroleum Liquids.DFO | petroleum | TRUE | 17583 | South Texas Electric Coop, Inc | 3631 | Sam Rayburn | TX | Victoria | 4 | Petroleum Liquids | IC |  | S | 1.6 | 0.8 | 0.9 | 0.9 | 0.5 | N |  |  | N | Electric Utility | 1 | X | DFO
Petroleum Liquids.DFO | petroleum | TRUE | 17583 | South Texas Electric Coop, Inc | 3631 | Sam Rayburn | TX | Victoria | 5 | Petroleum Liquids | IC |  | S | 1.6 | 0.8 | 0.9 | 0.9 | 0.5 | N |  |  | N | Electric Utility | 1 | X | DFO
Natural Gas Fired Combined Cycle.NG | natural gas combined cycle | TRUE | 17583 | South Texas Electric Coop, Inc | 3631 | Sam Rayburn | TX | Victoria | 7 | Natural Gas Fired Combined Cycle | CT | CC1 | S | 49.2 | 0.85 | 49 | 49 | 8 | N |  |  | N | Electric Utility | 1 | X | NG | DFO
Natural Gas Fired Combined Cycle.NG | natural gas combined cycle | TRUE | 17583 | South Texas Electric Coop, Inc | 3631 | Sam Rayburn | TX | Victoria | 8 | Natural Gas Fired Combined Cycle | CT | CC1 | S | 49.2 | 0.85 | 49 | 49 | 8 | N |  |  | N | Electric Utility | 1 | X | NG | DFO
Natural Gas Fired Combined Cycle.NG | natural gas combined cycle | TRUE | 17583 | South Texas Electric Coop, Inc | 3631 | Sam Rayburn | TX | Victoria | 9 | Natural Gas Fired Combined Cycle | CT | CC1 | S | 49.2 | 0.85 | 48 | 48 | 8 | N |  |  | N | Electric Utility | 1 | X | NG | DFO
Conventional Hydroelectric.WAT | hydro | TRUE | 1434 | Beaver City Corporation | 3643 | Upper Beaver | UT | Beaver | 1 | Conventional Hydroelectric | HY |  | S | 1.3 | 1 | 1.3 | 1.3 | 0.1 | N |  |  | N | Electric Utility | 1 | X | WAT
Conventional Hydroelectric.WAT | hydro | TRUE | 1434 | Beaver City Corporation | 3643 | Upper Beaver | UT | Beaver | 2 | Conventional Hydroelectric | HY |  | S | 1.2 | 1 | 1.2 | 1.2 | 0.1 | N |  |  | N | Electric Utility | 1 | X | WAT
Conventional Hydroelectric.WAT | hydro | TRUE | 14354 | PacifiCorp | 3646 | Cutler Hydro | UT | Box Elder | 1 | Conventional Hydroelectric | HY |  | S | 15 | 0.8 | 15 | 15 | 0 | N |  |  | N | Electric Utility | 1 | X | WAT
Conventional Hydroelectric.WAT | hydro | TRUE | 14354 | PacifiCorp | 3646 | Cutler Hydro | UT | Box Elder | 2 | Conventional Hydroelectric | HY |  | S | 15 | 0.8 | 15 | 15 | 0 | N |  |  | N | Electric Utility | 1 | X | WAT
Natural Gas Steam Turbine.NG | natural gas steam turbine | TRUE | 14354 | PacifiCorp | 3648 | Gadsby | UT | Salt Lake | 1 | Natural Gas Steam Turbine | ST |  | S | 69 | 0.85 | 64 | 64 | 25 | N | 12 | 2032 | N | Electric Utility | 1 | X | NG
Natural Gas Steam Turbine.NG | natural gas steam turbine | TRUE | 14354 | PacifiCorp | 3648 | Gadsby | UT | Salt Lake | 2 | Natural Gas Steam Turbine | ST |  | S | 69 | 0.8 | 69 | 69 | 20 | N | 12 | 2032 | N | Electric Utility | 1 | X | NG
Natural Gas Steam Turbine.NG | natural gas steam turbine | TRUE | 14354 | PacifiCorp | 3648 | Gadsby | UT | Salt Lake | 3 | Natural Gas Steam Turbine | ST |  | S | 133.6 | 0.85 | 104.5 | 104.5 | 25 | N | 12 | 2032 | N | Electric Utility | 1 | X | NG
Natural Gas Fired Combustion Turbine.NG | natural gas peaker | TRUE | 14354 | PacifiCorp | 3648 | Gadsby | UT | Salt Lake | 4 | Natural Gas Fired Combustion Turbine | GT |  | S | 71 | 0.85 | 39.6 | 40.7 | 10 | N | 12 | 2032 | N | Electric Utility | 1 | X | NG
Natural Gas Fired Combustion Turbine.NG | natural gas peaker | TRUE | 14354 | PacifiCorp | 3648 | Gadsby | UT | Salt Lake | 5 | Natural Gas Fired Combustion Turbine | GT |  | S | 71 | 0.85 | 39.6 | 40.7 | 10 | N | 12 | 2032 | N | Electric Utility | 1 | X | NG
Natural Gas Fired Combustion Turbine.NG | natural gas peaker | TRUE | 14354 | PacifiCorp | 3648 | Gadsby | UT | Salt Lake | 6 | Natural Gas Fired Combustion Turbine | GT |  | S | 71 | 0.85 | 36.9 | 40.7 | 10 | N | 12 | 2032 | N | Electric Utility | 1 | X | NG
Conventional Hydroelectric.WAT | hydro | TRUE | 14354 | PacifiCorp | 3651 | Granite | UT | Salt Lake | 1 | Conventional Hydroelectric | HY |  | S | 2 | 1 | 1.2 | 1.2 | 0 | N |  |  | N | Electric Utility | 1 | X | WAT
Conventional Hydroelectric.WAT | hydro | TRUE | 14354 | PacifiCorp | 3656 | Pioneer | UT | Weber | 1 | Conventional Hydroelectric | HY |  | S | 2.5 | 1 | 2 | 2 | 0 | N |  |  | N | Electric Utility | 1 | X | WAT
Conventional Hydroelectric.WAT | hydro | TRUE | 14354 | PacifiCorp | 3656 | Pioneer | UT | Weber | 2 | Conventional Hydroelectric | HY |  | S | 2.5 | 1 | 2 | 2 | 0 | N |  |  | N | Electric Utility | 1 | X | WAT
Conventional Hydroelectric.WAT | hydro | TRUE | 8366 | Heber Light & Power Company | 3658 | Snake Creek | UT | Wasatch | 1 | Conventional Hydroelectric | HY |  | S | 0.6 | 1 | 0.5 | 0.5 | 0.1 | N |  |  | N | Electric Utility | 1 | X | WAT
Conventional Hydroelectric.WAT | hydro | TRUE | 8366 | Heber Light & Power Company | 3658 | Snake Creek | UT | Wasatch | 2 | Conventional Hydroelectric | HY |  | S | 0.6 | 1 | 0.5 | 0.5 | 0.1 | N |  |  | N | Electric Utility | 1 | X | WAT
Conventional Hydroelectric.WAT | hydro | TRUE | 14354 | PacifiCorp | 3659 | Stairs | UT | Salt Lake | 3 | Conventional Hydroelectric | HY |  | S | 1 | 1 | 1.2 | 1.2 | 0 | N |  |  | N | Electric Utility | 1 | X | WAT
Conventional Hydroelectric.WAT | hydro | TRUE | 14354 | PacifiCorp | 3661 | Weber | UT | Weber | 1 | Conventional Hydroelectric | HY |  | S | 3.8 | 1 | 2 | 2 | 0 | N |  |  | N | Electric Utility | 1 | X | WAT
Natural Gas Fired Combustion Turbine.NG | natural gas peaker | TRUE | 2010 | City of Bountiful | 3665 | Bountiful City | UT | Davis | 1A | Natural Gas Fired Combustion Turbine | GT |  | S | 5.2 | 0.8 | 3.5 | 5.1 | 3 | N |  |  | N | Electric Utility | 1 | X | NG
Natural Gas Fired Combustion Turbine.NG | natural gas peaker | TRUE | 2010 | City of Bountiful | 3665 | Bountiful City | UT | Davis | 2A | Natural Gas Fired Combustion Turbine | GT |  | S | 12.6 | 0.8 | 10.5 | 13.5 | 7 | N |  |  | N | Electric Utility | 1 | X | NG
Natural Gas Fired Combustion Turbine.NG | natural gas peaker | TRUE | 2010 | City of Bountiful | 3665 | Bountiful City | UT | Davis | 3A | Natural Gas Fired Combustion Turbine | GT |  | S | 12.6 | 0.8 | 10.5 | 13.5 | 7 | N |  |  | N | Electric Utility | 1 | X | NG
Conventional Hydroelectric.WAT | hydro | TRUE | 2220 | Brigham City Corporation | 3666 | Brigham City | UT | Box Elder | 1 | Conventional Hydroelectric | HY |  | S | 0.6 | 0.9 | 0.5 | 0.5 | 0.2 | N |  |  | N | Electric Utility | 1 | X | WAT
Conventional Hydroelectric.WAT | hydro | TRUE | 2220 | Brigham City Corporation | 3666 | Brigham City | UT | Box Elder | 2 | Conventional Hydroelectric | HY |  | S | 0.6 | 0.9 | 0.5 | 0.5 | 0.2 | N |  |  | N | Electric Utility | 1 | X | WAT
Conventional Hydroelectric.WAT | hydro | TRUE | 2220 | Brigham City Corporation | 3666 | Brigham City | UT | Box Elder | 8182 | Conventional Hydroelectric | HY |  | S | 0.6 | 0.9 | 0.5 | 0.5 | 0.2 | N |  |  | N | Electric Utility | 1 | X | WAT
Conventional Hydroelectric.WAT | hydro | TRUE | 11135 | City of Logan - (UT) | 3675 | Hydro III | UT | Cache | HY1 | Conventional Hydroelectric | HY |  | S | 0.7 | 0.8 | 0.7 | 0.2 | 0.1 | N |  |  | N | Electric Utility | 1 | X | WAT
Conventional Hydroelectric.WAT | hydro | TRUE | 11135 | City of Logan - (UT) | 3675 | Hydro III | UT | Cache | HY2 | Conventional Hydroelectric | HY |  | S | 0.7 | 0.8 | 0.7 | 0.2 | 0.1 | N |  |  | N | Electric Utility | 1 | X | WAT
Conventional Hydroelectric.WAT | hydro | TRUE | 11588 | City of Manti - (UT) | 3676 | Manti Upper | UT | Sanpete | 1 | Conventional Hydroelectric | HY |  | S | 0.6 | 1 | 0.4 | 0.1 | 0.1 | N |  |  | N | Electric Utility | 1 | X | WAT
Conventional Hydroelectric.WAT | hydro | TRUE | 11588 | City of Manti - (UT) | 3676 | Manti Upper | UT | Sanpete | HC2 | Conventional Hydroelectric | HY |  | S | 1 | 0.8 | 0.8 | 0.1 | 0.1 | N |  |  | N | Electric Utility | 1 | X | WAT
Conventional Hydroelectric.WAT | hydro | TRUE | 17845 | City of Springville - (UT) | 3688 | Bartholomew | UT | Utah | 2 | Conventional Hydroelectric | HY |  | S | 1 | 0.85 | 1 | 1 | 0.1 | N |  |  | N | Electric Utility | 1 | X | WAT
Conventional Hydroelectric.WAT | hydro | TRUE | 18205 | Strawberry Water Users Assn | 3691 | Spanish Fork | UT | Utah | 1 | Conventional Hydroelectric | HY |  | S | 1.7 | 0.9 | 1.7 | 1.7 | 0.1 | N |  |  | N | Electric Utility | 1 | X | WAT
Conventional Hydroelectric.WAT | hydro | TRUE | 18205 | Strawberry Water Users Assn | 3691 | Spanish Fork | UT | Utah | 2 | Conventional Hydroelectric | HY |  | S | 1.7 | 0.9 | 1.7 | 1.7 | 0.1 | N |  |  | N | Electric Utility | 1 | X | WAT
Conventional Hydroelectric.WAT | hydro | TRUE | 18205 | Strawberry Water Users Assn | 3691 | Spanish Fork | UT | Utah | 3 | Conventional Hydroelectric | HY |  | S | 0.2 | 0.8 | 0.2 | 0.2 | 0.1 | N |  |  | N | Electric Utility | 1 | X | WAT
Conventional Hydroelectric.WAT | hydro | TRUE | 20255 | Weber Basin Water Conserv Dist | 3697 | Gateway | UT | Morgan | 1 | Conventional Hydroelectric | HY |  | W | 2 | 0.9 | 2 | 2 | 0.3 | N |  |  | N | Electric Utility | 1 | X | WAT
Conventional Hydroelectric.WAT | hydro | TRUE | 20255 | Weber Basin Water Conserv Dist | 3697 | Gateway | UT | Morgan | 2 | Conventional Hydroelectric | HY |  | W | 2 | 0.9 | 2 | 2 | 0.3 | N |  |  | N | Electric Utility | 1 | X | WAT
Conventional Hydroelectric.WAT | hydro | TRUE | 20255 | Weber Basin Water Conserv Dist | 3698 | Wanship | UT | Summit | 1 | Conventional Hydroelectric | HY |  | W | 1.9 | 0.9 | 1.9 | 1.9 | 0.3 | N |  |  | N | Electric Utility | 1 | X | WAT
Conventional Hydroelectric.WAT | hydro | TRUE | 6957 | Garkane Energy Coop, Inc | 3699 | Boulder | UT | Garfield | 1 | Conventional Hydroelectric | HY |  | S | 1.4 | 0.9 | 1.4 | 1.4 | 0.5 | N |  |  | N | Electric Utility | 1 | X | WAT
Conventional Hydroelectric.WAT | hydro | TRUE | 6957 | Garkane Energy Coop, Inc | 3699 | Boulder | UT | Garfield | 2 | Conventional Hydroelectric | HY |  | S | 1.4 | 0.9 | 1.4 | 1.4 | 0.5 | N |  |  | N | Electric Utility | 1 | X | WAT
Conventional Hydroelectric.WAT | hydro | TRUE | 6957 | Garkane Energy Coop, Inc | 3699 | Boulder | UT | Garfield | 3 | Conventional Hydroelectric | HY |  | S | 1.4 | 0.9 | 1.4 | 1.4 | 0.5 | N |  |  | N | Electric Utility | 1 | X | WAT
Conventional Hydroelectric.WAT | hydro | TRUE | 12866 | Moon Lake Electric Assn Inc | 3704 | Uintah | UT | Duchesne | 1 | Conventional Hydroelectric | HY |  | S | 0.6 | 0.8 | 0.6 | 0.6 | 0.3 | N |  |  | N | Electric Utility | 1 | X | WAT
Conventional Hydroelectric.WAT | hydro | TRUE | 12866 | Moon Lake Electric Assn Inc | 3704 | Uintah | UT | Duchesne | 2 | Conventional Hydroelectric | HY |  | S | 0.6 | 0.8 | 0.6 | 0.6 | 0.3 | N |  |  | N | Electric Utility | 1 | X | WAT
Petroleum Liquids.DFO | petroleum | TRUE | 7601 | Green Mountain Power Corp | 3708 | Ascutney | VT | Windsor | GT4 | Petroleum Liquids | GT |  | S | 13.2 | 0.8 | 9 | 13.4 | 7 | N |  |  | N | Electric Utility | 1 | X | DFO
Conventional Hydroelectric.WAT | hydro | TRUE | 7601 | Green Mountain Power Corp | 3709 | Smith (VT) | VT | Orange | 1 | Conventional Hydroelectric | HY |  | S | 1 | 0.8 | 0.7 | 0.9 | 0.2 | N |  |  | N | Electric Utility | 1 | X | WAT
Conventional Hydroelectric.WAT | hydro | TRUE | 7601 | Green Mountain Power Corp | 3709 | Smith (VT) | VT | Orange | HC2 | Conventional Hydroelectric | HY |  | S | 0.5 | 0.8 | 0.2 | 0.4 | 0.2 | N |  |  | N | Electric Utility | 1 | X | WAT
Conventional Hydroelectric.WAT | hydro | TRUE | 7601 | Green Mountain Power Corp | 3710 | Cavendish | VT | Windsor | 1 | Conventional Hydroelectric | HY |  | S | 0.6 | 0.8 | 0.4 | 0.5 | 0.2 | N |  |  | N | Electric Utility | 1 | X | WAT
Conventional Hydroelectric.WAT | hydro | TRUE | 7601 | Green Mountain Power Corp | 3710 | Cavendish | VT | Windsor | 2 | Conventional Hydroelectric | HY |  | S | 0.6 | 0.8 | 0.4 | 0.5 | 0.2 | N |  |  | N | Electric Utility | 1 | X | WAT
Conventional Hydroelectric.WAT | hydro | TRUE | 7601 | Green Mountain Power Corp | 3710 | Cavendish | VT | Windsor | 3 | Conventional Hydroelectric | HY |  | S | 0.5 | 0.8 | 0.3 | 0.4 | 0.2 | N |  |  | N | Electric Utility | 1 | X | WAT
Conventional Hydroelectric.WAT | hydro | TRUE | 7601 | Green Mountain Power Corp | 3711 | Clark Falls | VT | Chittenden | 1 | Conventional Hydroelectric | HY |  | S | 3 | 0.8 | 3 | 3 | 0.5 | N |  |  | N | Electric Utility | 1 | X | WAT
Conventional Hydroelectric.WAT | hydro | TRUE | 7601 | Green Mountain Power Corp | 3712 | Fairfax Falls | VT | Franklin | 1 | Conventional Hydroelectric | HY |  | S | 1.4 | 0.8 | 1.4 | 1.4 | 0.2 | N |  |  | N | Electric Utility | 1 | X | WAT
Conventional Hydroelectric.WAT | hydro | TRUE | 7601 | Green Mountain Power Corp | 3712 | Fairfax Falls | VT | Franklin | 2 | Conventional Hydroelectric | HY |  | S | 2.1 | 0.8 | 2 | 2 | 0.2 | N |  |  | N | Electric Utility | 1 | X | WAT
Conventional Hydroelectric.WAT | hydro | TRUE | 7601 | Green Mountain Power Corp | 3714 | Glen | VT | Rutland | 1 | Conventional Hydroelectric | HY |  | S | 1 | 0.8 | 1 | 1 | 0.2 | N |  |  | N | Electric Utility | 1 | X | WAT
Conventional Hydroelectric.WAT | hydro | TRUE | 7601 | Green Mountain Power Corp | 3714 | Glen | VT | Rutland | 2 | Conventional Hydroelectric | HY |  | S | 1 | 0.8 | 1 | 1 | 0.2 | N |  |  | N | Electric Utility | 1 | X | WAT
Conventional Hydroelectric.WAT | hydro | TRUE | 7601 | Green Mountain Power Corp | 3716 | Lower Middlebury | VT | Addison | 1 | Conventional Hydroelectric | HY |  | S | 0.8 | 0.8 | 0.6 | 0.6 | 0.2 | N |  |  | N | Electric Utility | 1 | X | WAT
Conventional Hydroelectric.WAT | hydro | TRUE | 7601 | Green Mountain Power Corp | 3716 | Lower Middlebury | VT | Addison | 2 | Conventional Hydroelectric | HY |  | S | 0.8 | 0.8 | 0.6 | 0.6 | 0.2 | N |  |  | N | Electric Utility | 1 | X | WAT
Conventional Hydroelectric.WAT | hydro | TRUE | 7601 | Green Mountain Power Corp | 3716 | Lower Middlebury | VT | Addison | 3 | Conventional Hydroelectric | HY |  | S | 0.8 | 0.8 | 0.8 | 0.8 | 0.2 | N |  |  | N | Electric Utility | 1 | X | WAT
Conventional Hydroelectric.WAT | hydro | TRUE | 7601 | Green Mountain Power Corp | 3717 | Milton | VT | Chittenden | 1 | Conventional Hydroelectric | HY |  | S | 3.7 | 0.8 | 3.5 | 3.5 | 0.5 | N |  |  | N | Electric Utility | 1 | X | WAT
Conventional Hydroelectric.WAT | hydro | TRUE | 7601 | Green Mountain Power Corp | 3717 | Milton | VT | Chittenden | 2 | Conventional Hydroelectric | HY |  | S | 3.7 | 0.8 | 3.5 | 3.5 | 0.5 | N |  |  | N | Electric Utility | 1 | X | WAT
Conventional Hydroelectric.WAT | hydro | TRUE | 7601 | Green Mountain Power Corp | 3720 | Peterson | VT | Chittenden | 1 | Conventional Hydroelectric | HY |  | S | 6.3 | 0.8 | 5.8 | 6.3 | 0.2 | N |  |  | N | Electric Utility | 1 | X | WAT
Conventional Hydroelectric.WAT | hydro | TRUE | 7601 | Green Mountain Power Corp | 3722 | Pittsford | VT | Rutland | 1 | Conventional Hydroelectric | HY |  | S | 1.3 | 0.8 | 1.3 | 1.4 | 0.2 | N |  |  | N | Electric Utility | 1 | X | WAT
Conventional Hydroelectric.WAT | hydro | TRUE | 7601 | Green Mountain Power Corp | 3722 | Pittsford | VT | Rutland | 2 | Conventional Hydroelectric | HY |  | S | 1.3 | 0.8 | 1.3 | 1.4 | 0.2 | N |  |  | N | Electric Utility | 1 | X | WAT
Conventional Hydroelectric.WAT | hydro | TRUE | 7601 | Green Mountain Power Corp | 3722 | Pittsford | VT | Rutland | 3 | Conventional Hydroelectric | HY |  | S | 1 | 0.8 | 0.6 | 0.6 | 0.2 | N |  |  | N | Electric Utility | 1 | X | WAT
Petroleum Liquids.DFO | petroleum | TRUE | 7601 | Green Mountain Power Corp | 3723 | Rutland | VT | Rutland | GT5 | Petroleum Liquids | GT |  | S | 13.2 | 0.8 | 8.4 | 12.8 | 7 | N |  |  | N | Electric Utility | 1 | X | DFO
Conventional Hydroelectric.WAT | hydro | TRUE | 7601 | Green Mountain Power Corp | 3724 | Salisbury | VT | Addison | 1 | Conventional Hydroelectric | HY |  | S | 1.3 | 0.8 | 1.2 | 1.2 | 0.2 | N |  |  | N | Electric Utility | 1 | X | WAT
Conventional Hydroelectric.WAT | hydro | TRUE | 7601 | Green Mountain Power Corp | 3725 | Silver Lake (VT) | VT | Addison | 1 | Conventional Hydroelectric | HY |  | S | 2.2 | 0.8 | 2.2 | 2.2 | 0.2 | N |  |  | N | Electric Utility | 1 | X | WAT
Conventional Hydroelectric.WAT | hydro | TRUE | 7601 | Green Mountain Power Corp | 3728 | Weybridge | VT | Addison | 1 | Conventional Hydroelectric | HY |  | S | 3 | 0.8 | 3.4 | 3.4 | 0.5 | N |  |  | N | Electric Utility | 1 | X | WAT
Conventional Hydroelectric.WAT | hydro | TRUE | 49852 | Great Bay Hydro Corp | 3731 | Newport | VT | Orleans | 1 | Conventional Hydroelectric | HY |  | S | 1.7 | 0.8 | 1.7 | 1.7 | 0.1 | N |  |  | N | IPP Non-CHP | 2 | X | WAT
Conventional Hydroelectric.WAT | hydro | TRUE | 49852 | Great Bay Hydro Corp | 3731 | Newport | VT | Orleans | 2 | Conventional Hydroelectric | HY |  | S | 1.7 | 0.8 | 1.7 | 1.7 | 0.1 | N |  |  | N | IPP Non-CHP | 2 | X | WAT
Conventional Hydroelectric.WAT | hydro | TRUE | 49852 | Great Bay Hydro Corp | 3731 | Newport | VT | Orleans | 3 | Conventional Hydroelectric | HY |  | S | 0.6 | 0.8 | 0.6 | 0.6 | 0.1 | N |  |  | N | IPP Non-CHP | 2 | X | WAT
Petroleum Liquids.KER | petroleum | TRUE | 7601 | Green Mountain Power Corp | 3734 | Berlin 5 | VT | Washington | GT1 | Petroleum Liquids | GT |  | S | 41.8 | 0.8 | 35 | 45.7 | 24 | N |  |  | N | Electric Utility | 1 | X | KER
Petroleum Liquids.DFO | petroleum | TRUE | 7601 | Green Mountain Power Corp | 3735 | Colchester 16 | VT | Chittenden | GT1 | Petroleum Liquids | GT |  | S | 18 | 0.8 | 8.7 | 13.9 | 3 | N |  |  | N | Electric Utility | 1 | X | DFO
Conventional Hydroelectric.WAT | hydro | TRUE | 7601 | Green Mountain Power Corp | 3737 | Essex Junction 19 | VT | Chittenden | H1 | Conventional Hydroelectric | HY |  | S | 1.8 | 0.8 | 1.8 | 1.8 | 0.3 | N |  |  | N | Electric Utility | 1 | X | WAT
Conventional Hydroelectric.WAT | hydro | TRUE | 7601 | Green Mountain Power Corp | 3737 | Essex Junction 19 | VT | Chittenden | H2 | Conventional Hydroelectric | HY |  | S | 1.8 | 0.8 | 1.8 | 1.8 | 0.3 | N |  |  | N | Electric Utility | 1 | X | WAT
Conventional Hydroelectric.WAT | hydro | TRUE | 7601 | Green Mountain Power Corp | 3737 | Essex Junction 19 | VT | Chittenden | H3 | Conventional Hydroelectric | HY |  | S | 1.8 | 0.8 | 1.8 | 1.8 | 0.3 | N |  |  | N | Electric Utility | 1 | X | WAT
Conventional Hydroelectric.WAT | hydro | TRUE | 7601 | Green Mountain Power Corp | 3737 | Essex Junction 19 | VT | Chittenden | H4 | Conventional Hydroelectric | HY |  | S | 1.8 | 0.8 | 1.8 | 1.8 | 0.3 | N |  |  | N | Electric Utility | 1 | X | WAT
Conventional Hydroelectric.WAT | hydro | TRUE | 7601 | Green Mountain Power Corp | 3737 | Essex Junction 19 | VT | Chittenden | H9 | Conventional Hydroelectric | HY |  | S | 0.8 | 0.8 | 0.8 | 0.8 | 0.3 | N |  |  | N | Electric Utility | 1 | X | WAT
Petroleum Liquids.DFO | petroleum | TRUE | 7601 | Green Mountain Power Corp | 3737 | Essex Junction 19 | VT | Chittenden | IC-5 | Petroleum Liquids | IC |  | S | 2 | 0.8 | 1.8 | 1.8 | 1.8 | N |  |  | N | Electric Utility | 1 | X | DFO
Petroleum Liquids.DFO | petroleum | TRUE | 7601 | Green Mountain Power Corp | 3737 | Essex Junction 19 | VT | Chittenden | IC-6 | Petroleum Liquids | IC |  | S | 2 | 0.8 | 1.8 | 1.8 | 1.8 | N |  |  | N | Electric Utility | 1 | X | DFO
Petroleum Liquids.DFO | petroleum | TRUE | 7601 | Green Mountain Power Corp | 3737 | Essex Junction 19 | VT | Chittenden | IC-7 | Petroleum Liquids | IC |  | S | 2 | 0.8 | 1.8 | 1.8 | 1.8 | N |  |  | N | Electric Utility | 1 | X | DFO
Petroleum Liquids.DFO | petroleum | TRUE | 7601 | Green Mountain Power Corp | 3737 | Essex Junction 19 | VT | Chittenden | IC-8 | Petroleum Liquids | IC |  | S | 2 | 0.8 | 1.8 | 1.8 | 1.8 | N |  |  | N | Electric Utility | 1 | X | DFO
Conventional Hydroelectric.WAT | hydro | TRUE | 7601 | Green Mountain Power Corp | 3739 | Marshfield 6 | VT | Washington | 1 | Conventional Hydroelectric | HY |  | S | 5 | 0.8 | 5 | 5 | 2.5 | N |  |  | N | Electric Utility | 1 | X | WAT
Conventional Hydroelectric.WAT | hydro | TRUE | 7601 | Green Mountain Power Corp | 3740 | Middlesex 2 | VT | Washington | 1 | Conventional Hydroelectric | HY |  | S | 1.6 | 0.8 | 1.6 | 1.6 | 0.2 | N |  |  | N | Electric Utility | 1 | X | WAT
Conventional Hydroelectric.WAT | hydro | TRUE | 7601 | Green Mountain Power Corp | 3740 | Middlesex 2 | VT | Washington | 2 | Conventional Hydroelectric | HY |  | S | 1.6 | 0.8 | 1.6 | 1.6 | 0.2 | N |  |  | N | Electric Utility | 1 | X | WAT
Conventional Hydroelectric.WAT | hydro | TRUE | 7601 | Green Mountain Power Corp | 3743 | West Danville 15 | VT | Caledonia | 1 | Conventional Hydroelectric | HY |  | S | 1 | 0.8 | 1 | 1 | 0.2 | N |  |  | N | Electric Utility | 1 | X | WAT
Conventional Hydroelectric.WAT | hydro | TRUE | 61122 | Great River Hydro, LLC | 3745 | Bellows Falls | VT | Windham | GEN1 | Conventional Hydroelectric | HY |  | S | 13.6 | 0.8 | 15.7 | 15.7 | 4 | N |  |  | N | IPP Non-CHP | 2 | X | WAT
Conventional Hydroelectric.WAT | hydro | TRUE | 61122 | Great River Hydro, LLC | 3745 | Bellows Falls | VT | Windham | GEN2 | Conventional Hydroelectric | HY |  | S | 13.6 | 0.8 | 15.7 | 15.7 | 4 | N |  |  | N | IPP Non-CHP | 2 | X | WAT
Conventional Hydroelectric.WAT | hydro | TRUE | 61122 | Great River Hydro, LLC | 3745 | Bellows Falls | VT | Windham | GEN3 | Conventional Hydroelectric | HY |  | S | 13.6 | 0.8 | 15.7 | 15.7 | 4 | N |  |  | N | IPP Non-CHP | 2 | X | WAT
Conventional Hydroelectric.WAT | hydro | TRUE | 61122 | Great River Hydro, LLC | 3746 | Harriman | VT | Windham | GEN1 | Conventional Hydroelectric | HY |  | S | 11.2 | 0.8 | 13.6 | 12.8 | 8 | N |  |  | N | IPP Non-CHP | 2 | X | WAT
Conventional Hydroelectric.WAT | hydro | TRUE | 61122 | Great River Hydro, LLC | 3746 | Harriman | VT | Windham | GEN2 | Conventional Hydroelectric | HY |  | S | 11.2 | 0.8 | 13.6 | 12.8 | 8 | N |  |  | N | IPP Non-CHP | 2 | X | WAT
Conventional Hydroelectric.WAT | hydro | TRUE | 61122 | Great River Hydro, LLC | 3746 | Harriman | VT | Windham | GEN3 | Conventional Hydroelectric | HY |  | S | 11.2 | 0.8 | 13.6 | 12.8 | 8 | N |  |  | N | IPP Non-CHP | 2 | X | WAT
Conventional Hydroelectric.WAT | hydro | TRUE | 62775 | Central Rivers Power NH, LLC | 3750 | Canaan | VT | Essex | 1 | Conventional Hydroelectric | HY |  | S | 1.1 | 0.8 | 1.1 | 1.1 | 0.1 | N |  |  | N | IPP Non-CHP | 2 | X | WAT
Conventional Hydroelectric.WAT | hydro | TRUE | 1299 | Barton Village, Inc | 3753 | West Charleston | VT | Orleans | 1 | Conventional Hydroelectric | HY |  | S | 0.7 | 0.8 | 0.7 | 0.7 | 0 | N |  |  | N | Electric Utility | 1 | X | WAT
Conventional Hydroelectric.WAT | hydro | TRUE | 1299 | Barton Village, Inc | 3753 | West Charleston | VT | Orleans | 2 | Conventional Hydroelectric | HY |  | S | 0.7 | 0.8 | 0.6 | 0.6 | 0 | N |  |  | N | Electric Utility | 1 | X | WAT
Petroleum Liquids.DFO | petroleum | TRUE | 2548 | City of Burlington Electric - (VT) | 3754 | Burlington GT | VT | Chittenden | GT1 | Petroleum Liquids | GT |  | S | 25.5 | 0.85 | 19.7 | 23.4 | 5 | N |  |  | N | Electric Utility | 1 | X | DFO
Conventional Hydroelectric.WAT | hydro | TRUE | 11359 | Village of Lyndonville - (VT) | 3762 | Great Falls (VT) | VT | Caledonia | 1 | Conventional Hydroelectric | HY |  | S | 0.3 | 0.85 | 0.3 | 0.3 | 0.1 | N |  |  | N | Electric Utility | 1 | X | WAT
Conventional Hydroelectric.WAT | hydro | TRUE | 11359 | Village of Lyndonville - (VT) | 3762 | Great Falls (VT) | VT | Caledonia | 2 | Conventional Hydroelectric | HY |  | S | 0.3 | 0.85 | 0.3 | 0.3 | 0.1 | N |  |  | N | Electric Utility | 1 | X | WAT
Conventional Hydroelectric.WAT | hydro | TRUE | 11359 | Village of Lyndonville - (VT) | 3762 | Great Falls (VT) | VT | Caledonia | 3 | Conventional Hydroelectric | HY |  | S | 1.3 | 0.85 | 1.3 | 1.3 | 0.1 | N |  |  | N | Electric Utility | 1 | X | WAT
Conventional Hydroelectric.WAT | hydro | TRUE | 12989 | Village of Morrisville - (VT) | 3764 | Morrisville | VT | Lamoille | 1 | Conventional Hydroelectric | HY |  | S | 0.6 | 0.8 | 0.5 | 0.6 | 0.1 | N |  |  | N | Electric Utility | 1 | X | WAT
Conventional Hydroelectric.WAT | hydro | TRUE | 12989 | Village of Morrisville - (VT) | 3764 | Morrisville | VT | Lamoille | 2 | Conventional Hydroelectric | HY |  | S | 1.2 | 0.8 | 1 | 1.2 | 0.1 | N |  |  | N | Electric Utility | 1 | X | WAT
Conventional Hydroelectric.WAT | hydro | TRUE | 12989 | Village of Morrisville - (VT) | 3765 | Cadys Falls | VT | Lamoille | 1 | Conventional Hydroelectric | HY |  | S | 0.8 | 0.8 | 0.5 | 0.5 | 0.1 | N |  |  | N | Electric Utility | 1 | X | WAT
Conventional Hydroelectric.WAT | hydro | TRUE | 12989 | Village of Morrisville - (VT) | 3765 | Cadys Falls | VT | Lamoille | 2 | Conventional Hydroelectric | HY |  | S | 0.8 | 0.8 | 0.6 | 0.6 | 0.1 | N |  |  | N | Electric Utility | 1 | X | WAT
Conventional Hydroelectric.WAT | hydro | TRUE | 733 | Appalachian Power Co | 3772 | Buck Hydro | VA | Carroll | 1 | Conventional Hydroelectric | HY |  | S | 2.8 | 0.9 | 3 | 5.3 | 0.2 | N |  |  | N | Electric Utility | 1 | X | WAT
Conventional Hydroelectric.WAT | hydro | TRUE | 733 | Appalachian Power Co | 3772 | Buck Hydro | VA | Carroll | 2 | Conventional Hydroelectric | HY |  | S | 2.8 | 0.9 | 3 | 5.3 | 0.2 | N |  |  | N | Electric Utility | 1 | X | WAT
Conventional Hydroelectric.WAT | hydro | TRUE | 733 | Appalachian Power Co | 3772 | Buck Hydro | VA | Carroll | 3 | Conventional Hydroelectric | HY |  | S | 2.8 | 0.9 | 3 | 5.3 | 0.2 | N |  |  | N | Electric Utility | 1 | X | WAT
Conventional Hydroelectric.WAT | hydro | TRUE | 733 | Appalachian Power Co | 3773 | Byllesby 2 | VA | Carroll | 1 | Conventional Hydroelectric | HY |  | S | 5.4 | 0.9 | 7.9 | 4.4 | 1 | N |  |  | N | Electric Utility | 1 | X | WAT
Conventional Hydroelectric.WAT | hydro | TRUE | 733 | Appalachian Power Co | 3773 | Byllesby 2 | VA | Carroll | 2 | Conventional Hydroelectric | HY |  | S | 5.4 | 0.9 | 7.9 | 4.4 | 1 | N |  |  | N | Electric Utility | 1 | X | WAT
Conventional Hydroelectric.WAT | hydro | TRUE | 733 | Appalachian Power Co | 3773 | Byllesby 2 | VA | Carroll | 3 | Conventional Hydroelectric | HY |  | S | 5.4 | 0.9 | 7.9 | 4.4 | 1 | N |  |  | N | Electric Utility | 1 | X | WAT
Conventional Hydroelectric.WAT | hydro | TRUE | 733 | Appalachian Power Co | 3773 | Byllesby 2 | VA | Carroll | 4 | Conventional Hydroelectric | HY |  | S | 5.4 | 0.9 | 7.9 | 4.4 | 1 | N |  |  | N | Electric Utility | 1 | X | WAT
Conventional Hydroelectric.WAT | hydro | TRUE | 733 | Appalachian Power Co | 3774 | Claytor | VA | Pulaski | 1 | Conventional Hydroelectric | HY |  | S | 18.7 | 0.9 | 14.7 | 28.2 | 14 | N |  |  | N | Electric Utility | 1 | X | WAT
Conventional Hydroelectric.WAT | hydro | TRUE | 733 | Appalachian Power Co | 3774 | Claytor | VA | Pulaski | 2 | Conventional Hydroelectric | HY |  | S | 18.7 | 0.9 | 14.7 | 28.2 | 14 | N |  |  | N | Electric Utility | 1 | X | WAT
Conventional Hydroelectric.WAT | hydro | TRUE | 733 | Appalachian Power Co | 3774 | Claytor | VA | Pulaski | 3 | Conventional Hydroelectric | HY |  | S | 18.7 | 0.9 | 14.7 | 28.2 | 14 | N |  |  | N | Electric Utility | 1 | X | WAT
Conventional Hydroelectric.WAT | hydro | TRUE | 733 | Appalachian Power Co | 3774 | Claytor | VA | Pulaski | 4 | Conventional Hydroelectric | HY |  | S | 18.7 | 0.9 | 14.7 | 28.2 | 14 | N |  |  | N | Electric Utility | 1 | X | WAT
Natural Gas Steam Turbine.NG | natural gas steam turbine | TRUE | 733 | Appalachian Power Co | 3775 | Clinch River | VA | Russell | 1 | Natural Gas Steam Turbine | ST |  | S | 237.5 | 0.8 | 230 | 235 | 60 | N |  |  | N | Electric Utility | 1 | X | NG
Natural Gas Steam Turbine.NG | natural gas steam turbine | TRUE | 733 | Appalachian Power Co | 3775 | Clinch River | VA | Russell | 2 | Natural Gas Steam Turbine | ST |  | S | 237.5 | 0.8 | 230 | 235 | 60 | N |  |  | N | Electric Utility | 1 | X | NG
Conventional Hydroelectric.WAT | hydro | TRUE | 733 | Appalachian Power Co | 3777 | Leesville | VA | Pittsylvania | 1 | Conventional Hydroelectric | HY |  | S | 20 | 0.8 | 25 | 25 | 23 | N |  |  | N | Electric Utility | 1 | X | WAT
Conventional Hydroelectric.WAT | hydro | TRUE | 733 | Appalachian Power Co | 3777 | Leesville | VA | Pittsylvania | 2 | Conventional Hydroelectric | HY |  | S | 20 | 0.8 | 25 | 25 | 23 | N |  |  | N | Electric Utility | 1 | X | WAT
Conventional Hydroelectric.WAT | hydro | TRUE | 733 | Appalachian Power Co | 3778 | Niagara | VA | Roanoke | 1 | Conventional Hydroelectric | HY |  | S | 2.4 | 0.8 | 0.6 | 1.4 | 0.3 | N |  |  | N | Electric Utility | 1 | X | WAT
Conventional Hydroelectric.WAT | hydro | TRUE | 733 | Appalachian Power Co | 3778 | Niagara | VA | Roanoke | 2 | Conventional Hydroelectric | HY |  | S | 1.2 | 0.8 | 1.2 | 1.2 | 0.3 | N |  |  | N | Electric Utility | 1 | X | WAT
Conventional Hydroelectric.WAT | hydro | TRUE | 57280 | Eagle Creek Renewable Energy, LLC | 3779 | Reusens | VA | Campbell | 1 | Conventional Hydroelectric | HY |  | W | 2.5 | 0.8 | 2.5 | 2.5 | 1 | N |  |  | N | IPP Non-CHP | 2 | X | WAT
Conventional Hydroelectric.WAT | hydro | TRUE | 57280 | Eagle Creek Renewable Energy, LLC | 3779 | Reusens | VA | Campbell | 2 | Conventional Hydroelectric | HY |  | W | 2.5 | 0.8 | 2.5 | 2.5 | 1 | N |  |  | N | IPP Non-CHP | 2 | X | WAT
Conventional Hydroelectric.WAT | hydro | TRUE | 57280 | Eagle Creek Renewable Energy, LLC | 3779 | Reusens | VA | Campbell | 3 | Conventional Hydroelectric | HY |  | W | 2.5 | 0.8 | 2.5 | 2.5 | 1 | N |  |  | N | IPP Non-CHP | 2 | X | WAT
Conventional Hydroelectric.WAT | hydro | TRUE | 57280 | Eagle Creek Renewable Energy, LLC | 3779 | Reusens | VA | Campbell | 4 | Conventional Hydroelectric | HY |  | W | 2.5 | 0.8 | 2.5 | 2.5 | 1 | N |  |  | N | IPP Non-CHP | 2 | X | WAT
Conventional Hydroelectric.WAT | hydro | TRUE | 57280 | Eagle Creek Renewable Energy, LLC | 3779 | Reusens | VA | Campbell | 5 | Conventional Hydroelectric | HY |  | W | 2.5 | 0.8 | 2.5 | 2.5 | 1 | N |  |  | N | IPP Non-CHP | 2 | X | WAT
Hydroelectric Pumped Storage.WAT | other | TRUE | 733 | Appalachian Power Co | 3780 | Smith Mountain | VA | Pittsylvania | 1 | Hydroelectric Pumped Storage | PS |  | S | 66 | 0.95 | 66 | 66 | 65 | N |  |  | N | Electric Utility | 1 | X | WAT
Conventional Hydroelectric.WAT | hydro | TRUE | 733 | Appalachian Power Co | 3780 | Smith Mountain | VA | Pittsylvania | 2 | Conventional Hydroelectric | HY |  | S | 150.1 | 0.95 | 174 | 174 | 160 | N |  |  | N | Electric Utility | 1 | X | WAT
Hydroelectric Pumped Storage.WAT | other | TRUE | 733 | Appalachian Power Co | 3780 | Smith Mountain | VA | Pittsylvania | 3 | Hydroelectric Pumped Storage | PS |  | S | 115.3 | 0.95 | 106 | 106 | 105 | N |  |  | N | Electric Utility | 1 | X | WAT
Conventional Hydroelectric.WAT | hydro | TRUE | 733 | Appalachian Power Co | 3780 | Smith Mountain | VA | Pittsylvania | 4 | Conventional Hydroelectric | HY |  | S | 150.1 | 0.95 | 174 | 174 | 160 | N |  |  | N | Electric Utility | 1 | X | WAT
Hydroelectric Pumped Storage.WAT | other | TRUE | 733 | Appalachian Power Co | 3780 | Smith Mountain | VA | Pittsylvania | 5 | Hydroelectric Pumped Storage | PS |  | S | 66 | 0.95 | 66 | 66 | 65 | N |  |  | N | Electric Utility | 1 | X | WAT
Petroleum Liquids.DFO | petroleum | TRUE | 56609 | Calpine Mid-Atlantic Generation LLC | 3782 | Bayview | VA | Northampton | BAYV | Petroleum Liquids | IC |  | S | 2 | 0.8 | 2.1 | 2.1 | 2 | N |  |  | N | IPP Non-CHP | 2 | X | DFO
Petroleum Liquids.DFO | petroleum | TRUE | 56609 | Calpine Mid-Atlantic Generation LLC | 3782 | Bayview | VA | Northampton | BYV2 | Petroleum Liquids | IC |  | S | 2 | 0.8 | 2.1 | 2.1 | 2 | N |  |  | N | IPP Non-CHP | 2 | X | DFO
Petroleum Liquids.DFO | petroleum | TRUE | 56609 | Calpine Mid-Atlantic Generation LLC | 3782 | Bayview | VA | Northampton | BYV3 | Petroleum Liquids | IC |  | S | 2 | 0.8 | 2.1 | 2.1 | 2 | N |  |  | N | IPP Non-CHP | 2 | X | DFO
Petroleum Liquids.DFO | petroleum | TRUE | 56609 | Calpine Mid-Atlantic Generation LLC | 3782 | Bayview | VA | Northampton | BYV4 | Petroleum Liquids | IC |  | S | 2 | 0.8 | 2.1 | 2.1 | 2 | N |  |  | N | IPP Non-CHP | 2 | X | DFO
Petroleum Liquids.DFO | petroleum | TRUE | 56609 | Calpine Mid-Atlantic Generation LLC | 3782 | Bayview | VA | Northampton | BYV5 | Petroleum Liquids | IC |  | S | 2 | 0.8 | 2.1 | 2.1 | 2 | N |  |  | N | IPP Non-CHP | 2 | X | DFO
Petroleum Liquids.DFO | petroleum | TRUE | 56609 | Calpine Mid-Atlantic Generation LLC | 3782 | Bayview | VA | Northampton | BYV6 | Petroleum Liquids | IC |  | S | 2 | 0.8 | 2.1 | 2.1 | 2 | N |  |  | N | IPP Non-CHP | 2 | X | DFO
Petroleum Liquids.DFO | petroleum | TRUE | 56609 | Calpine Mid-Atlantic Generation LLC | 3785 | Tasley | VA | Accomack | TAS | Petroleum Liquids | GT |  | S | 27 | 0.8 | 29.9 | 40.3 | 26.9 | N |  |  | N | IPP Non-CHP | 2 | X | DFO
Conventional Hydroelectric.WAT | hydro | TRUE | 57280 | Eagle Creek Renewable Energy, LLC | 3789 | Luray Hydro Station | VA | Page | 1 | Conventional Hydroelectric | HY |  | W | 0.6 | 1 | 0.4 | 0.6 | 0.2 | N |  |  | N | IPP Non-CHP | 2 | X | WAT
Conventional Hydroelectric.WAT | hydro | TRUE | 57280 | Eagle Creek Renewable Energy, LLC | 3789 | Luray Hydro Station | VA | Page | 2 | Conventional Hydroelectric | HY |  | W | 0.4 | 1 | 0.3 | 0.4 | 0.2 | N |  |  | N | IPP Non-CHP | 2 | X | WAT
Conventional Hydroelectric.WAT | hydro | TRUE | 57280 | Eagle Creek Renewable Energy, LLC | 3789 | Luray Hydro Station | VA | Page | 3 | Conventional Hydroelectric | HY |  | W | 0.6 | 1 | 0.4 | 0.6 | 0.2 | N |  |  | N | IPP Non-CHP | 2 | X | WAT
Conventional Hydroelectric.WAT | hydro | TRUE | 57280 | Eagle Creek Renewable Energy, LLC | 3790 | Newport Hydro Station | VA | Page | 1 | Conventional Hydroelectric | HY |  | W | 0.4 | 1 | 0.3 | 0.4 | 0.2 | N |  |  | N | IPP Non-CHP | 2 | X | WAT
Conventional Hydroelectric.WAT | hydro | TRUE | 57280 | Eagle Creek Renewable Energy, LLC | 3790 | Newport Hydro Station | VA | Page | 2 | Conventional Hydroelectric | HY |  | W | 0.4 | 1 | 0.5 | 0.5 | 0.2 | N |  |  | N | IPP Non-CHP | 2 | X | WAT
Conventional Hydroelectric.WAT | hydro | TRUE | 57280 | Eagle Creek Renewable Energy, LLC | 3790 | Newport Hydro Station | VA | Page | 3 | Conventional Hydroelectric | HY |  | W | 0.6 | 1 | 0.5 | 0.6 | 0.2 | N |  |  | N | IPP Non-CHP | 2 | X | WAT
Conventional Steam Coal.BIT | hard coal | TRUE | 19876 | Virginia Electric & Power Co | 3797 | Chesterfield | VA | Chesterfield | 5 | Conventional Steam Coal | ST |  | S | 359 | 0.85 | 336 | 342 | 186 | N | 5 | 2023 | N | Electric Utility | 1 | X | BIT | DFO
Conventional Steam Coal.BIT | hard coal | TRUE | 19876 | Virginia Electric & Power Co | 3797 | Chesterfield | VA | Chesterfield | 6 | Conventional Steam Coal | ST |  | S | 693.9 | 0.9 | 670 | 690 | 400 | N | 5 | 2023 | N | Electric Utility | 1 | X | BIT | DFO
Natural Gas Fired Combined Cycle.NG | natural gas combined cycle | TRUE | 19876 | Virginia Electric & Power Co | 3797 | Chesterfield | VA | Chesterfield | CT7 | Natural Gas Fired Combined Cycle | CT | CH7 | S | 145 | 0.9 | 142 | 166 | 68 | N |  |  | N | Electric Utility | 1 | X | NG | DFO
Natural Gas Fired Combined Cycle.NG | natural gas combined cycle | TRUE | 19876 | Virginia Electric & Power Co | 3797 | Chesterfield | VA | Chesterfield | CT8 | Natural Gas Fired Combined Cycle | CT | CH8 | S | 148 | 0.9 | 140 | 175 | 63 | N |  |  | N | Electric Utility | 1 | X | NG | DFO
Natural Gas Fired Combined Cycle.NG | natural gas combined cycle | TRUE | 19876 | Virginia Electric & Power Co | 3797 | Chesterfield | VA | Chesterfield | CW7 | Natural Gas Fired Combined Cycle | CA | CH7 | S | 74.4 | 0.9 | 55 | 60 | 32 | N |  |  | N | Electric Utility | 1 | X | NG | DFO
Natural Gas Fired Combined Cycle.NG | natural gas combined cycle | TRUE | 19876 | Virginia Electric & Power Co | 3797 | Chesterfield | VA | Chesterfield | CW8 | Natural Gas Fired Combined Cycle | CA | CH8 | S | 79.2 | 0.9 | 55 | 61 | 37 | N |  |  | N | Electric Utility | 1 | X | NG | DFO
Conventional Hydroelectric.WAT | hydro | TRUE | 61891 | Cushaw Hydro LLC | 3798 | Cushaw | VA | Amherst | 1 | Conventional Hydroelectric | HY |  | S | 1.5 | 0.8 | 0.4 | 0.4 | 0.4 | N |  |  | N | Electric Utility | 1 | X | WAT
Conventional Hydroelectric.WAT | hydro | TRUE | 61891 | Cushaw Hydro LLC | 3798 | Cushaw | VA | Amherst | 2 | Conventional Hydroelectric | HY |  | S | 1.5 | 0.8 | 0.4 | 0.4 | 0.4 | N |  |  | N | Electric Utility | 1 | X | WAT
Conventional Hydroelectric.WAT | hydro | TRUE | 61891 | Cushaw Hydro LLC | 3798 | Cushaw | VA | Amherst | 3 | Conventional Hydroelectric | HY |  | S | 1.5 | 0.8 | 0.4 | 0.4 | 0.4 | N |  |  | N | Electric Utility | 1 | X | WAT
Conventional Hydroelectric.WAT | hydro | TRUE | 61891 | Cushaw Hydro LLC | 3798 | Cushaw | VA | Amherst | 4 | Conventional Hydroelectric | HY |  | S | 1.5 | 0.8 | 0.4 | 0.4 | 0.4 | N |  |  | N | Electric Utility | 1 | X | WAT
Conventional Hydroelectric.WAT | hydro | TRUE | 61891 | Cushaw Hydro LLC | 3798 | Cushaw | VA | Amherst | 5 | Conventional Hydroelectric | HY |  | S | 1.5 | 0.8 | 0.4 | 0.4 | 0.4 | N |  |  | N | Electric Utility | 1 | X | WAT
Petroleum Liquids.DFO | petroleum | TRUE | 19876 | Virginia Electric & Power Co | 3799 | Low Moor | VA | Alleghany | GT1 | Petroleum Liquids | GT |  | S | 20.7 | 0.85 | 12 | 17 | 3 | N |  |  | N | Electric Utility | 1 | X | DFO
Petroleum Liquids.DFO | petroleum | TRUE | 19876 | Virginia Electric & Power Co | 3799 | Low Moor | VA | Alleghany | GT2 | Petroleum Liquids | GT |  | S | 20.7 | 0.85 | 12 | 16 | 3 | N |  |  | N | Electric Utility | 1 | X | DFO
Petroleum Liquids.DFO | petroleum | TRUE | 19876 | Virginia Electric & Power Co | 3799 | Low Moor | VA | Alleghany | GT3 | Petroleum Liquids | GT |  | S | 20.7 | 0.85 | 12 | 15 | 3 | N |  |  | N | Electric Utility | 1 | X | DFO
Petroleum Liquids.DFO | petroleum | TRUE | 19876 | Virginia Electric & Power Co | 3799 | Low Moor | VA | Alleghany | GT4 | Petroleum Liquids | GT |  | S | 20.7 | 0.85 | 12 | 17 | 3 | N |  |  | N | Electric Utility | 1 | X | DFO
Petroleum Liquids.DFO | petroleum | TRUE | 19876 | Virginia Electric & Power Co | 3800 | Northern Neck | VA | Richmond | GT1 | Petroleum Liquids | GT |  | S | 20.7 | 0.85 | 12 | 18 | 3 | N |  |  | N | Electric Utility | 1 | X | DFO
Petroleum Liquids.DFO | petroleum | TRUE | 19876 | Virginia Electric & Power Co | 3800 | Northern Neck | VA | Richmond | GT2 | Petroleum Liquids | GT |  | S | 20.7 | 0.85 | 11 | 17 | 3 | N |  |  | N | Electric Utility | 1 | X | DFO
Petroleum Liquids.DFO | petroleum | TRUE | 19876 | Virginia Electric & Power Co | 3800 | Northern Neck | VA | Richmond | GT3 | Petroleum Liquids | GT |  | S | 20.7 | 0.85 | 12 | 17 | 3 | N |  |  | N | Electric Utility | 1 | X | DFO
Petroleum Liquids.DFO | petroleum | TRUE | 19876 | Virginia Electric & Power Co | 3800 | Northern Neck | VA | Richmond | GT4 | Petroleum Liquids | GT |  | S | 20.7 | 0.85 | 12 | 18 | 3 | N |  |  | N | Electric Utility | 1 | X | DFO
Petroleum Liquids.DFO | petroleum | TRUE | 19876 | Virginia Electric & Power Co | 3803 | Chesapeake | VA | Chesapeake | 6 | Petroleum Liquids | GT |  | S | 16.3 | 0.85 | 12 | 16 | 3 | N |  |  | N | Electric Utility | 1 | X | DFO
Petroleum Liquids.DFO | petroleum | TRUE | 19876 | Virginia Electric & Power Co | 3803 | Chesapeake | VA | Chesapeake | GT1 | Petroleum Liquids | GT |  | S | 18.5 | 0.85 | 15 | 20 | 3 | N |  |  | N | Electric Utility | 1 | X | DFO
Petroleum Liquids.DFO | petroleum | TRUE | 19876 | Virginia Electric & Power Co | 3803 | Chesapeake | VA | Chesapeake | GT4 | Petroleum Liquids | GT |  | S | 16.3 | 0.85 | 12 | 16 | 3 | N |  |  | N | Electric Utility | 1 | X | DFO
Natural Gas Fired Combined Cycle.NG | natural gas combined cycle | TRUE | 19876 | Virginia Electric & Power Co | 3804 | Possum Point | VA | Prince William | 6A | Natural Gas Fired Combined Cycle | CT | G784 | S | 174 | 0.85 | 170 | 176.5 | 87 | N |  |  | N | Electric Utility | 1 | X | NG | DFO
Natural Gas Fired Combined Cycle.NG | natural gas combined cycle | TRUE | 19876 | Virginia Electric & Power Co | 3804 | Possum Point | VA | Prince William | 6B | Natural Gas Fired Combined Cycle | CT | G784 | S | 174 | 0.85 | 170 | 176.5 | 87 | N |  |  | N | Electric Utility | 1 | X | NG | DFO
Natural Gas Fired Combined Cycle.NG | natural gas combined cycle | TRUE | 19876 | Virginia Electric & Power Co | 3804 | Possum Point | VA | Prince William | 6ST | Natural Gas Fired Combined Cycle | CA | G784 | S | 265 | 0.85 | 233 | 262 | 116 | N |  |  | N | Electric Utility | 1 | X | NG | DFO
Petroleum Liquids.DFO | petroleum | TRUE | 19876 | Virginia Electric & Power Co | 3804 | Possum Point | VA | Prince William | GT1 | Petroleum Liquids | GT |  | S | 16 | 0.85 | 12 | 19 | 3 | N |  |  | N | Electric Utility | 1 | X | DFO
Petroleum Liquids.DFO | petroleum | TRUE | 19876 | Virginia Electric & Power Co | 3804 | Possum Point | VA | Prince William | GT2 | Petroleum Liquids | GT |  | S | 16 | 0.85 | 12 | 17 | 3 | N |  |  | N | Electric Utility | 1 | X | DFO
Petroleum Liquids.DFO | petroleum | TRUE | 19876 | Virginia Electric & Power Co | 3804 | Possum Point | VA | Prince William | GT3 | Petroleum Liquids | GT |  | S | 16 | 0.85 | 12 | 16 | 3 | N |  |  | N | Electric Utility | 1 | X | DFO
Petroleum Liquids.DFO | petroleum | TRUE | 19876 | Virginia Electric & Power Co | 3804 | Possum Point | VA | Prince William | GT4 | Petroleum Liquids | GT |  | S | 16 | 0.85 | 12 | 18 | 3 | N |  |  | N | Electric Utility | 1 | X | DFO
Petroleum Liquids.DFO | petroleum | TRUE | 19876 | Virginia Electric & Power Co | 3804 | Possum Point | VA | Prince William | GT5 | Petroleum Liquids | GT |  | S | 16 | 0.85 | 12 | 17 | 3 | N |  |  | N | Electric Utility | 1 | X | DFO
Petroleum Liquids.DFO | petroleum | TRUE | 19876 | Virginia Electric & Power Co | 3804 | Possum Point | VA | Prince William | GT6 | Petroleum Liquids | GT |  | S | 16 | 0.85 | 12 | 19 | 3 | N |  |  | N | Electric Utility | 1 | X | DFO
Nuclear.NUC | nuclear | TRUE | 19876 | Virginia Electric & Power Co | 3806 | Surry | VA | Surry | 1 | Nuclear | ST |  | S | 847.5 | 0.9 | 838 | 875 | 189 | N |  |  | N | Electric Utility | 1 | X | NUC
Nuclear.NUC | nuclear | TRUE | 19876 | Virginia Electric & Power Co | 3806 | Surry | VA | Surry | 2 | Nuclear | ST |  | S | 847.5 | 0.9 | 838 | 875 | 189 | N |  |  | N | Electric Utility | 1 | X | NUC
Natural Gas Steam Turbine.NG | natural gas steam turbine | TRUE | 19876 | Virginia Electric & Power Co | 3809 | Yorktown | VA | York | 3 | Natural Gas Steam Turbine | ST |  | S | 882 | 0.9 | 790 | 792 | 190 | N | 5 | 2023 | N | Electric Utility | 1 | X | NG | RFO
Conventional Hydroelectric.WAT | hydro | TRUE | 1456 | Town of Bedford - (VA) | 3821 | Snowden | VA | Bedford | 4 | Conventional Hydroelectric | HY |  | S | 2.5 | 0.84 | 2.5 | 2.5 | 0.6 | N |  |  | N | Electric Utility | 1 | X | WAT
Conventional Hydroelectric.WAT | hydro | TRUE | 1456 | Town of Bedford - (VA) | 3821 | Snowden | VA | Bedford | 5 | Conventional Hydroelectric | HY |  | S | 2.5 | 0.84 | 2.5 | 2.5 | 0.6 | N |  |  | N | Electric Utility | 1 | X | WAT
Conventional Hydroelectric.WAT | hydro | TRUE | 64642 | Northbrook Virginia Hydro, LLC | 3825 | Pinnacles | VA | Patrick | 1 | Conventional Hydroelectric | HY |  | W | 3.7 | 0.93 | 3.5 | 3.5 | 0.1 | N |  |  | N | IPP Non-CHP | 2 | X | WAT
Conventional Hydroelectric.WAT | hydro | TRUE | 64642 | Northbrook Virginia Hydro, LLC | 3825 | Pinnacles | VA | Patrick | 2 | Conventional Hydroelectric | HY |  | W | 3.7 | 0.93 | 3.5 | 3.5 | 0.1 | N |  |  | N | IPP Non-CHP | 2 | X | WAT
Conventional Hydroelectric.WAT | hydro | TRUE | 64642 | Northbrook Virginia Hydro, LLC | 3825 | Pinnacles | VA | Patrick | 3 | Conventional Hydroelectric | HY |  | W | 3.7 | 0.93 | 3.5 | 3.5 | 0.1 | N |  |  | N | IPP Non-CHP | 2 | X | WAT
Conventional Hydroelectric.WAT | hydro | TRUE | 64642 | Northbrook Virginia Hydro, LLC | 3825 | Pinnacles | VA | Patrick | 4 | Conventional Hydroelectric | HY |  | W | 0.7 | 0.9 | 0.6 | 0.6 | 0.2 | N |  |  | N | IPP Non-CHP | 2 | X | WAT
Conventional Hydroelectric.WAT | hydro | TRUE | 11770 | City of Martinsville - (VA) | 3826 | Martinsville | VA | Henry | 1 | Conventional Hydroelectric | HY |  | S | 0.3 | 0.8 | 0.3 | 0.3 | 0.1 | N |  |  | N | Electric Utility | 1 | X | WAT
Conventional Hydroelectric.WAT | hydro | TRUE | 11770 | City of Martinsville - (VA) | 3826 | Martinsville | VA | Henry | 2 | Conventional Hydroelectric | HY |  | S | 1 | 0.8 | 0.9 | 0.9 | 0.3 | N |  |  | N | Electric Utility | 1 | X | WAT
Conventional Hydroelectric.WAT | hydro | TRUE | 15619 | City of Radford - (VA) | 3827 | Radford | VA | Pulaski | 1 | Conventional Hydroelectric | HY |  | S | 1 | 0.8 | 1 | 1 | 0.3 | N |  |  | N | Electric Utility | 1 | X | WAT
Conventional Hydroelectric.WAT | hydro | TRUE | 18574 | USCE-Wilmington District | 3833 | John H Kerr | VA | Mecklenburg | 1 | Conventional Hydroelectric | HY |  | S | 13.8 | 0.9 | 13.8 | 13.8 | 13 | N |  |  | N | Electric Utility | 1 | X | WAT
Conventional Hydroelectric.WAT | hydro | TRUE | 18574 | USCE-Wilmington District | 3833 | John H Kerr | VA | Mecklenburg | 2 | Conventional Hydroelectric | HY |  | S | 46.8 | 0.9 | 46.8 | 46.8 | 32 | N |  |  | N | Electric Utility | 1 | X | WAT
Conventional Hydroelectric.WAT | hydro | TRUE | 18574 | USCE-Wilmington District | 3833 | John H Kerr | VA | Mecklenburg | 3 | Conventional Hydroelectric | HY |  | S | 46.8 | 0.9 | 46.8 | 46.8 | 32 | N |  |  | N | Electric Utility | 1 | X | WAT
Conventional Hydroelectric.WAT | hydro | TRUE | 18574 | USCE-Wilmington District | 3833 | John H Kerr | VA | Mecklenburg | 4 | Conventional Hydroelectric | HY |  | S | 46.8 | 0.9 | 46.8 | 46.8 | 32 | N |  |  | N | Electric Utility | 1 | X | WAT
Conventional Hydroelectric.WAT | hydro | TRUE | 18574 | USCE-Wilmington District | 3833 | John H Kerr | VA | Mecklenburg | 5 | Conventional Hydroelectric | HY |  | S | 46.8 | 0.9 | 46.8 | 46.8 | 32 | N |  |  | N | Electric Utility | 1 | X | WAT
Conventional Hydroelectric.WAT | hydro | TRUE | 18574 | USCE-Wilmington District | 3833 | John H Kerr | VA | Mecklenburg | 6 | Conventional Hydroelectric | HY |  | S | 46.8 | 0.9 | 46.8 | 46.8 | 32 | N |  |  | N | Electric Utility | 1 | X | WAT
Conventional Hydroelectric.WAT | hydro | TRUE | 18574 | USCE-Wilmington District | 3833 | John H Kerr | VA | Mecklenburg | 7 | Conventional Hydroelectric | HY |  | S | 46.8 | 0.9 | 46.8 | 46.8 | 32 | N |  |  | N | Electric Utility | 1 | X | WAT
Conventional Hydroelectric.WAT | hydro | TRUE | 18574 | USCE-Wilmington District | 3833 | John H Kerr | VA | Mecklenburg | A | Conventional Hydroelectric | HY |  | S | 1.1 | 0.8 | 1 | 1 | 0 | N |  |  | N | Electric Utility | 1 | X | WAT
Conventional Hydroelectric.WAT | hydro | TRUE | 18574 | USCE-Wilmington District | 3833 | John H Kerr | VA | Mecklenburg | B | Conventional Hydroelectric | HY |  | S | 1.1 | 0.8 | 1 | 1 | 0 | N |  |  | N | Electric Utility | 1 | X | WAT
Conventional Hydroelectric.WAT | hydro | TRUE | 18574 | USCE-Wilmington District | 3834 | Philpott Lake | VA | Henry | 1 | Conventional Hydroelectric | HY |  | S | 6.7 | 0.9 | 7.5 | 7.5 | 6 | N |  |  | N | Electric Utility | 1 | X | WAT
Conventional Hydroelectric.WAT | hydro | TRUE | 18574 | USCE-Wilmington District | 3834 | Philpott Lake | VA | Henry | 2 | Conventional Hydroelectric | HY |  | S | 6.7 | 0.9 | 7.5 | 7.5 | 6 | N |  |  | N | Electric Utility | 1 | X | WAT
Conventional Hydroelectric.WAT | hydro | TRUE | 18574 | USCE-Wilmington District | 3834 | Philpott Lake | VA | Henry | 3 | Conventional Hydroelectric | HY |  | S | 0.6 | 0.8 | 0.6 | 0.6 | 0 | N |  |  | N | Electric Utility | 1 | X | WAT
Conventional Steam Coal.SUB | hard coal | TRUE | 19099 | TransAlta Centralia Gen LLC | 3845 | Transalta Centralia Generation | WA | Lewis | 2 | Conventional Steam Coal | ST |  | S | 729.9 | 0.94 | 670 | 670 | 250 | N | 12 | 2025 | N | IPP Non-CHP | 2 | X | SUB
Conventional Hydroelectric.WAT | hydro | TRUE | 14354 | PacifiCorp | 3847 | Merwin | WA | Cowlitz | 1 | Conventional Hydroelectric | HY |  | S | 45 | 0.8 | 50 | 50 | 0 | N |  |  | N | Electric Utility | 1 | X | WAT
Conventional Hydroelectric.WAT | hydro | TRUE | 14354 | PacifiCorp | 3847 | Merwin | WA | Cowlitz | 2 | Conventional Hydroelectric | HY |  | S | 45 | 0.8 | 50 | 50 | 0 | N |  |  | N | Electric Utility | 1 | X | WAT
Conventional Hydroelectric.WAT | hydro | TRUE | 14354 | PacifiCorp | 3847 | Merwin | WA | Cowlitz | 3 | Conventional Hydroelectric | HY |  | S | 45 | 0.8 | 50 | 50 | 0 | N |  |  | N | Electric Utility | 1 | X | WAT
Conventional Hydroelectric.WAT | hydro | TRUE | 14354 | PacifiCorp | 3847 | Merwin | WA | Cowlitz | House | Conventional Hydroelectric | HY |  | S | 1 | 0.8 | 1 | 1 | 0 | N |  |  | N | Electric Utility | 1 | X | WAT
Conventional Hydroelectric.WAT | hydro | TRUE | 14354 | PacifiCorp | 3850 | Swift 1 | WA | Skamania | HY11 | Conventional Hydroelectric | HY |  | S | 80 | 1 | 87.9 | 87.9 | 0 | N |  |  | N | Electric Utility | 1 | X | WAT
Conventional Hydroelectric.WAT | hydro | TRUE | 14354 | PacifiCorp | 3850 | Swift 1 | WA | Skamania | HY12 | Conventional Hydroelectric | HY |  | S | 80 | 1 | 87.9 | 87.9 | 0 | N |  |  | N | Electric Utility | 1 | X | WAT
Conventional Hydroelectric.WAT | hydro | TRUE | 14354 | PacifiCorp | 3850 | Swift 1 | WA | Skamania | HY13 | Conventional Hydroelectric | HY |  | S | 80 | 1 | 87.9 | 87.9 | 0 | N |  |  | N | Electric Utility | 1 | X | WAT
Conventional Hydroelectric.WAT | hydro | TRUE | 14354 | PacifiCorp | 3852 | Yale | WA | Cowlitz | 1 | Conventional Hydroelectric | HY |  | S | 67 | 1 | 81.8 | 81.8 | 0 | N |  |  | N | Electric Utility | 1 | X | WAT
Conventional Hydroelectric.WAT | hydro | TRUE | 14354 | PacifiCorp | 3852 | Yale | WA | Cowlitz | 2 | Conventional Hydroelectric | HY |  | S | 67 | 1 | 81.8 | 81.8 | 0 | N |  |  | N | Electric Utility | 1 | X | WAT
Petroleum Liquids.DFO | petroleum | TRUE | 15500 | Puget Sound Energy Inc | 3853 | Crystal Mountain | WA | Pierce | 1 | Petroleum Liquids | IC |  | S | 2.7 | 0.8 | 2.5 | 2.5 | 0.2 | N |  |  | N | Electric Utility | 1 | X | DFO
Conventional Hydroelectric.WAT | hydro | TRUE | 59866 | Electron Hydro LLC | 3854 | Electron | WA | Pierce | 1 | Conventional Hydroelectric | HY |  | S | 5.1 | 0.92 | 5.7 | 5.7 | 0.1 | N |  |  | N | IPP Non-CHP | 2 | X | WAT
Conventional Hydroelectric.WAT | hydro | TRUE | 59866 | Electron Hydro LLC | 3854 | Electron | WA | Pierce | 2 | Conventional Hydroelectric | HY |  | S | 5.1 | 0.92 | 5.9 | 5.9 | 0.1 | N |  |  | N | IPP Non-CHP | 2 | X | WAT
Conventional Hydroelectric.WAT | hydro | TRUE | 59866 | Electron Hydro LLC | 3854 | Electron | WA | Pierce | 3 | Conventional Hydroelectric | HY |  | S | 5.1 | 0.92 | 6.3 | 6.3 | 0.1 | N |  |  | N | IPP Non-CHP | 2 | X | WAT
Conventional Hydroelectric.WAT | hydro | TRUE | 59866 | Electron Hydro LLC | 3854 | Electron | WA | Pierce | 4 | Conventional Hydroelectric | HY |  | S | 7.5 | 0.8 | 7.9 | 7.9 | 1 | N |  |  | N | IPP Non-CHP | 2 | X | WAT
Conventional Hydroelectric.WAT | hydro | TRUE | 15500 | Puget Sound Energy Inc | 3855 | Lower Baker | WA | Skagit | 3 | Conventional Hydroelectric | HY |  | S | 80.8 | 0.95 | 79.3 | 79.3 | 2 | N |  |  | N | Electric Utility | 1 | X | WAT
Conventional Hydroelectric.WAT | hydro | TRUE | 15500 | Puget Sound Energy Inc | 3855 | Lower Baker | WA | Skagit | 4 | Conventional Hydroelectric | HY |  | S | 23.1 | 0.95 | 23.1 | 23.1 | 2 | N |  |  | N | Electric Utility | 1 | X | WAT
Conventional Hydroelectric.WAT | hydro | TRUE | 15500 | Puget Sound Energy Inc | 3860 | Snoqualmie | WA | King | 1 | Conventional Hydroelectric | HY |  | S | 1.5 | 1 | 1.5 | 1.5 | 0.5 | N |  |  | N | Electric Utility | 1 | X | WAT
Conventional Hydroelectric.WAT | hydro | TRUE | 15500 | Puget Sound Energy Inc | 3860 | Snoqualmie | WA | King | 2 | Conventional Hydroelectric | HY |  | S | 1.5 | 1 | 1.5 | 1.5 | 0.5 | N |  |  | N | Electric Utility | 1 | X | WAT
Conventional Hydroelectric.WAT | hydro | TRUE | 15500 | Puget Sound Energy Inc | 3860 | Snoqualmie | WA | King | 3 | Conventional Hydroelectric | HY |  | S | 1.5 | 1 | 1.5 | 1.5 | 0.5 | N |  |  | N | Electric Utility | 1 | X | WAT
Conventional Hydroelectric.WAT | hydro | TRUE | 15500 | Puget Sound Energy Inc | 3860 | Snoqualmie | WA | King | 4 | Conventional Hydroelectric | HY |  | S | 1.5 | 1 | 1.5 | 1.5 | 0.5 | N |  |  | N | Electric Utility | 1 | X | WAT
Conventional Hydroelectric.WAT | hydro | TRUE | 15500 | Puget Sound Energy Inc | 3860 | Snoqualmie | WA | King | 5A | Conventional Hydroelectric | HY |  | S | 6.8 | 0.95 | 6.1 | 6.1 | 3.7 | N |  |  | N | Electric Utility | 1 | X | WAT
Conventional Hydroelectric.WAT | hydro | TRUE | 15500 | Puget Sound Energy Inc | 3861 | Upper Baker | WA | Whatcom | 1 | Conventional Hydroelectric | HY |  | S | 52.4 | 1 | 52.4 | 52.4 | 0.3 | N |  |  | N | Electric Utility | 1 | X | WAT
Conventional Hydroelectric.WAT | hydro | TRUE | 15500 | Puget Sound Energy Inc | 3861 | Upper Baker | WA | Whatcom | 2 | Conventional Hydroelectric | HY |  | S | 52.4 | 1 | 51 | 51 | 0.3 | Y |  |  | N | Electric Utility | 1 | X | WAT
Conventional Hydroelectric.WAT | hydro | TRUE | 20169 | Avista Corp | 3866 | Little Falls (WA) | WA | Lincoln | 1 | Conventional Hydroelectric | HY |  | S | 10.8 | 0.9 | 10.8 | 10.8 | 2 | N |  |  | N | Electric Utility | 1 | X | WAT
Conventional Hydroelectric.WAT | hydro | TRUE | 20169 | Avista Corp | 3866 | Little Falls (WA) | WA | Lincoln | 2 | Conventional Hydroelectric | HY |  | S | 10.8 | 0.9 | 10.8 | 10.8 | 2 | N |  |  | N | Electric Utility | 1 | X | WAT
Conventional Hydroelectric.WAT | hydro | TRUE | 20169 | Avista Corp | 3866 | Little Falls (WA) | WA | Lincoln | 3 | Conventional Hydroelectric | HY |  | S | 10.8 | 0.9 | 10.8 | 10.8 | 2 | N |  |  | N | Electric Utility | 1 | X | WAT
Conventional Hydroelectric.WAT | hydro | TRUE | 20169 | Avista Corp | 3866 | Little Falls (WA) | WA | Lincoln | 4 | Conventional Hydroelectric | HY |  | S | 10.8 | 0.9 | 10.8 | 10.8 | 2 | N |  |  | N | Electric Utility | 1 | X | WAT
Conventional Hydroelectric.WAT | hydro | TRUE | 20169 | Avista Corp | 3867 | Long Lake | WA | Lincoln | 1 | Conventional Hydroelectric | HY |  | S | 17.5 | 0.9 | 22.4 | 22.4 | 3 | N |  |  | N | Electric Utility | 1 | X | WAT
Conventional Hydroelectric.WAT | hydro | TRUE | 20169 | Avista Corp | 3867 | Long Lake | WA | Lincoln | 2 | Conventional Hydroelectric | HY |  | S | 17.5 | 0.9 | 22.5 | 22.5 | 3 | N |  |  | N | Electric Utility | 1 | X | WAT
Conventional Hydroelectric.WAT | hydro | TRUE | 20169 | Avista Corp | 3867 | Long Lake | WA | Lincoln | 3 | Conventional Hydroelectric | HY |  | S | 17.5 | 0.9 | 22.5 | 22.5 | 3 | N |  |  | N | Electric Utility | 1 | X | WAT
Conventional Hydroelectric.WAT | hydro | TRUE | 20169 | Avista Corp | 3867 | Long Lake | WA | Lincoln | 4 | Conventional Hydroelectric | HY |  | S | 17.5 | 0.9 | 22.1 | 22.1 | 3 | N |  |  | N | Electric Utility | 1 | X | WAT
Conventional Hydroelectric.WAT | hydro | TRUE | 9143 | Hydro Technology Systems Inc | 3868 | Meyers Falls | WA | Stevens | UN1 | Conventional Hydroelectric | HY |  | S | 0.9 | 1 | 0.9 | 0.9 | 0.2 | N |  |  | N | IPP Non-CHP | 2 | X | WAT
Conventional Hydroelectric.WAT | hydro | TRUE | 9143 | Hydro Technology Systems Inc | 3868 | Meyers Falls | WA | Stevens | UN2 | Conventional Hydroelectric | HY |  | S | 0.3 | 1 | 0.3 | 0.3 | 0.1 | N |  |  | N | IPP Non-CHP | 2 | X | WAT
Conventional Hydroelectric.WAT | hydro | TRUE | 9143 | Hydro Technology Systems Inc | 3868 | Meyers Falls | WA | Stevens | UNA | Conventional Hydroelectric | HY |  | S | 0.2 | 1 | 0.2 | 0.2 | 0.1 | N |  |  | N | IPP Non-CHP | 2 | X | WAT
Conventional Hydroelectric.WAT | hydro | TRUE | 9143 | Hydro Technology Systems Inc | 3868 | Meyers Falls | WA | Stevens | UNB | Conventional Hydroelectric | HY |  | S | 0.2 | 1 | 0.2 | 0.2 | 0.1 | N |  |  | N | IPP Non-CHP | 2 | X | WAT
Conventional Hydroelectric.WAT | hydro | TRUE | 20169 | Avista Corp | 3869 | Nine Mile | WA | Spokane | 1 | Conventional Hydroelectric | HY |  | S | 8.8 | 0.8 | 8.8 | 8.8 | 2 | N |  |  | N | Electric Utility | 1 | X | WAT
Conventional Hydroelectric.WAT | hydro | TRUE | 20169 | Avista Corp | 3869 | Nine Mile | WA | Spokane | 2 | Conventional Hydroelectric | HY |  | S | 8.8 | 1 | 8.8 | 8.8 | 2 | N |  |  | N | Electric Utility | 1 | X | WAT
Conventional Hydroelectric.WAT | hydro | TRUE | 20169 | Avista Corp | 3869 | Nine Mile | WA | Spokane | 3N | Conventional Hydroelectric | HY |  | S | 10 | 0.95 | 10 | 10 | 2 | N |  |  | N | Electric Utility | 1 | X | WAT
Conventional Hydroelectric.WAT | hydro | TRUE | 20169 | Avista Corp | 3869 | Nine Mile | WA | Spokane | 4N | Conventional Hydroelectric | HY |  | S | 10 | 0.95 | 10 | 10 | 2 | N |  |  | N | Electric Utility | 1 | X | WAT
Conventional Hydroelectric.WAT | hydro | TRUE | 3295 | City of Centralia - (WA) | 3878 | Yelm | WA | Thurston | 1 | Conventional Hydroelectric | HY |  | S | 3 | 0.8 | 2.7 | 2.7 | 0.5 | N |  |  | N | Electric Utility | 1 | X | WAT
Conventional Hydroelectric.WAT | hydro | TRUE | 3295 | City of Centralia - (WA) | 3878 | Yelm | WA | Thurston | 2 | Conventional Hydroelectric | HY |  | S | 3 | 0.8 | 2.7 | 2.7 | 0.5 | N |  |  | N | Electric Utility | 1 | X | WAT
Conventional Hydroelectric.WAT | hydro | TRUE | 3295 | City of Centralia - (WA) | 3878 | Yelm | WA | Thurston | 3 | Conventional Hydroelectric | HY |  | S | 6 | 0.8 | 6 | 6 | 0.5 | N |  |  | N | Electric Utility | 1 | X | WAT
Conventional Hydroelectric.WAT | hydro | TRUE | 3413 | PUD No 1 of Chelan County | 3883 | Rocky Reach | WA | Chelan | C-1 | Conventional Hydroelectric | HY |  | S | 114 | 0.95 | 104.9 | 104.9 | 35 | N |  |  | N | Electric Utility | 1 | X | WAT
Conventional Hydroelectric.WAT | hydro | TRUE | 3413 | PUD No 1 of Chelan County | 3883 | Rocky Reach | WA | Chelan | C-10 | Conventional Hydroelectric | HY |  | S | 125.4 | 0.95 | 129.9 | 129.9 | 35 | N |  |  | N | Electric Utility | 1 | X | WAT
Conventional Hydroelectric.WAT | hydro | TRUE | 3413 | PUD No 1 of Chelan County | 3883 | Rocky Reach | WA | Chelan | C-11 | Conventional Hydroelectric | HY |  | S | 125.4 | 0.95 | 129.9 | 129.9 | 35 | N |  |  | N | Electric Utility | 1 | X | WAT
Conventional Hydroelectric.WAT | hydro | TRUE | 3413 | PUD No 1 of Chelan County | 3883 | Rocky Reach | WA | Chelan | C-2 | Conventional Hydroelectric | HY |  | S | 114 | 0.95 | 104.9 | 104.9 | 35 | N |  |  | N | Electric Utility | 1 | X | WAT
Conventional Hydroelectric.WAT | hydro | TRUE | 3413 | PUD No 1 of Chelan County | 3883 | Rocky Reach | WA | Chelan | C-3 | Conventional Hydroelectric | HY |  | S | 114 | 0.95 | 104.9 | 104.9 | 35 | N |  |  | N | Electric Utility | 1 | X | WAT
Conventional Hydroelectric.WAT | hydro | TRUE | 3413 | PUD No 1 of Chelan County | 3883 | Rocky Reach | WA | Chelan | C-4 | Conventional Hydroelectric | HY |  | S | 114 | 0.95 | 104.9 | 104.9 | 35 | N |  |  | N | Electric Utility | 1 | X | WAT
Conventional Hydroelectric.WAT | hydro | TRUE | 3413 | PUD No 1 of Chelan County | 3883 | Rocky Reach | WA | Chelan | C-5 | Conventional Hydroelectric | HY |  | S | 114 | 0.95 | 104.9 | 104.9 | 35 | N |  |  | N | Electric Utility | 1 | X | WAT
Conventional Hydroelectric.WAT | hydro | TRUE | 3413 | PUD No 1 of Chelan County | 3883 | Rocky Reach | WA | Chelan | C-6 | Conventional Hydroelectric | HY |  | S | 114 | 0.95 | 104.9 | 104.9 | 35 | N |  |  | N | Electric Utility | 1 | X | WAT
Conventional Hydroelectric.WAT | hydro | TRUE | 3413 | PUD No 1 of Chelan County | 3883 | Rocky Reach | WA | Chelan | C-7 | Conventional Hydroelectric | HY |  | S | 114 | 0.95 | 104.9 | 104.9 | 35 | N |  |  | N | Electric Utility | 1 | X | WAT
Conventional Hydroelectric.WAT | hydro | TRUE | 3413 | PUD No 1 of Chelan County | 3883 | Rocky Reach | WA | Chelan | C-8 | Conventional Hydroelectric | HY |  | S | 125.4 | 0.95 | 129.9 | 129.9 | 40 | N |  |  | N | Electric Utility | 1 | X | WAT
Conventional Hydroelectric.WAT | hydro | TRUE | 3413 | PUD No 1 of Chelan County | 3883 | Rocky Reach | WA | Chelan | C-9 | Conventional Hydroelectric | HY |  | S | 125.4 | 0.95 | 129.9 | 129.9 | 50 | N |  |  | N | Electric Utility | 1 | X | WAT
Conventional Hydroelectric.WAT | hydro | TRUE | 5326 | PUD No 1 of Douglas County | 3886 | Wells | WA | Douglas | U-1 | Conventional Hydroelectric | HY |  | S | 77.4 | 0.95 | 84 | 84 | 55 | N |  |  | N | Electric Utility | 1 | X | WAT
Conventional Hydroelectric.WAT | hydro | TRUE | 5326 | PUD No 1 of Douglas County | 3886 | Wells | WA | Douglas | U-10 | Conventional Hydroelectric | HY |  | S | 77.4 | 0.95 | 89.6 | 89.6 | 55 | Y |  |  | N | Electric Utility | 1 | X | WAT
Conventional Hydroelectric.WAT | hydro | TRUE | 5326 | PUD No 1 of Douglas County | 3886 | Wells | WA | Douglas | U-2 | Conventional Hydroelectric | HY |  | S | 77.4 | 0.95 | 89.6 | 89.6 | 55 | N |  |  | N | Electric Utility | 1 | X | WAT
Conventional Hydroelectric.WAT | hydro | TRUE | 5326 | PUD No 1 of Douglas County | 3886 | Wells | WA | Douglas | U-3 | Conventional Hydroelectric | HY |  | S | 77.4 | 0.95 | 89.6 | 89.6 | 55 | N |  |  | N | Electric Utility | 1 | X | WAT
Conventional Hydroelectric.WAT | hydro | TRUE | 5326 | PUD No 1 of Douglas County | 3886 | Wells | WA | Douglas | U-4 | Conventional Hydroelectric | HY |  | S | 77.4 | 0.95 | 89.6 | 89.6 | 55 | N |  |  | N | Electric Utility | 1 | X | WAT
Conventional Hydroelectric.WAT | hydro | TRUE | 5326 | PUD No 1 of Douglas County | 3886 | Wells | WA | Douglas | U-5 | Conventional Hydroelectric | HY |  | S | 77.4 | 0.95 | 84 | 84 | 55 | N |  |  | N | Electric Utility | 1 | X | WAT
Conventional Hydroelectric.WAT | hydro | TRUE | 5326 | PUD No 1 of Douglas County | 3886 | Wells | WA | Douglas | U-6 | Conventional Hydroelectric | HY |  | S | 77.4 | 0.95 | 84 | 84 | 55 | N |  |  | N | Electric Utility | 1 | X | WAT
Conventional Hydroelectric.WAT | hydro | TRUE | 5326 | PUD No 1 of Douglas County | 3886 | Wells | WA | Douglas | U-7 | Conventional Hydroelectric | HY |  | S | 77.4 | 0.95 | 89.6 | 89.6 | 55 | N |  |  | N | Electric Utility | 1 | X | WAT
Conventional Hydroelectric.WAT | hydro | TRUE | 5326 | PUD No 1 of Douglas County | 3886 | Wells | WA | Douglas | U-8 | Conventional Hydroelectric | HY |  | S | 77.4 | 0.95 | 84 | 84 | 55 | N |  |  | N | Electric Utility | 1 | X | WAT
Conventional Hydroelectric.WAT | hydro | TRUE | 5326 | PUD No 1 of Douglas County | 3886 | Wells | WA | Douglas | U-9 | Conventional Hydroelectric | HY |  | S | 77.4 | 0.95 | 84 | 84 | 55 | N |  |  | N | Electric Utility | 1 | X | WAT
Conventional Hydroelectric.WAT | hydro | TRUE | 14624 | PUD No 2 of Grant County | 3887 | Priest Rapids | WA | Grant | 1 | Conventional Hydroelectric | HY |  | S | 95 | 0.95 | 95 | 95 | 50 | N |  |  | N | Electric Utility | 1 | X | WAT
Conventional Hydroelectric.WAT | hydro | TRUE | 14624 | PUD No 2 of Grant County | 3887 | Priest Rapids | WA | Grant | 10 | Conventional Hydroelectric | HY |  | S | 95 | 0.95 | 95 | 95 | 50 | N |  |  | N | Electric Utility | 1 | X | WAT
Conventional Hydroelectric.WAT | hydro | TRUE | 14624 | PUD No 2 of Grant County | 3887 | Priest Rapids | WA | Grant | 2 | Conventional Hydroelectric | HY |  | S | 97.8 | 0.95 | 95 | 95 | 50 | N |  |  | N | Electric Utility | 1 | X | WAT
Conventional Hydroelectric.WAT | hydro | TRUE | 14624 | PUD No 2 of Grant County | 3887 | Priest Rapids | WA | Grant | 3 | Conventional Hydroelectric | HY |  | S | 95 | 0.95 | 95 | 95 | 50 | N |  |  | N | Electric Utility | 1 | X | WAT
Conventional Hydroelectric.WAT | hydro | TRUE | 14624 | PUD No 2 of Grant County | 3887 | Priest Rapids | WA | Grant | 4 | Conventional Hydroelectric | HY |  | S | 95 | 0.95 | 95 | 95 | 50 | N |  |  | N | Electric Utility | 1 | X | WAT
Conventional Hydroelectric.WAT | hydro | TRUE | 14624 | PUD No 2 of Grant County | 3887 | Priest Rapids | WA | Grant | 5 | Conventional Hydroelectric | HY |  | S | 95 | 0.95 | 95 | 95 | 50 | N |  |  | N | Electric Utility | 1 | X | WAT
Conventional Hydroelectric.WAT | hydro | TRUE | 14624 | PUD No 2 of Grant County | 3887 | Priest Rapids | WA | Grant | 6 | Conventional Hydroelectric | HY |  | S | 95 | 0.95 | 95 | 95 | 50 | N |  |  | N | Electric Utility | 1 | X | WAT
Conventional Hydroelectric.WAT | hydro | TRUE | 14624 | PUD No 2 of Grant County | 3887 | Priest Rapids | WA | Grant | 7 | Conventional Hydroelectric | HY |  | S | 95 | 0.95 | 95 | 95 | 50 | N |  |  | N | Electric Utility | 1 | X | WAT
Conventional Hydroelectric.WAT | hydro | TRUE | 14624 | PUD No 2 of Grant County | 3887 | Priest Rapids | WA | Grant | 8 | Conventional Hydroelectric | HY |  | S | 95 | 0.95 | 95 | 95 | 50 | N |  |  | N | Electric Utility | 1 | X | WAT
Conventional Hydroelectric.WAT | hydro | TRUE | 14624 | PUD No 2 of Grant County | 3887 | Priest Rapids | WA | Grant | 9 | Conventional Hydroelectric | HY |  | S | 97.8 | 0.95 | 95 | 95 | 50 | N |  |  | N | Electric Utility | 1 | X | WAT
Conventional Hydroelectric.WAT | hydro | TRUE | 14624 | PUD No 2 of Grant County | 3888 | Wanapum | WA | Grant | 10A | Conventional Hydroelectric | HY |  | S | 122 | 0.95 | 122 | 122 | 50 | N |  |  | N | Electric Utility | 1 | X | WAT
Conventional Hydroelectric.WAT | hydro | TRUE | 14624 | PUD No 2 of Grant County | 3888 | Wanapum | WA | Grant | 1A | Conventional Hydroelectric | HY |  | S | 122 | 0.95 | 122 | 122 | 50 | N |  |  | N | Electric Utility | 1 | X | WAT
Conventional Hydroelectric.WAT | hydro | TRUE | 14624 | PUD No 2 of Grant County | 3888 | Wanapum | WA | Grant | 2A | Conventional Hydroelectric | HY |  | S | 122 | 0.95 | 122 | 122 | 50 | N |  |  | N | Electric Utility | 1 | X | WAT
Conventional Hydroelectric.WAT | hydro | TRUE | 14624 | PUD No 2 of Grant County | 3888 | Wanapum | WA | Grant | 3A | Conventional Hydroelectric | HY |  | S | 122 | 0.95 | 122 | 122 | 50 | N |  |  | N | Electric Utility | 1 | X | WAT
Conventional Hydroelectric.WAT | hydro | TRUE | 14624 | PUD No 2 of Grant County | 3888 | Wanapum | WA | Grant | 4A | Conventional Hydroelectric | HY |  | S | 122 | 0.95 | 122 | 122 | 50 | N |  |  | N | Electric Utility | 1 | X | WAT
Conventional Hydroelectric.WAT | hydro | TRUE | 14624 | PUD No 2 of Grant County | 3888 | Wanapum | WA | Grant | 5A | Conventional Hydroelectric | HY |  | S | 122 | 0.95 | 122 | 122 | 50 | N |  |  | N | Electric Utility | 1 | X | WAT
Conventional Hydroelectric.WAT | hydro | TRUE | 14624 | PUD No 2 of Grant County | 3888 | Wanapum | WA | Grant | 6A | Conventional Hydroelectric | HY |  | S | 122 | 0.95 | 122 | 122 | 50 | N |  |  | N | Electric Utility | 1 | X | WAT
Conventional Hydroelectric.WAT | hydro | TRUE | 14624 | PUD No 2 of Grant County | 3888 | Wanapum | WA | Grant | 7A | Conventional Hydroelectric | HY |  | S | 122 | 0.95 | 122 | 122 | 50 | N |  |  | N | Electric Utility | 1 | X | WAT
Conventional Hydroelectric.WAT | hydro | TRUE | 14624 | PUD No 2 of Grant County | 3888 | Wanapum | WA | Grant | 8A | Conventional Hydroelectric | HY |  | S | 122 | 0.95 | 122 | 122 | 50 | N |  |  | N | Electric Utility | 1 | X | WAT
Conventional Hydroelectric.WAT | hydro | TRUE | 14624 | PUD No 2 of Grant County | 3888 | Wanapum | WA | Grant | 9A | Conventional Hydroelectric | HY |  | S | 122 | 0.95 | 122 | 122 | 50 | N |  |  | N | Electric Utility | 1 | X | WAT
Conventional Hydroelectric.WAT | hydro | TRUE | 14653 | PUD No 1 of Pend Oreille County | 3891 | Box Canyon | WA | Pend Oreille | 1 | Conventional Hydroelectric | HY |  | S | 22.5 | 0.9 | 22.5 | 22.5 | 0 | N |  |  | N | Electric Utility | 1 | X | WAT
Conventional Hydroelectric.WAT | hydro | TRUE | 14653 | PUD No 1 of Pend Oreille County | 3891 | Box Canyon | WA | Pend Oreille | 2 | Conventional Hydroelectric | HY |  | S | 22.5 | 0.9 | 22.5 | 22.5 | 0 | N |  |  | N | Electric Utility | 1 | X | WAT
Conventional Hydroelectric.WAT | hydro | TRUE | 14653 | PUD No 1 of Pend Oreille County | 3891 | Box Canyon | WA | Pend Oreille | 3 | Conventional Hydroelectric | HY |  | S | 22.5 | 0.9 | 22.5 | 22.5 | 0 | N |  |  | N | Electric Utility | 1 | X | WAT
Conventional Hydroelectric.WAT | hydro | TRUE | 14653 | PUD No 1 of Pend Oreille County | 3891 | Box Canyon | WA | Pend Oreille | 4 | Conventional Hydroelectric | HY |  | S | 22.5 | 0.9 | 22.5 | 22.5 | 0 | N |  |  | N | Electric Utility | 1 | X | WAT
Conventional Hydroelectric.WAT | hydro | TRUE | 19400 | USACE Northwestern Division | 3895 | The Dalles | OR | Wasco | 1 | Conventional Hydroelectric | HY |  | S | 78 | 0.95 | 78 | 78 | 24.8 | N |  |  | N | Electric Utility | 1 | X | WAT
Conventional Hydroelectric.WAT | hydro | TRUE | 19400 | USACE Northwestern Division | 3895 | The Dalles | OR | Wasco | 10 | Conventional Hydroelectric | HY |  | S | 78 | 0.95 | 78 | 78 | 24.8 | N |  |  | N | Electric Utility | 1 | X | WAT
Conventional Hydroelectric.WAT | hydro | TRUE | 19400 | USACE Northwestern Division | 3895 | The Dalles | OR | Wasco | 11 | Conventional Hydroelectric | HY |  | S | 78 | 0.95 | 78 | 78 | 24.8 | N |  |  | N | Electric Utility | 1 | X | WAT
Conventional Hydroelectric.WAT | hydro | TRUE | 19400 | USACE Northwestern Division | 3895 | The Dalles | OR | Wasco | 12 | Conventional Hydroelectric | HY |  | S | 78 | 0.95 | 78 | 78 | 24.8 | N |  |  | N | Electric Utility | 1 | X | WAT
Conventional Hydroelectric.WAT | hydro | TRUE | 19400 | USACE Northwestern Division | 3895 | The Dalles | OR | Wasco | 13 | Conventional Hydroelectric | HY |  | S | 78 | 0.95 | 78 | 78 | 24.8 | N |  |  | N | Electric Utility | 1 | X | WAT
Conventional Hydroelectric.WAT | hydro | TRUE | 19400 | USACE Northwestern Division | 3895 | The Dalles | OR | Wasco | 14 | Conventional Hydroelectric | HY |  | S | 78 | 0.95 | 78 | 78 | 24.8 | N |  |  | N | Electric Utility | 1 | X | WAT
Conventional Hydroelectric.WAT | hydro | TRUE | 19400 | USACE Northwestern Division | 3895 | The Dalles | OR | Wasco | 15 | Conventional Hydroelectric | HY |  | S | 86 | 0.95 | 86 | 86 | 29 | N |  |  | N | Electric Utility | 1 | X | WAT
Conventional Hydroelectric.WAT | hydro | TRUE | 19400 | USACE Northwestern Division | 3895 | The Dalles | OR | Wasco | 16 | Conventional Hydroelectric | HY |  | S | 86 | 0.95 | 86 | 86 | 29 | N |  |  | N | Electric Utility | 1 | X | WAT
Conventional Hydroelectric.WAT | hydro | TRUE | 19400 | USACE Northwestern Division | 3895 | The Dalles | OR | Wasco | 17 | Conventional Hydroelectric | HY |  | S | 86 | 0.95 | 86 | 86 | 29 | N |  |  | N | Electric Utility | 1 | X | WAT
Conventional Hydroelectric.WAT | hydro | TRUE | 19400 | USACE Northwestern Division | 3895 | The Dalles | OR | Wasco | 18 | Conventional Hydroelectric | HY |  | S | 86 | 0.95 | 86 | 86 | 29 | N |  |  | N | Electric Utility | 1 | X | WAT
Conventional Hydroelectric.WAT | hydro | TRUE | 19400 | USACE Northwestern Division | 3895 | The Dalles | OR | Wasco | 19 | Conventional Hydroelectric | HY |  | S | 86 | 0.95 | 86 | 86 | 29 | N |  |  | N | Electric Utility | 1 | X | WAT
Conventional Hydroelectric.WAT | hydro | TRUE | 19400 | USACE Northwestern Division | 3895 | The Dalles | OR | Wasco | 2 | Conventional Hydroelectric | HY |  | S | 78 | 0.95 | 78 | 78 | 24.8 | N |  |  | N | Electric Utility | 1 | X | WAT
Conventional Hydroelectric.WAT | hydro | TRUE | 19400 | USACE Northwestern Division | 3895 | The Dalles | OR | Wasco | 20 | Conventional Hydroelectric | HY |  | S | 86 | 0.95 | 86 | 86 | 29 | N |  |  | N | Electric Utility | 1 | X | WAT
Conventional Hydroelectric.WAT | hydro | TRUE | 19400 | USACE Northwestern Division | 3895 | The Dalles | OR | Wasco | 21 | Conventional Hydroelectric | HY |  | S | 86 | 0.95 | 86 | 86 | 29 | N |  |  | N | Electric Utility | 1 | X | WAT
Conventional Hydroelectric.WAT | hydro | TRUE | 19400 | USACE Northwestern Division | 3895 | The Dalles | OR | Wasco | 22 | Conventional Hydroelectric | HY |  | S | 86 | 0.95 | 86 | 86 | 29 | N |  |  | N | Electric Utility | 1 | X | WAT
Conventional Hydroelectric.WAT | hydro | TRUE | 19400 | USACE Northwestern Division | 3895 | The Dalles | OR | Wasco | 3 | Conventional Hydroelectric | HY |  | S | 78 | 0.95 | 78 | 78 | 24.8 | N |  |  | N | Electric Utility | 1 | X | WAT
Conventional Hydroelectric.WAT | hydro | TRUE | 19400 | USACE Northwestern Division | 3895 | The Dalles | OR | Wasco | 4 | Conventional Hydroelectric | HY |  | S | 78 | 0.95 | 78 | 78 | 24.8 | N |  |  | N | Electric Utility | 1 | X | WAT
Conventional Hydroelectric.WAT | hydro | TRUE | 19400 | USACE Northwestern Division | 3895 | The Dalles | OR | Wasco | 5 | Conventional Hydroelectric | HY |  | S | 89.7 | 0.95 | 92.7 | 92 | 24.8 | N |  |  | N | Electric Utility | 1 | X | WAT
Conventional Hydroelectric.WAT | hydro | TRUE | 19400 | USACE Northwestern Division | 3895 | The Dalles | OR | Wasco | 6 | Conventional Hydroelectric | HY |  | S | 78 | 0.95 | 78 | 78 | 24.8 | N |  |  | N | Electric Utility | 1 | X | WAT
Conventional Hydroelectric.WAT | hydro | TRUE | 19400 | USACE Northwestern Division | 3895 | The Dalles | OR | Wasco | 7 | Conventional Hydroelectric | HY |  | S | 78 | 0.95 | 78 | 78 | 24.8 | N |  |  | N | Electric Utility | 1 | X | WAT
Conventional Hydroelectric.WAT | hydro | TRUE | 19400 | USACE Northwestern Division | 3895 | The Dalles | OR | Wasco | 8 | Conventional Hydroelectric | HY |  | S | 78 | 0.95 | 78 | 78 | 24.8 | N |  |  | N | Electric Utility | 1 | X | WAT
Conventional Hydroelectric.WAT | hydro | TRUE | 19400 | USACE Northwestern Division | 3895 | The Dalles | OR | Wasco | 9 | Conventional Hydroelectric | HY |  | S | 78 | 0.95 | 78 | 78 | 24.8 | N |  |  | N | Electric Utility | 1 | X | WAT
Conventional Hydroelectric.WAT | hydro | TRUE | 19400 | USACE Northwestern Division | 3895 | The Dalles | OR | Wasco | F1 | Conventional Hydroelectric | HY |  | S | 14 | 0.95 | 14 | 14 | 14 | N |  |  | N | Electric Utility | 1 | X | WAT
Conventional Hydroelectric.WAT | hydro | TRUE | 19400 | USACE Northwestern Division | 3895 | The Dalles | OR | Wasco | F2 | Conventional Hydroelectric | HY |  | S | 14 | 0.95 | 14 | 14 | 14 | N |  |  | N | Electric Utility | 1 | X | WAT
Conventional Hydroelectric.WAT | hydro | TRUE | 18429 | City of Tacoma - (WA) | 3913 | Alder | WA | Pierce | 11 | Conventional Hydroelectric | HY |  | S | 25 | 1 | 25.2 | 21 | 4 | N |  |  | N | Electric Utility | 1 | X | WAT
Conventional Hydroelectric.WAT | hydro | TRUE | 18429 | City of Tacoma - (WA) | 3913 | Alder | WA | Pierce | 12 | Conventional Hydroelectric | HY |  | S | 25 | 1 | 25.2 | 21 | 4 | N |  |  | N | Electric Utility | 1 | X | WAT
Conventional Hydroelectric.WAT | hydro | TRUE | 18429 | City of Tacoma - (WA) | 3914 | Cushman 1 | WA | Mason | 21 | Conventional Hydroelectric | HY |  | S | 21.6 | 1 | 26.7 | 19 | 1 | N |  |  | N | Electric Utility | 1 | X | WAT
Conventional Hydroelectric.WAT | hydro | TRUE | 18429 | City of Tacoma - (WA) | 3914 | Cushman 1 | WA | Mason | 22 | Conventional Hydroelectric | HY |  | S | 21.6 | 1 | 26.7 | 19 | 1 | N |  |  | N | Electric Utility | 1 | X | WAT
Conventional Hydroelectric.WAT | hydro | TRUE | 18429 | City of Tacoma - (WA) | 3915 | Cushman 2 | WA | Mason | 31 | Conventional Hydroelectric | HY |  | S | 27 | 1 | 30 | 30 | 8 | N |  |  | N | Electric Utility | 1 | X | WAT
Conventional Hydroelectric.WAT | hydro | TRUE | 18429 | City of Tacoma - (WA) | 3915 | Cushman 2 | WA | Mason | 32 | Conventional Hydroelectric | HY |  | S | 27 | 1 | 30 | 30 | 8 | N |  |  | N | Electric Utility | 1 | X | WAT
Conventional Hydroelectric.WAT | hydro | TRUE | 18429 | City of Tacoma - (WA) | 3915 | Cushman 2 | WA | Mason | 33 | Conventional Hydroelectric | HY |  | S | 27 | 1 | 30 | 30 | 8 | N |  |  | N | Electric Utility | 1 | X | WAT
Conventional Hydroelectric.WAT | hydro | TRUE | 18429 | City of Tacoma - (WA) | 3915 | Cushman 2 | WA | Mason | 34 | Conventional Hydroelectric | HY |  | S | 1.8 | 1 | 1.8 | 1.8 | 1 | N |  |  | N | Electric Utility | 1 | X | WAT
Conventional Hydroelectric.WAT | hydro | TRUE | 18429 | City of Tacoma - (WA) | 3915 | Cushman 2 | WA | Mason | 35 | Conventional Hydroelectric | HY |  | S | 1.8 | 1 | 1.8 | 1.8 | 1 | N |  |  | N | Electric Utility | 1 | X | WAT
Conventional Hydroelectric.WAT | hydro | TRUE | 18429 | City of Tacoma - (WA) | 3916 | LaGrande | WA | Pierce | 1 | Conventional Hydroelectric | HY |  | S | 6 | 1 | 6 | 6 | 1 | N |  |  | N | Electric Utility | 1 | X | WAT
Conventional Hydroelectric.WAT | hydro | TRUE | 18429 | City of Tacoma - (WA) | 3916 | LaGrande | WA | Pierce | 2 | Conventional Hydroelectric | HY |  | S | 6 | 1 | 6 | 6 | 1 | N |  |  | N | Electric Utility | 1 | X | WAT
Conventional Hydroelectric.WAT | hydro | TRUE | 18429 | City of Tacoma - (WA) | 3916 | LaGrande | WA | Pierce | 3 | Conventional Hydroelectric | HY |  | S | 6 | 1 | 6 | 6 | 1 | N |  |  | N | Electric Utility | 1 | X | WAT
Conventional Hydroelectric.WAT | hydro | TRUE | 18429 | City of Tacoma - (WA) | 3916 | LaGrande | WA | Pierce | 4 | Conventional Hydroelectric | HY |  | S | 6 | 1 | 6 | 6 | 1 | N |  |  | N | Electric Utility | 1 | X | WAT
Conventional Hydroelectric.WAT | hydro | TRUE | 18429 | City of Tacoma - (WA) | 3916 | LaGrande | WA | Pierce | 5 | Conventional Hydroelectric | HY |  | S | 40 | 1 | 40 | 40 | 8 | N |  |  | N | Electric Utility | 1 | X | WAT
Conventional Hydroelectric.WAT | hydro | TRUE | 18429 | City of Tacoma - (WA) | 3917 | Mayfield | WA | Lewis | 41 | Conventional Hydroelectric | HY |  | S | 40.5 | 1 | 41 | 41 | 8 | N |  |  | N | Electric Utility | 1 | X | WAT
Conventional Hydroelectric.WAT | hydro | TRUE | 18429 | City of Tacoma - (WA) | 3917 | Mayfield | WA | Lewis | 42 | Conventional Hydroelectric | HY |  | S | 40.5 | 1 | 41 | 41 | 8 | N |  |  | N | Electric Utility | 1 | X | WAT
Conventional Hydroelectric.WAT | hydro | TRUE | 18429 | City of Tacoma - (WA) | 3917 | Mayfield | WA | Lewis | 43 | Conventional Hydroelectric | HY |  | S | 40.5 | 1 | 41 | 41 | 8 | N |  |  | N | Electric Utility | 1 | X | WAT
Conventional Hydroelectric.WAT | hydro | TRUE | 18429 | City of Tacoma - (WA) | 3917 | Mayfield | WA | Lewis | 44 | Conventional Hydroelectric | HY |  | S | 40.5 | 1 | 41 | 41 | 8 | N |  |  | N | Electric Utility | 1 | X | WAT
Conventional Hydroelectric.WAT | hydro | TRUE | 18429 | City of Tacoma - (WA) | 3918 | Mossyrock | WA | Lewis | 51 | Conventional Hydroelectric | HY |  | S | 150 | 1 | 186 | 175.3 | 100 | N |  |  | N | Electric Utility | 1 | X | WAT
Conventional Hydroelectric.WAT | hydro | TRUE | 18429 | City of Tacoma - (WA) | 3918 | Mossyrock | WA | Lewis | 52 | Conventional Hydroelectric | HY |  | S | 150 | 1 | 157 | 147 | 85 | N |  |  | N | Electric Utility | 1 | X | WAT
Conventional Hydroelectric.WAT | hydro | TRUE | 19400 | USACE Northwestern Division | 3921 | Chief Joseph | WA | Douglas | 1 | Conventional Hydroelectric | HY |  | S | 88.2 | 0.95 | 88.2 | 88.2 | 47.6 | N |  |  | N | Electric Utility | 1 | X | WAT
Conventional Hydroelectric.WAT | hydro | TRUE | 19400 | USACE Northwestern Division | 3921 | Chief Joseph | WA | Douglas | 10 | Conventional Hydroelectric | HY |  | S | 88.2 | 0.95 | 88.2 | 88.2 | 47.6 | N |  |  | N | Electric Utility | 1 | X | WAT
Conventional Hydroelectric.WAT | hydro | TRUE | 19400 | USACE Northwestern Division | 3921 | Chief Joseph | WA | Douglas | 11 | Conventional Hydroelectric | HY |  | S | 88.2 | 0.95 | 88.2 | 88.2 | 47.6 | N |  |  | N | Electric Utility | 1 | X | WAT
Conventional Hydroelectric.WAT | hydro | TRUE | 19400 | USACE Northwestern Division | 3921 | Chief Joseph | WA | Douglas | 12 | Conventional Hydroelectric | HY |  | S | 88.2 | 0.95 | 88.2 | 88.2 | 47.6 | N |  |  | N | Electric Utility | 1 | X | WAT
Conventional Hydroelectric.WAT | hydro | TRUE | 19400 | USACE Northwestern Division | 3921 | Chief Joseph | WA | Douglas | 13 | Conventional Hydroelectric | HY |  | S | 88.2 | 0.95 | 88.2 | 88.2 | 47.6 | Y |  |  | N | Electric Utility | 1 | X | WAT
Conventional Hydroelectric.WAT | hydro | TRUE | 19400 | USACE Northwestern Division | 3921 | Chief Joseph | WA | Douglas | 14 | Conventional Hydroelectric | HY |  | S | 88.2 | 0.95 | 88.2 | 88.2 | 47.6 | N |  |  | N | Electric Utility | 1 | X | WAT
Conventional Hydroelectric.WAT | hydro | TRUE | 19400 | USACE Northwestern Division | 3921 | Chief Joseph | WA | Douglas | 15 | Conventional Hydroelectric | HY |  | S | 88.2 | 0.95 | 88.2 | 88.2 | 47.6 | N |  |  | N | Electric Utility | 1 | X | WAT
Conventional Hydroelectric.WAT | hydro | TRUE | 19400 | USACE Northwestern Division | 3921 | Chief Joseph | WA | Douglas | 16 | Conventional Hydroelectric | HY |  | S | 88.2 | 0.95 | 88.2 | 88.2 | 47.6 | N |  |  | N | Electric Utility | 1 | X | WAT
Conventional Hydroelectric.WAT | hydro | TRUE | 19400 | USACE Northwestern Division | 3921 | Chief Joseph | WA | Douglas | 17 | Conventional Hydroelectric | HY |  | S | 95 | 0.95 | 95 | 95 | 95 | N |  |  | N | Electric Utility | 1 | X | WAT
Conventional Hydroelectric.WAT | hydro | TRUE | 19400 | USACE Northwestern Division | 3921 | Chief Joseph | WA | Douglas | 18 | Conventional Hydroelectric | HY |  | S | 95 | 0.95 | 95 | 95 | 95 | N |  |  | N | Electric Utility | 1 | X | WAT
Conventional Hydroelectric.WAT | hydro | TRUE | 19400 | USACE Northwestern Division | 3921 | Chief Joseph | WA | Douglas | 19 | Conventional Hydroelectric | HY |  | S | 95 | 0.95 | 95 | 95 | 95 | N |  |  | N | Electric Utility | 1 | X | WAT
Conventional Hydroelectric.WAT | hydro | TRUE | 19400 | USACE Northwestern Division | 3921 | Chief Joseph | WA | Douglas | 2 | Conventional Hydroelectric | HY |  | S | 88.2 | 0.95 | 88.2 | 88.2 | 47.6 | N |  |  | N | Electric Utility | 1 | X | WAT
Conventional Hydroelectric.WAT | hydro | TRUE | 19400 | USACE Northwestern Division | 3921 | Chief Joseph | WA | Douglas | 20 | Conventional Hydroelectric | HY |  | S | 95 | 0.95 | 95 | 95 | 95 | N |  |  | N | Electric Utility | 1 | X | WAT
Conventional Hydroelectric.WAT | hydro | TRUE | 19400 | USACE Northwestern Division | 3921 | Chief Joseph | WA | Douglas | 21 | Conventional Hydroelectric | HY |  | S | 95 | 0.95 | 95 | 95 | 95 | N |  |  | N | Electric Utility | 1 | X | WAT
Conventional Hydroelectric.WAT | hydro | TRUE | 19400 | USACE Northwestern Division | 3921 | Chief Joseph | WA | Douglas | 22 | Conventional Hydroelectric | HY |  | S | 95 | 0.95 | 95 | 95 | 95 | N |  |  | N | Electric Utility | 1 | X | WAT
Conventional Hydroelectric.WAT | hydro | TRUE | 19400 | USACE Northwestern Division | 3921 | Chief Joseph | WA | Douglas | 23 | Conventional Hydroelectric | HY |  | S | 95 | 0.95 | 95 | 95 | 95 | N |  |  | N | Electric Utility | 1 | X | WAT
Conventional Hydroelectric.WAT | hydro | TRUE | 19400 | USACE Northwestern Division | 3921 | Chief Joseph | WA | Douglas | 24 | Conventional Hydroelectric | HY |  | S | 95 | 0.95 | 95 | 95 | 95 | N |  |  | N | Electric Utility | 1 | X | WAT
Conventional Hydroelectric.WAT | hydro | TRUE | 19400 | USACE Northwestern Division | 3921 | Chief Joseph | WA | Douglas | 25 | Conventional Hydroelectric | HY |  | S | 95 | 0.95 | 95 | 95 | 95 | N |  |  | N | Electric Utility | 1 | X | WAT
Conventional Hydroelectric.WAT | hydro | TRUE | 19400 | USACE Northwestern Division | 3921 | Chief Joseph | WA | Douglas | 26 | Conventional Hydroelectric | HY |  | S | 95 | 0.95 | 95 | 95 | 95 | N |  |  | N | Electric Utility | 1 | X | WAT
Conventional Hydroelectric.WAT | hydro | TRUE | 19400 | USACE Northwestern Division | 3921 | Chief Joseph | WA | Douglas | 27 | Conventional Hydroelectric | HY |  | S | 95 | 0.95 | 95 | 95 | 95 | N |  |  | N | Electric Utility | 1 | X | WAT
Conventional Hydroelectric.WAT | hydro | TRUE | 19400 | USACE Northwestern Division | 3921 | Chief Joseph | WA | Douglas | 3 | Conventional Hydroelectric | HY |  | S | 88.2 | 0.95 | 88.2 | 88.2 | 47.6 | N |  |  | N | Electric Utility | 1 | X | WAT
Conventional Hydroelectric.WAT | hydro | TRUE | 19400 | USACE Northwestern Division | 3921 | Chief Joseph | WA | Douglas | 4 | Conventional Hydroelectric | HY |  | S | 88.2 | 0.95 | 88.2 | 88.2 | 47.6 | N |  |  | N | Electric Utility | 1 | X | WAT
Conventional Hydroelectric.WAT | hydro | TRUE | 19400 | USACE Northwestern Division | 3921 | Chief Joseph | WA | Douglas | 5 | Conventional Hydroelectric | HY |  | S | 88.2 | 0.95 | 88.2 | 88.2 | 47.6 | N |  |  | N | Electric Utility | 1 | X | WAT
Conventional Hydroelectric.WAT | hydro | TRUE | 19400 | USACE Northwestern Division | 3921 | Chief Joseph | WA | Douglas | 6 | Conventional Hydroelectric | HY |  | S | 88.2 | 0.95 | 88.2 | 88.2 | 47.6 | N |  |  | N | Electric Utility | 1 | X | WAT
Conventional Hydroelectric.WAT | hydro | TRUE | 19400 | USACE Northwestern Division | 3921 | Chief Joseph | WA | Douglas | 7 | Conventional Hydroelectric | HY |  | S | 88.2 | 0.95 | 88.2 | 88.2 | 47.6 | N |  |  | N | Electric Utility | 1 | X | WAT
Conventional Hydroelectric.WAT | hydro | TRUE | 19400 | USACE Northwestern Division | 3921 | Chief Joseph | WA | Douglas | 8 | Conventional Hydroelectric | HY |  | S | 88.2 | 0.95 | 88.2 | 88.2 | 47.6 | N |  |  | N | Electric Utility | 1 | X | WAT
Conventional Hydroelectric.WAT | hydro | TRUE | 19400 | USACE Northwestern Division | 3921 | Chief Joseph | WA | Douglas | 9 | Conventional Hydroelectric | HY |  | S | 88.2 | 0.95 | 88.2 | 88.2 | 47.6 | Y |  |  | N | Electric Utility | 1 | X | WAT
Conventional Hydroelectric.WAT | hydro | TRUE | 19400 | USACE Northwestern Division | 3925 | Ice Harbor | WA | Walla Walla | 1 | Conventional Hydroelectric | HY |  | S | 90 | 0.95 | 72 | 72 | 70 | N |  |  | N | Electric Utility | 1 | X | WAT
Conventional Hydroelectric.WAT | hydro | TRUE | 19400 | USACE Northwestern Division | 3925 | Ice Harbor | WA | Walla Walla | 2 | Conventional Hydroelectric | HY |  | S | 90 | 0.95 | 90 | 90 | 35.7 | N |  |  | N | Electric Utility | 1 | X | WAT
Conventional Hydroelectric.WAT | hydro | TRUE | 19400 | USACE Northwestern Division | 3925 | Ice Harbor | WA | Walla Walla | 3 | Conventional Hydroelectric | HY |  | S | 90 | 0.95 | 76 | 76 | 35.7 | N |  |  | N | Electric Utility | 1 | X | WAT
Conventional Hydroelectric.WAT | hydro | TRUE | 19400 | USACE Northwestern Division | 3925 | Ice Harbor | WA | Walla Walla | 4 | Conventional Hydroelectric | HY |  | S | 111 | 0.95 | 87 | 87 | 42.2 | N |  |  | N | Electric Utility | 1 | X | WAT
Conventional Hydroelectric.WAT | hydro | TRUE | 19400 | USACE Northwestern Division | 3925 | Ice Harbor | WA | Walla Walla | 5 | Conventional Hydroelectric | HY |  | S | 111 | 0.95 | 87 | 87 | 42.2 | N |  |  | N | Electric Utility | 1 | X | WAT
Conventional Hydroelectric.WAT | hydro | TRUE | 19400 | USACE Northwestern Division | 3925 | Ice Harbor | WA | Walla Walla | 6 | Conventional Hydroelectric | HY |  | S | 111 | 0.95 | 87 | 87 | 42.2 | N |  |  | N | Electric Utility | 1 | X | WAT
Conventional Hydroelectric.WAT | hydro | TRUE | 19400 | USACE Northwestern Division | 3926 | Little Goose | WA | Columbia | 1 | Conventional Hydroelectric | HY |  | S | 135 | 0.95 | 135 | 135 | 51.3 | N |  |  | N | Electric Utility | 1 | X | WAT
Conventional Hydroelectric.WAT | hydro | TRUE | 19400 | USACE Northwestern Division | 3926 | Little Goose | WA | Columbia | 2 | Conventional Hydroelectric | HY |  | S | 135 | 0.95 | 135 | 135 | 51.3 | N |  |  | N | Electric Utility | 1 | X | WAT
Conventional Hydroelectric.WAT | hydro | TRUE | 19400 | USACE Northwestern Division | 3926 | Little Goose | WA | Columbia | 3 | Conventional Hydroelectric | HY |  | S | 135 | 0.95 | 135 | 135 | 51.3 | N |  |  | N | Electric Utility | 1 | X | WAT
Conventional Hydroelectric.WAT | hydro | TRUE | 19400 | USACE Northwestern Division | 3926 | Little Goose | WA | Columbia | 4 | Conventional Hydroelectric | HY |  | S | 135 | 0.95 | 135 | 135 | 59.7 | N |  |  | N | Electric Utility | 1 | X | WAT
Conventional Hydroelectric.WAT | hydro | TRUE | 19400 | USACE Northwestern Division | 3926 | Little Goose | WA | Columbia | 5 | Conventional Hydroelectric | HY |  | S | 135 | 0.95 | 135 | 135 | 59.7 | N |  |  | N | Electric Utility | 1 | X | WAT
Conventional Hydroelectric.WAT | hydro | TRUE | 19400 | USACE Northwestern Division | 3926 | Little Goose | WA | Columbia | 6 | Conventional Hydroelectric | HY |  | S | 135 | 0.95 | 135 | 135 | 59.7 | N |  |  | N | Electric Utility | 1 | X | WAT
Conventional Hydroelectric.WAT | hydro | TRUE | 19400 | USACE Northwestern Division | 3927 | Lower Monumental | WA | Walla Walla | 1 | Conventional Hydroelectric | HY |  | S | 135 | 0.95 | 135 | 135 | 53.8 | N |  |  | N | Electric Utility | 1 | X | WAT
Conventional Hydroelectric.WAT | hydro | TRUE | 19400 | USACE Northwestern Division | 3927 | Lower Monumental | WA | Walla Walla | 2 | Conventional Hydroelectric | HY |  | S | 135 | 0.95 | 135 | 135 | 53.8 | N |  |  | N | Electric Utility | 1 | X | WAT
Conventional Hydroelectric.WAT | hydro | TRUE | 19400 | USACE Northwestern Division | 3927 | Lower Monumental | WA | Walla Walla | 3 | Conventional Hydroelectric | HY |  | S | 135 | 0.95 | 135 | 135 | 53.8 | N |  |  | N | Electric Utility | 1 | X | WAT
Conventional Hydroelectric.WAT | hydro | TRUE | 19400 | USACE Northwestern Division | 3927 | Lower Monumental | WA | Walla Walla | 4 | Conventional Hydroelectric | HY |  | S | 135 | 0.95 | 135 | 135 | 63.3 | N |  |  | N | Electric Utility | 1 | X | WAT
Conventional Hydroelectric.WAT | hydro | TRUE | 19400 | USACE Northwestern Division | 3927 | Lower Monumental | WA | Walla Walla | 5 | Conventional Hydroelectric | HY |  | S | 135 | 0.95 | 115 | 115 | 63.3 | N |  |  | N | Electric Utility | 1 | X | WAT
Conventional Hydroelectric.WAT | hydro | TRUE | 19400 | USACE Northwestern Division | 3927 | Lower Monumental | WA | Walla Walla | 6 | Conventional Hydroelectric | HY |  | S | 135 | 0.95 | 135 | 135 | 63.3 | N |  |  | N | Electric Utility | 1 | X | WAT
Conventional Hydroelectric.WAT | hydro | TRUE | 20160 | Energy Northwest | 3929 | Packwood | WA | Lewis | 1 | Conventional Hydroelectric | HY |  | S | 27.5 | 0.95 | 26 | 26 | 3 | N |  |  | N | Electric Utility | 1 | X | WAT
Conventional Steam Coal.BIT | hard coal | TRUE | 733 | Appalachian Power Co | 3935 | John E Amos | WV | Putnam | 1 | Conventional Steam Coal | ST |  | S | 816.3 | 0.9 | 800 | 800 | 300 | N |  |  | N | Electric Utility | 1 | X | BIT
Conventional Steam Coal.BIT | hard coal | TRUE | 733 | Appalachian Power Co | 3935 | John E Amos | WV | Putnam | 2 | Conventional Steam Coal | ST |  | S | 816.3 | 0.9 | 800 | 800 | 300 | N |  |  | N | Electric Utility | 1 | X | BIT
Conventional Steam Coal.BIT | hard coal | TRUE | 733 | Appalachian Power Co | 3935 | John E Amos | WV | Putnam | 3 | Conventional Steam Coal | ST |  | S | 1300 | 0.9 | 1300 | 1299 | 600 | N |  |  | N | Electric Utility | 1 | X | BIT
Conventional Steam Coal.BIT | hard coal | TRUE | 12796 | Monongahela Power Co | 3943 | FirstEnergy Fort Martin Power Station | WV | Monongalia | 1 | Conventional Steam Coal | ST |  | S | 576 | 0.9 | 552 | 552 | 220 | N |  |  | N | Electric Utility | 1 | X | BIT | DFO
Conventional Steam Coal.BIT | hard coal | TRUE | 12796 | Monongahela Power Co | 3943 | FirstEnergy Fort Martin Power Station | WV | Monongalia | 2 | Conventional Steam Coal | ST |  | S | 576 | 0.9 | 546 | 546 | 220 | N |  |  | N | Electric Utility | 1 | X | BIT | DFO
Conventional Steam Coal.RC | hard coal | TRUE | 12796 | Monongahela Power Co | 3944 | FirstEnergy Harrison Power Station | WV | Harrison | 1 | Conventional Steam Coal | ST |  | S | 684 | 0.92 | 652 | 662 | 375 | N |  |  | N | Electric Utility | 1 | X | RC | NG
Conventional Steam Coal.RC | hard coal | TRUE | 12796 | Monongahela Power Co | 3944 | FirstEnergy Harrison Power Station | WV | Harrison | 2 | Conventional Steam Coal | ST |  | S | 684 | 0.92 | 651 | 661 | 375 | N |  |  | N | Electric Utility | 1 | X | RC | NG
Conventional Steam Coal.RC | hard coal | TRUE | 12796 | Monongahela Power Co | 3944 | FirstEnergy Harrison Power Station | WV | Harrison | 3 | Conventional Steam Coal | ST |  | S | 684 | 0.92 | 651 | 661 | 375 | N |  |  | N | Electric Utility | 1 | X | RC | NG
Conventional Steam Coal.BIT | hard coal | TRUE | 22053 | Kentucky Power Co | 3948 | Mitchell (WV) | WV | Marshall | 1 | Conventional Steam Coal | ST |  | J | 816.3 | 0.9 | 770 | 770 | 370 | N |  |  | N | Electric Utility | 1 | X | BIT
Conventional Steam Coal.BIT | hard coal | TRUE | 22053 | Kentucky Power Co | 3948 | Mitchell (WV) | WV | Marshall | 2 | Conventional Steam Coal | ST |  | J | 816.3 | 0.9 | 790 | 790 | 410 | N |  |  | N | Electric Utility | 1 | X | BIT
Conventional Steam Coal.BIT | hard coal | TRUE | 19876 | Virginia Electric & Power Co | 3954 | Mt Storm | WV | Grant | 1 | Conventional Steam Coal | ST |  | S | 570.2 | 0.9 | 554 | 569 | 265 | N |  |  | N | Electric Utility | 1 | X | BIT | DFO
Conventional Steam Coal.BIT | hard coal | TRUE | 19876 | Virginia Electric & Power Co | 3954 | Mt Storm | WV | Grant | 2 | Conventional Steam Coal | ST |  | S | 570.2 | 0.9 | 555 | 570 | 265 | N |  |  | N | Electric Utility | 1 | X | BIT | DFO
Conventional Steam Coal.BIT | hard coal | TRUE | 19876 | Virginia Electric & Power Co | 3954 | Mt Storm | WV | Grant | 3 | Conventional Steam Coal | ST |  | S | 522 | 0.9 | 520 | 537 | 300 | N |  |  | N | Electric Utility | 1 | X | BIT | DFO | WO
Petroleum Liquids.JF | petroleum | TRUE | 19876 | Virginia Electric & Power Co | 3954 | Mt Storm | WV | Grant | JF1 | Petroleum Liquids | GT |  | S | 18.5 | 0.85 | 11 | 15 | 5 | N |  |  | N | Electric Utility | 1 | X | JF
Conventional Hydroelectric.WAT | hydro | TRUE | 4247 | Consolidated Water Power Co | 3971 | Biron | WI | Wood | 1 | Conventional Hydroelectric | HY |  | S | 1.4 | 1 | 1.3 | 1.3 | 1.3 | N |  |  | N | Electric Utility | 1 | X | WAT
Conventional Hydroelectric.WAT | hydro | TRUE | 4247 | Consolidated Water Power Co | 3971 | Biron | WI | Wood | 2 | Conventional Hydroelectric | HY |  | S | 1.4 | 1 | 1.3 | 1.3 | 1.3 | N |  |  | N | Electric Utility | 1 | X | WAT
Conventional Hydroelectric.WAT | hydro | TRUE | 4247 | Consolidated Water Power Co | 3971 | Biron | WI | Wood | 3 | Conventional Hydroelectric | HY |  | S | 0.4 | 0.8 | 0.4 | 0.4 | 0.4 | N |  |  | N | Electric Utility | 1 | X | WAT
Conventional Hydroelectric.WAT | hydro | TRUE | 4247 | Consolidated Water Power Co | 3971 | Biron | WI | Wood | 4 | Conventional Hydroelectric | HY |  | S | 0.4 | 0.8 | 0.4 | 0.4 | 0.4 | N |  |  | N | Electric Utility | 1 | X | WAT
Conventional Hydroelectric.WAT | hydro | TRUE | 4247 | Consolidated Water Power Co | 3971 | Biron | WI | Wood | 5 | Conventional Hydroelectric | HY |  | S | 0.4 | 0.8 | 0.4 | 0.4 | 0.4 | N |  |  | N | Electric Utility | 1 | X | WAT
Conventional Hydroelectric.WAT | hydro | TRUE | 4247 | Consolidated Water Power Co | 3971 | Biron | WI | Wood | 6 | Conventional Hydroelectric | HY |  | S | 0.4 | 0.8 | 0.4 | 0.4 | 0.4 | N |  |  | N | Electric Utility | 1 | X | WAT
Conventional Hydroelectric.WAT | hydro | TRUE | 4247 | Consolidated Water Power Co | 3971 | Biron | WI | Wood | 7 | Conventional Hydroelectric | HY |  | S | 0.4 | 0.8 | 0.4 | 0.4 | 0.4 | N |  |  | N | Electric Utility | 1 | X | WAT
Conventional Hydroelectric.WAT | hydro | TRUE | 4247 | Consolidated Water Power Co | 3971 | Biron | WI | Wood | 9 | Conventional Hydroelectric | HY |  | S | 0.8 | 0.8 | 0.8 | 0.8 | 0.8 | N |  |  | N | Electric Utility | 1 | X | WAT
Conventional Hydroelectric.WAT | hydro | TRUE | 4247 | Consolidated Water Power Co | 3972 | Du Bay | WI | Portage | 1 | Conventional Hydroelectric | HY |  | S | 1.2 | 0.9 | 1.2 | 1.2 | 1.2 | N |  |  | N | Electric Utility | 1 | X | WAT
Conventional Hydroelectric.WAT | hydro | TRUE | 4247 | Consolidated Water Power Co | 3972 | Du Bay | WI | Portage | 2 | Conventional Hydroelectric | HY |  | S | 2 | 1 | 2 | 2 | 2 | N |  |  | N | Electric Utility | 1 | X | WAT
Conventional Hydroelectric.WAT | hydro | TRUE | 4247 | Consolidated Water Power Co | 3972 | Du Bay | WI | Portage | 3 | Conventional Hydroelectric | HY |  | S | 2 | 1 | 2 | 2 | 2 | N |  |  | N | Electric Utility | 1 | X | WAT
Conventional Hydroelectric.WAT | hydro | TRUE | 4247 | Consolidated Water Power Co | 3972 | Du Bay | WI | Portage | 4 | Conventional Hydroelectric | HY |  | S | 2 | 1 | 2 | 2 | 2 | N |  |  | N | Electric Utility | 1 | X | WAT
Conventional Hydroelectric.WAT | hydro | TRUE | 4247 | Consolidated Water Power Co | 3973 | Stevens Point | WI | Portage | 1 | Conventional Hydroelectric | HY |  | S | 0.8 | 0.8 | 0.8 | 0.8 | 0.8 | N |  |  | N | Electric Utility | 1 | X | WAT
Conventional Hydroelectric.WAT | hydro | TRUE | 4247 | Consolidated Water Power Co | 3973 | Stevens Point | WI | Portage | 2 | Conventional Hydroelectric | HY |  | S | 0.8 | 0.8 | 0.8 | 0.8 | 0.8 | N |  |  | N | Electric Utility | 1 | X | WAT
Conventional Hydroelectric.WAT | hydro | TRUE | 4247 | Consolidated Water Power Co | 3973 | Stevens Point | WI | Portage | 3 | Conventional Hydroelectric | HY |  | S | 0.8 | 0.8 | 0.8 | 0.8 | 0.8 | N |  |  | N | Electric Utility | 1 | X | WAT
Conventional Hydroelectric.WAT | hydro | TRUE | 4247 | Consolidated Water Power Co | 3973 | Stevens Point | WI | Portage | 4 | Conventional Hydroelectric | HY |  | S | 0.8 | 0.8 | 0.8 | 0.8 | 0.8 | N |  |  | N | Electric Utility | 1 | X | WAT
Conventional Hydroelectric.WAT | hydro | TRUE | 4247 | Consolidated Water Power Co | 3973 | Stevens Point | WI | Portage | 5 | Conventional Hydroelectric | HY |  | S | 0.8 | 0.8 | 0.8 | 0.8 | 0.8 | N |  |  | N | Electric Utility | 1 | X | WAT
Conventional Hydroelectric.WAT | hydro | TRUE | 4247 | Consolidated Water Power Co | 3973 | Stevens Point | WI | Portage | 6 | Conventional Hydroelectric | HY |  | S | 0.8 | 0.8 | 0.8 | 0.8 | 0.8 | N |  |  | N | Electric Utility | 1 | X | WAT
Conventional Hydroelectric.WAT | hydro | TRUE | 4247 | Consolidated Water Power Co | 3974 | Wisconsin Rapids | WI | Wood | 1 | Conventional Hydroelectric | HY |  | S | 2.3 | 1 | 2.3 | 2.3 | 1.5 | N |  |  | N | Electric Utility | 1 | X | WAT
Conventional Hydroelectric.WAT | hydro | TRUE | 4247 | Consolidated Water Power Co | 3974 | Wisconsin Rapids | WI | Wood | 10 | Conventional Hydroelectric | HY |  | S | 0.6 | 0.8 | 0.6 | 0.6 | 0.6 | N |  |  | N | Electric Utility | 1 | X | WAT
Conventional Hydroelectric.WAT | hydro | TRUE | 4247 | Consolidated Water Power Co | 3974 | Wisconsin Rapids | WI | Wood | 2 | Conventional Hydroelectric | HY |  | S | 2.3 | 1 | 2.3 | 2.3 | 1.5 | N |  |  | N | Electric Utility | 1 | X | WAT
Conventional Hydroelectric.WAT | hydro | TRUE | 4247 | Consolidated Water Power Co | 3974 | Wisconsin Rapids | WI | Wood | 3 | Conventional Hydroelectric | HY |  | S | 0.6 | 0.8 | 0.6 | 0.6 | 0.6 | N |  |  | N | Electric Utility | 1 | X | WAT
Conventional Hydroelectric.WAT | hydro | TRUE | 4247 | Consolidated Water Power Co | 3974 | Wisconsin Rapids | WI | Wood | 4 | Conventional Hydroelectric | HY |  | S | 0.6 | 0.8 | 0.6 | 0.6 | 0.6 | N |  |  | N | Electric Utility | 1 | X | WAT
Conventional Hydroelectric.WAT | hydro | TRUE | 4247 | Consolidated Water Power Co | 3974 | Wisconsin Rapids | WI | Wood | 5 | Conventional Hydroelectric | HY |  | S | 0.6 | 0.8 | 0.6 | 0.6 | 0.6 | N |  |  | N | Electric Utility | 1 | X | WAT
Conventional Hydroelectric.WAT | hydro | TRUE | 4247 | Consolidated Water Power Co | 3974 | Wisconsin Rapids | WI | Wood | 6 | Conventional Hydroelectric | HY |  | S | 0.3 | 0.8 | 0.3 | 0.3 | 0.3 | N |  |  | N | Electric Utility | 1 | X | WAT
Conventional Hydroelectric.WAT | hydro | TRUE | 4247 | Consolidated Water Power Co | 3974 | Wisconsin Rapids | WI | Wood | 7 | Conventional Hydroelectric | HY |  | S | 0.6 | 0.8 | 0.6 | 0.6 | 0.6 | N |  |  | N | Electric Utility | 1 | X | WAT
Conventional Hydroelectric.WAT | hydro | TRUE | 4247 | Consolidated Water Power Co | 3974 | Wisconsin Rapids | WI | Wood | 8 | Conventional Hydroelectric | HY |  | S | 0.3 | 0.8 | 0.3 | 0.3 | 0.3 | N |  |  | N | Electric Utility | 1 | X | WAT
Conventional Hydroelectric.WAT | hydro | TRUE | 4247 | Consolidated Water Power Co | 3974 | Wisconsin Rapids | WI | Wood | 9 | Conventional Hydroelectric | HY |  | S | 0.6 | 0.8 | 0.6 | 0.6 | 0.6 | N |  |  | N | Electric Utility | 1 | X | WAT
Conventional Hydroelectric.WAT | hydro | TRUE | 4247 | Consolidated Water Power Co | 3975 | Whiting | WI | Portage | 1 | Conventional Hydroelectric | HY |  | S | 1.2 | 1 | 1.2 | 1.2 | 1 | N |  |  | N | Electric Utility | 1 | X | WAT
Conventional Hydroelectric.WAT | hydro | TRUE | 4247 | Consolidated Water Power Co | 3975 | Whiting | WI | Portage | 10 | Conventional Hydroelectric | HY |  | S | 0.3 | 0.8 | 0.3 | 0.3 | 0.3 | N |  |  | N | Electric Utility | 1 | X | WAT
Conventional Hydroelectric.WAT | hydro | TRUE | 4247 | Consolidated Water Power Co | 3975 | Whiting | WI | Portage | 2 | Conventional Hydroelectric | HY |  | S | 0.5 | 0.8 | 0.5 | 0.5 | 0.5 | N |  |  | N | Electric Utility | 1 | X | WAT
Conventional Hydroelectric.WAT | hydro | TRUE | 4247 | Consolidated Water Power Co | 3975 | Whiting | WI | Portage | 3 | Conventional Hydroelectric | HY |  | S | 0.5 | 0.8 | 0.5 | 0.5 | 0.5 | N |  |  | N | Electric Utility | 1 | X | WAT
Conventional Hydroelectric.WAT | hydro | TRUE | 4247 | Consolidated Water Power Co | 3975 | Whiting | WI | Portage | 4 | Conventional Hydroelectric | HY |  | S | 0.5 | 0.8 | 0.5 | 0.5 | 0.5 | N |  |  | N | Electric Utility | 1 | X | WAT
Conventional Hydroelectric.WAT | hydro | TRUE | 4247 | Consolidated Water Power Co | 3975 | Whiting | WI | Portage | 5 | Conventional Hydroelectric | HY |  | S | 0.5 | 0.8 | 0.5 | 0.5 | 0.5 | N |  |  | N | Electric Utility | 1 | X | WAT
Conventional Hydroelectric.WAT | hydro | TRUE | 4247 | Consolidated Water Power Co | 3975 | Whiting | WI | Portage | 6 | Conventional Hydroelectric | HY |  | S | 0.5 | 0.8 | 0.5 | 0.5 | 0.5 | N |  |  | N | Electric Utility | 1 | X | WAT
Conventional Hydroelectric.WAT | hydro | TRUE | 4247 | Consolidated Water Power Co | 3975 | Whiting | WI | Portage | 7 | Conventional Hydroelectric | HY |  | S | 0.5 | 0.8 | 0.5 | 0.5 | 0.5 | N |  |  | N | Electric Utility | 1 | X | WAT
Conventional Hydroelectric.WAT | hydro | TRUE | 4247 | Consolidated Water Power Co | 3975 | Whiting | WI | Portage | 8 | Conventional Hydroelectric | HY |  | S | 0.3 | 0.8 | 0.3 | 0.3 | 0.3 | N |  |  | N | Electric Utility | 1 | X | WAT
Conventional Hydroelectric.WAT | hydro | TRUE | 4247 | Consolidated Water Power Co | 3975 | Whiting | WI | Portage | 9 | Conventional Hydroelectric | HY |  | S | 0.3 | 0.8 | 0.3 | 0.3 | 0.3 | N |  |  | N | Electric Utility | 1 | X | WAT
Petroleum Liquids.DFO | petroleum | TRUE | 4715 | Dahlberg Light & Power Co | 3976 | Gordon | WI | Douglas | 3 | Petroleum Liquids | IC |  | S | 0.7 | 0.8 | 0.7 | 0.7 | 0.7 | N |  |  | N | Electric Utility | 1 | X | DFO
Petroleum Liquids.DFO | petroleum | TRUE | 4715 | Dahlberg Light & Power Co | 3976 | Gordon | WI | Douglas | 4 | Petroleum Liquids | IC |  | S | 0.7 | 0.8 | 0.7 | 0.7 | 0.7 | N |  |  | N | Electric Utility | 1 | X | DFO
Petroleum Liquids.DFO | petroleum | TRUE | 4715 | Dahlberg Light & Power Co | 3976 | Gordon | WI | Douglas | 5 | Petroleum Liquids | IC |  | S | 2.8 | 0.8 | 0.7 | 0.7 | 0.7 | N |  |  | N | Electric Utility | 1 | X | DFO
Petroleum Liquids.DFO | petroleum | TRUE | 4715 | Dahlberg Light & Power Co | 3976 | Gordon | WI | Douglas | 6 | Petroleum Liquids | IC |  | S | 2.8 | 0.8 | 0.7 | 0.7 | 0.7 | N |  |  | N | Electric Utility | 1 | X | DFO
Wood/Wood Waste Biomass.WDS | biomass | TRUE | 13781 | Northern States Power Co - Minnesota | 3982 | Bay Front | WI | Ashland | 5 | Wood/Wood Waste Biomass | ST |  | S | 20 | 0.87 | 18 | 18 | 11 | N |  |  | N | Electric Utility | 1 | X | WDS | TDF | NG
Natural Gas Steam Turbine.NG | natural gas steam turbine | TRUE | 13781 | Northern States Power Co - Minnesota | 3982 | Bay Front | WI | Ashland | 6 | Natural Gas Steam Turbine | ST |  | S | 27.2 | 0.85 | 23 | 23 | 15 | N |  |  | N | Electric Utility | 1 | X | NG
Conventional Hydroelectric.WAT | hydro | TRUE | 13781 | Northern States Power Co - Minnesota | 3983 | Big Falls | WI | Rusk | 1 | Conventional Hydroelectric | HY |  | S | 2.6 | 0.8 | 1.1 | 1 | 0.7 | N |  |  | N | Electric Utility | 1 | X | WAT
Conventional Hydroelectric.WAT | hydro | TRUE | 13781 | Northern States Power Co - Minnesota | 3983 | Big Falls | WI | Rusk | 2 | Conventional Hydroelectric | HY |  | S | 2.6 | 0.8 | 1.1 | 1 | 0.7 | N |  |  | N | Electric Utility | 1 | X | WAT
Conventional Hydroelectric.WAT | hydro | TRUE | 13781 | Northern States Power Co - Minnesota | 3983 | Big Falls | WI | Rusk | 3 | Conventional Hydroelectric | HY |  | S | 2.5 | 0.8 | 1.1 | 1 | 0.6 | N |  |  | N | Electric Utility | 1 | X | WAT
Conventional Hydroelectric.WAT | hydro | TRUE | 13781 | Northern States Power Co - Minnesota | 3986 | Ladysmith Dam | WI | Rusk | 1 | Conventional Hydroelectric | HY |  | S | 0.9 | 0.9 | 0.3 | 0.3 | 0.2 | N |  |  | N | Electric Utility | 1 | X | WAT
Conventional Hydroelectric.WAT | hydro | TRUE | 13781 | Northern States Power Co - Minnesota | 3986 | Ladysmith Dam | WI | Rusk | 2 | Conventional Hydroelectric | HY |  | S | 0.9 | 0.9 | 0.3 | 0.2 | 0.2 | N |  |  | N | Electric Utility | 1 | X | WAT
Conventional Hydroelectric.WAT | hydro | TRUE | 13781 | Northern States Power Co - Minnesota | 3986 | Ladysmith Dam | WI | Rusk | 3 | Conventional Hydroelectric | HY |  | S | 1.6 | 0.8 | 0.4 | 0.3 | 0.4 | N |  |  | N | Electric Utility | 1 | X | WAT
Conventional Hydroelectric.WAT | hydro | TRUE | 13781 | Northern States Power Co - Minnesota | 3988 | Thornapple | WI | Rusk | 1 | Conventional Hydroelectric | HY |  | S | 0.7 | 0.8 | 0.4 | 0.4 | 0.2 | N |  |  | N | Electric Utility | 1 | X | WAT
Conventional Hydroelectric.WAT | hydro | TRUE | 13781 | Northern States Power Co - Minnesota | 3988 | Thornapple | WI | Rusk | 2 | Conventional Hydroelectric | HY |  | S | 0.7 | 0.8 | 0.4 | 0.4 | 0.2 | N |  |  | N | Electric Utility | 1 | X | WAT
Conventional Hydroelectric.WAT | hydro | TRUE | 13781 | Northern States Power Co - Minnesota | 3989 | White River (WI) | WI | Ashland | 1 | Conventional Hydroelectric | HY |  | S | 0.5 | 1 | 0.2 | 0.2 | 0.1 | N | 7 | 2025 | N | Electric Utility | 1 | X | WAT
Conventional Hydroelectric.WAT | hydro | TRUE | 13781 | Northern States Power Co - Minnesota | 3989 | White River (WI) | WI | Ashland | 2 | Conventional Hydroelectric | HY |  | S | 0.5 | 1 | 0.2 | 0.2 | 0.1 | N | 7 | 2025 | N | Electric Utility | 1 | X | WAT
Natural Gas Fired Combustion Turbine.NG | natural gas peaker | TRUE | 11479 | Madison Gas & Electric Co | 3991 | Fitchburg | WI | Dane | 1 | Natural Gas Fired Combustion Turbine | GT |  | S | 28.8 | 0.85 | 15.3 | 15.3 | 3 | N |  |  | N | Electric Utility | 1 | X | NG
Natural Gas Fired Combustion Turbine.NG | natural gas peaker | TRUE | 11479 | Madison Gas & Electric Co | 3991 | Fitchburg | WI | Dane | 2 | Natural Gas Fired Combustion Turbine | GT |  | S | 28.8 | 0.85 | 15.8 | 15.8 | 3 | N |  |  | N | Electric Utility | 1 | X | NG
Natural Gas Steam Turbine.NG | natural gas steam turbine | TRUE | 11479 | Madison Gas & Electric Co | 3992 | Blount Street | WI | Dane | 6 | Natural Gas Steam Turbine | ST |  | S | 50 | 0.85 | 47.2 | 47.2 | 5 | N |  |  | N | Electric Utility | 1 | X | NG
Natural Gas Steam Turbine.NG | natural gas steam turbine | TRUE | 11479 | Madison Gas & Electric Co | 3992 | Blount Street | WI | Dane | 7 | Natural Gas Steam Turbine | ST |  | S | 50 | 0.85 | 47.9 | 47.9 | 5 | N |  |  | N | Electric Utility | 1 | X | NG
Natural Gas Fired Combustion Turbine.NG | natural gas peaker | TRUE | 11479 | Madison Gas & Electric Co | 3993 | Sycamore (WI) | WI | Dane | 1 | Natural Gas Fired Combustion Turbine | GT |  | S | 18 | 0.85 | 12.2 | 12.2 | 3 | N |  |  | N | Electric Utility | 1 | X | NG
Natural Gas Fired Combustion Turbine.NG | natural gas peaker | TRUE | 11479 | Madison Gas & Electric Co | 3993 | Sycamore (WI) | WI | Dane | 2 | Natural Gas Fired Combustion Turbine | GT |  | S | 23.6 | 0.85 | 17.4 | 17.4 | 3 | N |  |  | N | Electric Utility | 1 | X | NG
Conventional Hydroelectric.WAT | hydro | TRUE | 58149 | Renewable World Energies LLC | 3995 | Arpin Dam | WI | Sawyer | 1 | Conventional Hydroelectric | HY |  | S | 0.6 | 0.8 | 0.6 | 0.6 | 0 | N |  |  | N | IPP Non-CHP | 2 | X | WAT
Conventional Hydroelectric.WAT | hydro | TRUE | 58149 | Renewable World Energies LLC | 3995 | Arpin Dam | WI | Sawyer | 2 | Conventional Hydroelectric | HY |  | S | 0.6 | 0.8 | 0.6 | 0.6 | 0 | N |  |  | N | IPP Non-CHP | 2 | X | WAT
Conventional Hydroelectric.WAT | hydro | TRUE | 58149 | Renewable World Energies LLC | 3995 | Arpin Dam | WI | Sawyer | 3 | Conventional Hydroelectric | HY |  | S | 0.2 | 0.8 | 0.2 | 0.2 | 0 | N |  |  | N | IPP Non-CHP | 2 | X | WAT
Conventional Hydroelectric.WAT | hydro | TRUE | 13781 | Northern States Power Co - Minnesota | 3998 | Cedar Falls (WI) | WI | Dunn | 1 | Conventional Hydroelectric | HY |  | S | 2 | 0.8 | 1.3 | 1.2 | 1.2 | N |  |  | N | Electric Utility | 1 | X | WAT
Conventional Hydroelectric.WAT | hydro | TRUE | 13781 | Northern States Power Co - Minnesota | 3998 | Cedar Falls (WI) | WI | Dunn | 2 | Conventional Hydroelectric | HY |  | S | 2 | 0.8 | 1.1 | 1.1 | 1.1 | N |  |  | N | Electric Utility | 1 | X | WAT
Conventional Hydroelectric.WAT | hydro | TRUE | 13781 | Northern States Power Co - Minnesota | 3998 | Cedar Falls (WI) | WI | Dunn | 3 | Conventional Hydroelectric | HY |  | S | 2 | 0.8 | 1.2 | 1.1 | 1.1 | N |  |  | N | Electric Utility | 1 | X | WAT
Conventional Hydroelectric.WAT | hydro | TRUE | 13781 | Northern States Power Co - Minnesota | 4000 | Chippewa Falls | WI | Chippewa | 1 | Conventional Hydroelectric | HY |  | S | 3.6 | 0.8 | 1.9 | 1.9 | 0.9 | N |  |  | N | Electric Utility | 1 | X | WAT
Conventional Hydroelectric.WAT | hydro | TRUE | 13781 | Northern States Power Co - Minnesota | 4000 | Chippewa Falls | WI | Chippewa | 2 | Conventional Hydroelectric | HY |  | S | 3.6 | 0.8 | 2.1 | 2.1 | 0.9 | N |  |  | N | Electric Utility | 1 | X | WAT
Conventional Hydroelectric.WAT | hydro | TRUE | 13781 | Northern States Power Co - Minnesota | 4000 | Chippewa Falls | WI | Chippewa | 3 | Conventional Hydroelectric | HY |  | S | 3.6 | 0.8 | 2 | 2 | 0.9 | N |  |  | N | Electric Utility | 1 | X | WAT
Conventional Hydroelectric.WAT | hydro | TRUE | 13781 | Northern States Power Co - Minnesota | 4000 | Chippewa Falls | WI | Chippewa | 4 | Conventional Hydroelectric | HY |  | S | 3.6 | 0.8 | 2 | 2 | 0.9 | N |  |  | N | Electric Utility | 1 | X | WAT
Conventional Hydroelectric.WAT | hydro | TRUE | 13781 | Northern States Power Co - Minnesota | 4000 | Chippewa Falls | WI | Chippewa | 5 | Conventional Hydroelectric | HY |  | S | 3.6 | 0.8 | 2 | 2 | 0.9 | N |  |  | N | Electric Utility | 1 | X | WAT
Conventional Hydroelectric.WAT | hydro | TRUE | 13781 | Northern States Power Co - Minnesota | 4000 | Chippewa Falls | WI | Chippewa | 6 | Conventional Hydroelectric | HY |  | S | 3.6 | 0.8 | 2.1 | 2.1 | 0.9 | N |  |  | N | Electric Utility | 1 | X | WAT
Conventional Hydroelectric.WAT | hydro | TRUE | 13781 | Northern States Power Co - Minnesota | 4002 | Dells | WI | Eau Claire | 1 | Conventional Hydroelectric | HY |  | S | 2.9 | 0.9 | 1.9 | 1.9 | 0.7 | N |  |  | N | Electric Utility | 1 | X | WAT
Conventional Hydroelectric.WAT | hydro | TRUE | 13781 | Northern States Power Co - Minnesota | 4002 | Dells | WI | Eau Claire | 2 | Conventional Hydroelectric | HY |  | S | 2.6 | 0.85 | 1.5 | 1.5 | 0.7 | N |  |  | N | Electric Utility | 1 | X | WAT
Conventional Hydroelectric.WAT | hydro | TRUE | 13781 | Northern States Power Co - Minnesota | 4002 | Dells | WI | Eau Claire | 3 | Conventional Hydroelectric | HY |  | S | 2.6 | 0.85 | 1.5 | 1.5 | 0.7 | N |  |  | N | Electric Utility | 1 | X | WAT
Conventional Hydroelectric.WAT | hydro | TRUE | 13781 | Northern States Power Co - Minnesota | 4002 | Dells | WI | Eau Claire | 4 | Conventional Hydroelectric | HY |  | S | 2.6 | 0.85 | 1.5 | 1.5 | 0.7 | N |  |  | N | Electric Utility | 1 | X | WAT
Conventional Hydroelectric.WAT | hydro | TRUE | 13781 | Northern States Power Co - Minnesota | 4002 | Dells | WI | Eau Claire | 5 | Conventional Hydroelectric | HY |  | S | 1.6 | 0.8 | 0.9 | 0.9 | 0.4 | N |  |  | N | Electric Utility | 1 | X | WAT
Wood/Wood Waste Biomass.WDS | biomass | TRUE | 13781 | Northern States Power Co - Minnesota | 4005 | French Island | WI | La Crosse | 1 | Wood/Wood Waste Biomass | ST |  | S | 15.2 | 0.87 | 9 | 9 | 6 | N | 6 | 2030 | N | Electric Utility | 1 | X | WDS | MSW | NG
Wood/Wood Waste Biomass.WDS | biomass | TRUE | 13781 | Northern States Power Co - Minnesota | 4005 | French Island | WI | La Crosse | 2 | Wood/Wood Waste Biomass | ST |  | S | 15.2 | 0.87 | 7 | 7 | 6 | N | 6 | 2030 | N | Electric Utility | 1 | X | WDS | MSW | NG
Petroleum Liquids.DFO | petroleum | TRUE | 13781 | Northern States Power Co - Minnesota | 4005 | French Island | WI | La Crosse | 3 | Petroleum Liquids | GT |  | S | 78.8 | 0.9 | 61 | 81 | 22 | N | 6 | 2030 | N | Electric Utility | 1 | X | DFO
Petroleum Liquids.DFO | petroleum | TRUE | 13781 | Northern States Power Co - Minnesota | 4005 | French Island | WI | La Crosse | 4 | Petroleum Liquids | GT |  | S | 78.8 | 0.9 | 58 | 78 | 22 | N | 6 | 2030 | N | Electric Utility | 1 | X | DFO
Conventional Hydroelectric.WAT | hydro | TRUE | 13781 | Northern States Power Co - Minnesota | 4007 | Holcombe | WI | Chippewa | 1 | Conventional Hydroelectric | HY |  | S | 11.3 | 0.9 | 7.3 | 7.3 | 2.8 | N |  |  | N | Electric Utility | 1 | X | WAT
Conventional Hydroelectric.WAT | hydro | TRUE | 13781 | Northern States Power Co - Minnesota | 4007 | Holcombe | WI | Chippewa | 2 | Conventional Hydroelectric | HY |  | S | 11.3 | 0.9 | 7.3 | 7.3 | 2.8 | N |  |  | N | Electric Utility | 1 | X | WAT
Conventional Hydroelectric.WAT | hydro | TRUE | 13781 | Northern States Power Co - Minnesota | 4007 | Holcombe | WI | Chippewa | 3 | Conventional Hydroelectric | HY |  | S | 11.3 | 0.9 | 7.3 | 7.3 | 2.8 | N |  |  | N | Electric Utility | 1 | X | WAT
Conventional Hydroelectric.WAT | hydro | TRUE | 13781 | Northern States Power Co - Minnesota | 4008 | Jim Falls | WI | Chippewa | 1 | Conventional Hydroelectric | HY |  | S | 29.6 | 0.93 | 12.3 | 12.3 | 7.4 | N |  |  | N | Electric Utility | 1 | X | WAT
Conventional Hydroelectric.WAT | hydro | TRUE | 13781 | Northern States Power Co - Minnesota | 4008 | Jim Falls | WI | Chippewa | 2 | Conventional Hydroelectric | HY |  | S | 29.6 | 0.93 | 12.5 | 12.5 | 7.4 | N |  |  | N | Electric Utility | 1 | X | WAT
Conventional Hydroelectric.WAT | hydro | TRUE | 13781 | Northern States Power Co - Minnesota | 4008 | Jim Falls | WI | Chippewa | 4 | Conventional Hydroelectric | HY |  | S | 0.6 | 1 | 0.2 | 0.2 | 0.2 | N |  |  | N | Electric Utility | 1 | X | WAT
Conventional Hydroelectric.WAT | hydro | TRUE | 13781 | Northern States Power Co - Minnesota | 4009 | Menomonie | WI | Dunn | 1 | Conventional Hydroelectric | HY |  | S | 2.7 | 0.9 | 1.1 | 1.2 | 0.7 | N |  |  | N | Electric Utility | 1 | X | WAT
Conventional Hydroelectric.WAT | hydro | TRUE | 13781 | Northern States Power Co - Minnesota | 4009 | Menomonie | WI | Dunn | 2 | Conventional Hydroelectric | HY |  | S | 2.7 | 0.9 | 1.1 | 1.2 | 0.6 | N |  |  | N | Electric Utility | 1 | X | WAT
Conventional Hydroelectric.WAT | hydro | TRUE | 13781 | Northern States Power Co - Minnesota | 4011 | St Croix Falls | WI | Polk | 1 | Conventional Hydroelectric | HY |  | S | 2.5 | 1 | 1.8 | 1.4 | 0.6 | N | 12 | 2027 | N | Electric Utility | 1 | X | WAT
Conventional Hydroelectric.WAT | hydro | TRUE | 13781 | Northern States Power Co - Minnesota | 4011 | St Croix Falls | WI | Polk | 2 | Conventional Hydroelectric | HY |  | S | 2.5 | 1 | 1.8 | 1.4 | 0.6 | N | 12 | 2027 | N | Electric Utility | 1 | X | WAT
Conventional Hydroelectric.WAT | hydro | TRUE | 13781 | Northern States Power Co - Minnesota | 4011 | St Croix Falls | WI | Polk | 3 | Conventional Hydroelectric | HY |  | S | 2.5 | 1 | 1.9 | 1.5 | 0.6 | N | 12 | 2027 | N | Electric Utility | 1 | X | WAT
Conventional Hydroelectric.WAT | hydro | TRUE | 13781 | Northern States Power Co - Minnesota | 4011 | St Croix Falls | WI | Polk | 4 | Conventional Hydroelectric | HY |  | S | 2.5 | 1 | 1.9 | 1.5 | 0.6 | N | 12 | 2027 | N | Electric Utility | 1 | X | WAT
Conventional Hydroelectric.WAT | hydro | TRUE | 13781 | Northern States Power Co - Minnesota | 4011 | St Croix Falls | WI | Polk | 5 | Conventional Hydroelectric | HY |  | S | 3.4 | 1 | 2 | 1.6 | 0.9 | N | 12 | 2027 | N | Electric Utility | 1 | X | WAT
Conventional Hydroelectric.WAT | hydro | TRUE | 13781 | Northern States Power Co - Minnesota | 4011 | St Croix Falls | WI | Polk | 6 | Conventional Hydroelectric | HY |  | S | 3.4 | 1 | 1.9 | 1.5 | 0.9 | N | 12 | 2027 | N | Electric Utility | 1 | X | WAT
Conventional Hydroelectric.WAT | hydro | TRUE | 13781 | Northern States Power Co - Minnesota | 4011 | St Croix Falls | WI | Polk | 7 | Conventional Hydroelectric | HY |  | S | 3.2 | 0.8 | 2 | 1.6 | 0.8 | N | 12 | 2027 | N | Electric Utility | 1 | X | WAT
Conventional Hydroelectric.WAT | hydro | TRUE | 13781 | Northern States Power Co - Minnesota | 4011 | St Croix Falls | WI | Polk | 8 | Conventional Hydroelectric | HY |  | S | 3.2 | 0.8 | 1.9 | 1.5 | 0.8 | N | 12 | 2027 | N | Electric Utility | 1 | X | WAT
Conventional Hydroelectric.WAT | hydro | TRUE | 13781 | Northern States Power Co - Minnesota | 4012 | Trego | WI | Washburn | 1 | Conventional Hydroelectric | HY |  | S | 0.7 | 0.8 | 0.4 | 0.4 | 0.2 | N | 11 | 2025 | N | Electric Utility | 1 | X | WAT
Conventional Hydroelectric.WAT | hydro | TRUE | 13781 | Northern States Power Co - Minnesota | 4012 | Trego | WI | Washburn | 2 | Conventional Hydroelectric | HY |  | S | 0.5 | 0.8 | 0.3 | 0.3 | 0.1 | N | 11 | 2025 | N | Electric Utility | 1 | X | WAT
Natural Gas Fired Combustion Turbine.NG | natural gas peaker | TRUE | 13781 | Northern States Power Co - Minnesota | 4014 | Wheaton | WI | Chippewa | 1 | Natural Gas Fired Combustion Turbine | GT |  | S | 48.5 | 0.85 | 44 | 56 | 10 | N | 12 | 2025 | N | Electric Utility | 1 | X | NG | DFO
Natural Gas Fired Combustion Turbine.NG | natural gas peaker | TRUE | 13781 | Northern States Power Co - Minnesota | 4014 | Wheaton | WI | Chippewa | 2 | Natural Gas Fired Combustion Turbine | GT |  | S | 48.5 | 0.85 | 51 | 66 | 10 | N | 12 | 2025 | N | Electric Utility | 1 | X | NG | DFO
Natural Gas Fired Combustion Turbine.NG | natural gas peaker | TRUE | 13781 | Northern States Power Co - Minnesota | 4014 | Wheaton | WI | Chippewa | 3 | Natural Gas Fired Combustion Turbine | GT |  | S | 48.5 | 0.85 | 44 | 56 | 10 | N | 12 | 2025 | N | Electric Utility | 1 | X | NG | DFO
Natural Gas Fired Combustion Turbine.NG | natural gas peaker | TRUE | 13781 | Northern States Power Co - Minnesota | 4014 | Wheaton | WI | Chippewa | 4 | Natural Gas Fired Combustion Turbine | GT |  | S | 48.5 | 0.85 | 47 | 61 | 10 | N | 12 | 2025 | N | Electric Utility | 1 | X | NG | DFO
Petroleum Liquids.DFO | petroleum | TRUE | 13781 | Northern States Power Co - Minnesota | 4014 | Wheaton | WI | Chippewa | 6 | Petroleum Liquids | GT |  | S | 53.1 | 0.85 | 48 | 70 | 25 | N | 12 | 2025 | N | Electric Utility | 1 | X | DFO
Conventional Hydroelectric.WAT | hydro | TRUE | 13781 | Northern States Power Co - Minnesota | 4015 | Wissota | WI | Chippewa | 1 | Conventional Hydroelectric | HY |  | S | 6 | 0.8 | 3 | 3 | 1.5 | N |  |  | N | Electric Utility | 1 | X | WAT
Conventional Hydroelectric.WAT | hydro | TRUE | 13781 | Northern States Power Co - Minnesota | 4015 | Wissota | WI | Chippewa | 2 | Conventional Hydroelectric | HY |  | S | 7.7 | 0.85 | 3.1 | 3.1 | 1.5 | N |  |  | N | Electric Utility | 1 | X | WAT
Conventional Hydroelectric.WAT | hydro | TRUE | 13781 | Northern States Power Co - Minnesota | 4015 | Wissota | WI | Chippewa | 3 | Conventional Hydroelectric | HY |  | S | 6 | 0.8 | 3 | 3 | 1.5 | N |  |  | N | Electric Utility | 1 | X | WAT
Conventional Hydroelectric.WAT | hydro | TRUE | 13781 | Northern States Power Co - Minnesota | 4015 | Wissota | WI | Chippewa | 4 | Conventional Hydroelectric | HY |  | S | 7.7 | 0.85 | 3 | 3 | 1.5 | N |  |  | N | Electric Utility | 1 | X | WAT
Conventional Hydroelectric.WAT | hydro | TRUE | 13781 | Northern States Power Co - Minnesota | 4015 | Wissota | WI | Chippewa | 5 | Conventional Hydroelectric | HY |  | S | 6 | 0.8 | 2.9 | 2.9 | 1.5 | N |  |  | N | Electric Utility | 1 | X | WAT
Conventional Hydroelectric.WAT | hydro | TRUE | 13781 | Northern States Power Co - Minnesota | 4015 | Wissota | WI | Chippewa | 6 | Conventional Hydroelectric | HY |  | S | 6 | 0.8 | 3 | 3 | 1.5 | N |  |  | N | Electric Utility | 1 | X | WAT
Conventional Hydroelectric.WAT | hydro | TRUE | 58149 | Renewable World Energies LLC | 4018 | Clam River Dam | WI | Burnett | 1 | Conventional Hydroelectric | HY |  | S | 0.4 | 0.8 | 0.4 | 0.4 | 0 | N |  |  | N | IPP Non-CHP | 2 | X | WAT
Conventional Hydroelectric.WAT | hydro | TRUE | 58149 | Renewable World Energies LLC | 4018 | Clam River Dam | WI | Burnett | 2 | Conventional Hydroelectric | HY |  | S | 0.4 | 0.8 | 0.4 | 0.4 | 0 | N |  |  | N | IPP Non-CHP | 2 | X | WAT
Conventional Hydroelectric.WAT | hydro | TRUE | 58149 | Renewable World Energies LLC | 4018 | Clam River Dam | WI | Burnett | 3 | Conventional Hydroelectric | HY |  | S | 0.4 | 0.8 | 0.4 | 0.4 | 0 | N |  |  | N | IPP Non-CHP | 2 | X | WAT
Conventional Hydroelectric.WAT | hydro | TRUE | 58149 | Renewable World Energies LLC | 4019 | Danbury Dam | WI | Burnett | 1 | Conventional Hydroelectric | HY |  | S | 0.1 | 0.8 | 0.1 | 0.1 | 0 | N |  |  | N | IPP Non-CHP | 2 | X | WAT
Conventional Hydroelectric.WAT | hydro | TRUE | 58149 | Renewable World Energies LLC | 4019 | Danbury Dam | WI | Burnett | 2 | Conventional Hydroelectric | HY |  | S | 0.3 | 0.8 | 0.3 | 0.3 | 0 | N |  |  | N | IPP Non-CHP | 2 | X | WAT
Conventional Hydroelectric.WAT | hydro | TRUE | 58149 | Renewable World Energies LLC | 4019 | Danbury Dam | WI | Burnett | HY3 | Conventional Hydroelectric | HY |  | S | 0.6 | 0.8 | 0.6 | 0.6 | 0 | N |  |  | N | IPP Non-CHP | 2 | X | WAT
Petroleum Liquids.DFO | petroleum | TRUE | 13815 | Northwestern Wisconsin Elec Co | 4020 | Frederic Diesel | WI | Polk | 10 | Petroleum Liquids | IC |  | S | 2.5 | 0.8 | 2.5 | 2.6 | 0.1 | N |  |  | N | Electric Utility | 1 | X | DFO
Petroleum Liquids.DFO | petroleum | TRUE | 13815 | Northwestern Wisconsin Elec Co | 4020 | Frederic Diesel | WI | Polk | 2 | Petroleum Liquids | IC |  | S | 0.7 | 0.8 | 0.7 | 0.7 | 0.1 | N |  |  | N | Electric Utility | 1 | X | DFO
Petroleum Liquids.DFO | petroleum | TRUE | 13815 | Northwestern Wisconsin Elec Co | 4020 | Frederic Diesel | WI | Polk | 3 | Petroleum Liquids | IC |  | S | 0.7 | 0.8 | 0.7 | 0.7 | 0.1 | N |  |  | N | Electric Utility | 1 | X | DFO
Petroleum Liquids.DFO | petroleum | TRUE | 13815 | Northwestern Wisconsin Elec Co | 4020 | Frederic Diesel | WI | Polk | 4 | Petroleum Liquids | IC |  | S | 0.7 | 0.8 | 0.6 | 0.6 | 0.1 | N |  |  | N | Electric Utility | 1 | X | DFO
Petroleum Liquids.DFO | petroleum | TRUE | 13815 | Northwestern Wisconsin Elec Co | 4020 | Frederic Diesel | WI | Polk | 5 | Petroleum Liquids | IC |  | S | 0.6 | 0.8 | 0.5 | 0.5 | 0.1 | N |  |  | N | Electric Utility | 1 | X | DFO
Petroleum Liquids.DFO | petroleum | TRUE | 13815 | Northwestern Wisconsin Elec Co | 4020 | Frederic Diesel | WI | Polk | 6 | Petroleum Liquids | IC |  | S | 1.8 | 0.8 | 1.7 | 1.7 | 0.1 | N |  |  | N | Electric Utility | 1 | X | DFO
Petroleum Liquids.DFO | petroleum | TRUE | 13815 | Northwestern Wisconsin Elec Co | 4020 | Frederic Diesel | WI | Polk | 7 | Petroleum Liquids | IC |  | S | 1.7 | 0.8 | 1.8 | 1.8 | 0.1 | N |  |  | N | Electric Utility | 1 | X | DFO
Petroleum Liquids.DFO | petroleum | TRUE | 13815 | Northwestern Wisconsin Elec Co | 4020 | Frederic Diesel | WI | Polk | 8 | Petroleum Liquids | IC |  | S | 2.5 | 0.8 | 2.5 | 2.6 | 0.1 | N |  |  | N | Electric Utility | 1 | X | DFO
Petroleum Liquids.DFO | petroleum | TRUE | 13815 | Northwestern Wisconsin Elec Co | 4020 | Frederic Diesel | WI | Polk | 9 | Petroleum Liquids | IC |  | S | 2.5 | 0.8 | 2.5 | 2.6 | 0.1 | N |  |  | N | Electric Utility | 1 | X | DFO
Petroleum Liquids.DFO | petroleum | TRUE | 13815 | Northwestern Wisconsin Elec Co | 4021 | Grantsburg Diesel | WI | Burnett | 1A | Petroleum Liquids | IC |  | S | 0.7 | 0.8 | 0.8 | 0.8 | 0.1 | N |  |  | N | Electric Utility | 1 | X | DFO
Petroleum Liquids.DFO | petroleum | TRUE | 13815 | Northwestern Wisconsin Elec Co | 4021 | Grantsburg Diesel | WI | Burnett | 2 | Petroleum Liquids | IC |  | S | 0.7 | 0.8 | 0.8 | 0.8 | 0.1 | N |  |  | N | Electric Utility | 1 | X | DFO
Petroleum Liquids.DFO | petroleum | TRUE | 13815 | Northwestern Wisconsin Elec Co | 4021 | Grantsburg Diesel | WI | Burnett | 3 | Petroleum Liquids | IC |  | S | 1 | 0.8 | 0.9 | 0.9 | 0.1 | N |  |  | N | Electric Utility | 1 | X | DFO
Petroleum Liquids.DFO | petroleum | TRUE | 13815 | Northwestern Wisconsin Elec Co | 4021 | Grantsburg Diesel | WI | Burnett | 4 | Petroleum Liquids | IC |  | S | 2.2 | 0.8 | 2 | 2 | 0.1 | N |  |  | N | Electric Utility | 1 | X | DFO
Petroleum Liquids.DFO | petroleum | TRUE | 13815 | Northwestern Wisconsin Elec Co | 4021 | Grantsburg Diesel | WI | Burnett | 8 | Petroleum Liquids | IC |  | S | 1.8 | 0.8 | 1.8 | 1.8 | 0.1 | N |  |  | N | Electric Utility | 1 | X | DFO
Natural Gas Fired Combined Cycle.NG | natural gas combined cycle | TRUE | 20847 | Wisconsin Electric Power Co | 4040 | Port Washington Generating Station | WI | Ozaukee | 1CT1 | Natural Gas Fired Combined Cycle | CT | PWG1 | W | 167.9 | 0.85 | 178.2 | 207 | 101 | N |  |  | N | Electric Utility | 1 | X | NG
Natural Gas Fired Combined Cycle.NG | natural gas combined cycle | TRUE | 20847 | Wisconsin Electric Power Co | 4040 | Port Washington Generating Station | WI | Ozaukee | 1CT2 | Natural Gas Fired Combined Cycle | CT | PWG1 | W | 167.9 | 0.85 | 178.8 | 207 | 101 | N |  |  | N | Electric Utility | 1 | X | NG
Natural Gas Fired Combined Cycle.NG | natural gas combined cycle | TRUE | 20847 | Wisconsin Electric Power Co | 4040 | Port Washington Generating Station | WI | Ozaukee | 2CT1 | Natural Gas Fired Combined Cycle | CT | PWG2 | W | 167.9 | 0.85 | 174.8 | 204.2 | 101 | N |  |  | N | Electric Utility | 1 | X | NG
Natural Gas Fired Combined Cycle.NG | natural gas combined cycle | TRUE | 20847 | Wisconsin Electric Power Co | 4040 | Port Washington Generating Station | WI | Ozaukee | 2CT2 | Natural Gas Fired Combined Cycle | CT | PWG2 | W | 167.9 | 0.85 | 174.9 | 204.5 | 101 | N |  |  | N | Electric Utility | 1 | X | NG
Natural Gas Fired Combined Cycle.NG | natural gas combined cycle | TRUE | 20847 | Wisconsin Electric Power Co | 4040 | Port Washington Generating Station | WI | Ozaukee | ST1 | Natural Gas Fired Combined Cycle | CA | PWG1 | W | 268.6 | 0.85 | 265.1 | 265.2 | 131 | N |  |  | N | Electric Utility | 1 | X | NG
Natural Gas Fired Combined Cycle.NG | natural gas combined cycle | TRUE | 20847 | Wisconsin Electric Power Co | 4040 | Port Washington Generating Station | WI | Ozaukee | ST2 | Natural Gas Fired Combined Cycle | CA | PWG2 | W | 268.6 | 0.85 | 264.7 | 264.3 | 131 | N |  |  | N | Electric Utility | 1 | X | NG
Conventional Steam Coal.SUB | hard coal | TRUE | 20847 | Wisconsin Electric Power Co | 4041 | South Oak Creek | WI | Milwaukee | 5 | Conventional Steam Coal | ST |  | S | 299.2 | 0.85 | 239.9 | 242.1 | 80 | N | 5 | 2024 | N | Electric Utility | 1 | X | SUB
Conventional Steam Coal.SUB | hard coal | TRUE | 20847 | Wisconsin Electric Power Co | 4041 | South Oak Creek | WI | Milwaukee | 6 | Conventional Steam Coal | ST |  | S | 299.2 | 0.85 | 253 | 256.7 | 80 | N | 5 | 2024 | N | Electric Utility | 1 | X | SUB
Conventional Steam Coal.SUB | hard coal | TRUE | 20847 | Wisconsin Electric Power Co | 4041 | South Oak Creek | WI | Milwaukee | 7 | Conventional Steam Coal | ST |  | S | 317.6 | 0.9 | 304.1 | 308 | 80 | N | 5 | 2024 | N | Electric Utility | 1 | X | SUB
Conventional Steam Coal.SUB | hard coal | TRUE | 20847 | Wisconsin Electric Power Co | 4041 | South Oak Creek | WI | Milwaukee | 8 | Conventional Steam Coal | ST |  | S | 324 | 0.9 | 311.4 | 315.4 | 80 | N | 5 | 2024 | N | Electric Utility | 1 | X | SUB
Natural Gas Steam Turbine.NG | natural gas steam turbine | TRUE | 20847 | Wisconsin Electric Power Co | 4042 | Valley (WI) | WI | Milwaukee | 1 | Natural Gas Steam Turbine | ST |  | S | 136 | 0.85 | 124.7 | 88.3 | 20 | N |  |  | Y | Electric Utility | 1 | T | NG
Natural Gas Steam Turbine.NG | natural gas steam turbine | TRUE | 20847 | Wisconsin Electric Power Co | 4042 | Valley (WI) | WI | Milwaukee | 2 | Natural Gas Steam Turbine | ST |  | S | 136 | 0.85 | 139.2 | 140.1 | 20 | N |  |  | Y | Electric Utility | 1 | T | NG
Petroleum Liquids.DFO | petroleum | TRUE | 20847 | Wisconsin Electric Power Co | 4042 | Valley (WI) | WI | Milwaukee | 3 | Petroleum Liquids | IC |  | S | 2.7 | 0.8 | 2.7 | 2.7 | 1 | N |  |  | N | Electric Utility | 1 | X | DFO
Conventional Hydroelectric.WAT | hydro | TRUE | 20847 | Wisconsin Electric Power Co | 4043 | Appleton | WI | Outagamie | 4 | Conventional Hydroelectric | HY |  | S | 1.2 | 0.8 | 1.2 | 1.2 | 0.1 | N |  |  | N | Electric Utility | 1 | X | WAT
Conventional Hydroelectric.WAT | hydro | TRUE | 20847 | Wisconsin Electric Power Co | 4043 | Appleton | WI | Outagamie | 5 | Conventional Hydroelectric | HY |  | S | 0.5 | 0.8 | 0.5 | 0.5 | 0.1 | N |  |  | N | Electric Utility | 1 | X | WAT
Conventional Hydroelectric.WAT | hydro | TRUE | 20847 | Wisconsin Electric Power Co | 4043 | Appleton | WI | Outagamie | 6 | Conventional Hydroelectric | HY |  | S | 0.5 | 0.8 | 0.5 | 0.5 | 0.1 | N |  |  | N | Electric Utility | 1 | X | WAT
Conventional Hydroelectric.WAT | hydro | TRUE | 57280 | Eagle Creek Renewable Energy, LLC | 4044 | Oconto Falls Upper | WI | Oconto | 1 | Conventional Hydroelectric | HY |  | W | 0.4 | 1 | 0.4 | 0.4 | 0.1 | N |  |  | N | IPP Non-CHP | 2 | X | WAT
Conventional Hydroelectric.WAT | hydro | TRUE | 57280 | Eagle Creek Renewable Energy, LLC | 4044 | Oconto Falls Upper | WI | Oconto | 2 | Conventional Hydroelectric | HY |  | W | 0.4 | 1 | 0.4 | 0.4 | 0.1 | N |  |  | N | IPP Non-CHP | 2 | X | WAT
Conventional Hydroelectric.WAT | hydro | TRUE | 57280 | Eagle Creek Renewable Energy, LLC | 4044 | Oconto Falls Upper | WI | Oconto | 3 | Conventional Hydroelectric | HY |  | W | 0.3 | 1 | 0.3 | 0.3 | 0.1 | N |  |  | N | IPP Non-CHP | 2 | X | WAT
Conventional Hydroelectric.WAT | hydro | TRUE | 20847 | Wisconsin Electric Power Co | 4045 | Pine | WI | Florence | 1 | Conventional Hydroelectric | HY |  | S | 1.6 | 0.8 | 1.6 | 1.6 | 0 | N |  |  | N | Electric Utility | 1 | X | WAT
Conventional Hydroelectric.WAT | hydro | TRUE | 20847 | Wisconsin Electric Power Co | 4045 | Pine | WI | Florence | 2 | Conventional Hydroelectric | HY |  | S | 1.6 | 0.8 | 1.6 | 1.6 | 0 | N |  |  | N | Electric Utility | 1 | X | WAT
Nuclear.NUC | nuclear | TRUE | 55906 | NextEra Energy Point Beach LLC | 4046 | Point Beach Nuclear Plant | WI | Manitowoc | 1 | Nuclear | ST |  | S | 643 | 0.94 | 595.4 | 599.6 | 150 | N |  |  | N | IPP Non-CHP | 2 | X | NUC
Nuclear.NUC | nuclear | TRUE | 55906 | NextEra Energy Point Beach LLC | 4046 | Point Beach Nuclear Plant | WI | Manitowoc | 2 | Nuclear | ST |  | S | 643 | 0.94 | 600.6 | 606.2 | 150 | N |  |  | N | IPP Non-CHP | 2 | X | NUC
Petroleum Liquids.DFO | petroleum | TRUE | 55906 | NextEra Energy Point Beach LLC | 4046 | Point Beach Nuclear Plant | WI | Manitowoc | 5 | Petroleum Liquids | GT |  | S | 25 | 0.85 | 15 | 18 | 4 | N |  |  | N | IPP Non-CHP | 2 | X | DFO
Conventional Steam Coal.SUB | hard coal | TRUE | 20856 | Wisconsin Power & Light Co | 4050 | Edgewater | WI | Sheboygan | 5 | Conventional Steam Coal | ST |  | S | 413.7 | 0.9 | 409.1 | 409.3 | 85 | N | 6 | 2025 | N | Electric Utility | 1 | X | SUB
Conventional Hydroelectric.WAT | hydro | TRUE | 20856 | Wisconsin Power & Light Co | 4053 | Kilbourn | WI | Columbia | 2 | Conventional Hydroelectric | HY | B059 | S | 2.5 | 0.83 | 9.5 | 9.5 | 0.5 | N |  |  | N | Electric Utility | 1 | X | WAT
Conventional Hydroelectric.WAT | hydro | TRUE | 20856 | Wisconsin Power & Light Co | 4053 | Kilbourn | WI | Columbia | HC1 | Conventional Hydroelectric | HY | B059 | S | 2.2 | 0.83 |  |  | 0.4 | N |  |  | N | Electric Utility | 1 | X | WAT
Conventional Hydroelectric.WAT | hydro | TRUE | 20856 | Wisconsin Power & Light Co | 4053 | Kilbourn | WI | Columbia | HC5 | Conventional Hydroelectric | HY | B059 | S | 2.5 | 0.83 |  |  | 0.5 | N |  |  | N | Electric Utility | 1 | X | WAT
Conventional Hydroelectric.WAT | hydro | TRUE | 20856 | Wisconsin Power & Light Co | 4053 | Kilbourn | WI | Columbia | HC6 | Conventional Hydroelectric | HY | B059 | S | 2.5 | 0.83 |  |  | 0.5 | N |  |  | N | Electric Utility | 1 | X | WAT
Conventional Hydroelectric.WAT | hydro | TRUE | 20856 | Wisconsin Power & Light Co | 4056 | Prairie Du Sac | WI | Sauk | 1 | Conventional Hydroelectric | HY | B061 | S | 3.5 | 0.8 | 29 | 29 | 0.7 | N |  |  | N | Electric Utility | 1 | X | WAT
Conventional Hydroelectric.WAT | hydro | TRUE | 20856 | Wisconsin Power & Light Co | 4056 | Prairie Du Sac | WI | Sauk | 2 | Conventional Hydroelectric | HY | B061 | S | 4.3 | 0.8 |  |  | 0.9 | N |  |  | N | Electric Utility | 1 | X | WAT
Conventional Hydroelectric.WAT | hydro | TRUE | 20856 | Wisconsin Power & Light Co | 4056 | Prairie Du Sac | WI | Sauk | 3 | Conventional Hydroelectric | HY | B061 | S | 4.8 | 0.8 |  |  | 1 | N |  |  | N | Electric Utility | 1 | X | WAT
Conventional Hydroelectric.WAT | hydro | TRUE | 20856 | Wisconsin Power & Light Co | 4056 | Prairie Du Sac | WI | Sauk | 4 | Conventional Hydroelectric | HY | B061 | S | 4.8 | 0.8 |  |  | 1 | N |  |  | N | Electric Utility | 1 | X | WAT
Conventional Hydroelectric.WAT | hydro | TRUE | 20856 | Wisconsin Power & Light Co | 4056 | Prairie Du Sac | WI | Sauk | 5 | Conventional Hydroelectric | HY | B061 | S | 4 | 0.8 |  |  | 0.7 | N |  |  | N | Electric Utility | 1 | X | WAT
Conventional Hydroelectric.WAT | hydro | TRUE | 20856 | Wisconsin Power & Light Co | 4056 | Prairie Du Sac | WI | Sauk | 6 | Conventional Hydroelectric | HY | B061 | S | 4 | 0.8 |  |  | 0.7 | N |  |  | N | Electric Utility | 1 | X | WAT
Conventional Hydroelectric.WAT | hydro | TRUE | 20856 | Wisconsin Power & Light Co | 4056 | Prairie Du Sac | WI | Sauk | 7 | Conventional Hydroelectric | HY | B061 | S | 4 | 0.8 |  |  | 0.7 | N |  |  | N | Electric Utility | 1 | X | WAT
Conventional Hydroelectric.WAT | hydro | TRUE | 20856 | Wisconsin Power & Light Co | 4056 | Prairie Du Sac | WI | Sauk | 8 | Conventional Hydroelectric | HY | B061 | S | 4 | 0.8 |  |  | 0.7 | N |  |  | N | Electric Utility | 1 | X | WAT
Conventional Hydroelectric.WAT | hydro | TRUE | 20860 | Wisconsin Public Service Corp | 4060 | Alexander | WI | Lincoln | 1 | Conventional Hydroelectric | HY |  | S | 1.4 | 0.8 | 1.4 | 1.4 | 0 | N |  |  | N | Electric Utility | 1 | X | WAT
Conventional Hydroelectric.WAT | hydro | TRUE | 20860 | Wisconsin Public Service Corp | 4060 | Alexander | WI | Lincoln | 2 | Conventional Hydroelectric | HY |  | S | 1.4 | 0.8 | 1.4 | 1.4 | 0 | N |  |  | N | Electric Utility | 1 | X | WAT
Conventional Hydroelectric.WAT | hydro | TRUE | 20860 | Wisconsin Public Service Corp | 4060 | Alexander | WI | Lincoln | 3 | Conventional Hydroelectric | HY |  | S | 1.4 | 0.8 | 1.4 | 1.4 | 0 | N |  |  | N | Electric Utility | 1 | X | WAT
Conventional Hydroelectric.WAT | hydro | TRUE | 20860 | Wisconsin Public Service Corp | 4061 | Caldron Falls | WI | Marinette | 1 | Conventional Hydroelectric | HY |  | S | 3.2 | 0.85 | 3.2 | 3.2 | 0 | N |  |  | N | Electric Utility | 1 | X | WAT
Conventional Hydroelectric.WAT | hydro | TRUE | 20860 | Wisconsin Public Service Corp | 4061 | Caldron Falls | WI | Marinette | 2 | Conventional Hydroelectric | HY |  | S | 3.2 | 0.85 | 3.2 | 3.2 | 0 | N |  |  | N | Electric Utility | 1 | X | WAT
Conventional Hydroelectric.WAT | hydro | TRUE | 20860 | Wisconsin Public Service Corp | 4063 | Grandfather Falls | WI | Lincoln | 1 | Conventional Hydroelectric | HY |  | S | 11 | 0.8 | 11 | 11 | 0 | N |  |  | N | Electric Utility | 1 | X | WAT
Conventional Hydroelectric.WAT | hydro | TRUE | 20860 | Wisconsin Public Service Corp | 4063 | Grandfather Falls | WI | Lincoln | 2 | Conventional Hydroelectric | HY |  | S | 6.2 | 0.8 | 6.2 | 6.2 | 0 | N |  |  | N | Electric Utility | 1 | X | WAT
Conventional Hydroelectric.WAT | hydro | TRUE | 20860 | Wisconsin Public Service Corp | 4064 | Hat Rapids | WI | Oneida | 1 | Conventional Hydroelectric | HY |  | S | 0.8 | 1 | 0.8 | 0.8 | 0 | N |  |  | N | Electric Utility | 1 | X | WAT
Conventional Hydroelectric.WAT | hydro | TRUE | 20860 | Wisconsin Public Service Corp | 4064 | Hat Rapids | WI | Oneida | 2A | Conventional Hydroelectric | HY |  | S | 0.5 | 1 | 0.5 | 0.5 | 0 | N |  |  | N | Electric Utility | 1 | X | WAT
Conventional Hydroelectric.WAT | hydro | TRUE | 20860 | Wisconsin Public Service Corp | 4064 | Hat Rapids | WI | Oneida | 3A | Conventional Hydroelectric | HY |  | S | 0.4 | 1 | 0.4 | 0.4 | 0 | N |  |  | N | Electric Utility | 1 | X | WAT
Conventional Hydroelectric.WAT | hydro | TRUE | 20860 | Wisconsin Public Service Corp | 4065 | High Falls (WI) | WI | Marinette | 1 | Conventional Hydroelectric | HY |  | S | 1.4 | 0.85 | 1.4 | 1.4 | 0 | N |  |  | N | Electric Utility | 1 | X | WAT
Conventional Hydroelectric.WAT | hydro | TRUE | 20860 | Wisconsin Public Service Corp | 4065 | High Falls (WI) | WI | Marinette | 2 | Conventional Hydroelectric | HY |  | S | 1.4 | 0.85 | 1.4 | 1.4 | 0 | N |  |  | N | Electric Utility | 1 | X | WAT
Conventional Hydroelectric.WAT | hydro | TRUE | 20860 | Wisconsin Public Service Corp | 4065 | High Falls (WI) | WI | Marinette | 3 | Conventional Hydroelectric | HY |  | S | 1.4 | 0.85 | 1.4 | 1.4 | 0 | N |  |  | N | Electric Utility | 1 | X | WAT
Conventional Hydroelectric.WAT | hydro | TRUE | 20860 | Wisconsin Public Service Corp | 4065 | High Falls (WI) | WI | Marinette | 4 | Conventional Hydroelectric | HY |  | S | 1.4 | 0.85 | 1.4 | 1.4 | 0 | N |  |  | N | Electric Utility | 1 | X | WAT
Conventional Hydroelectric.WAT | hydro | TRUE | 20860 | Wisconsin Public Service Corp | 4065 | High Falls (WI) | WI | Marinette | 5 | Conventional Hydroelectric | HY |  | S | 1.4 | 0.85 | 1.4 | 1.4 | 0 | N |  |  | N | Electric Utility | 1 | X | WAT
Conventional Hydroelectric.WAT | hydro | TRUE | 20860 | Wisconsin Public Service Corp | 4067 | Johnson Falls | WI | Marinette | 1 | Conventional Hydroelectric | HY |  | S | 1.7 | 0.85 | 1.7 | 1.7 | 0 | N |  |  | N | Electric Utility | 1 | X | WAT
Conventional Hydroelectric.WAT | hydro | TRUE | 20860 | Wisconsin Public Service Corp | 4067 | Johnson Falls | WI | Marinette | 2 | Conventional Hydroelectric | HY |  | S | 1.7 | 0.85 | 1.7 | 1.7 | 0 | N |  |  | N | Electric Utility | 1 | X | WAT
Conventional Hydroelectric.WAT | hydro | TRUE | 20860 | Wisconsin Public Service Corp | 4068 | Merrill | WI | Lincoln | 1 | Conventional Hydroelectric | HY |  | S | 0.4 | 0.8 | 0.4 | 0.4 | 0 | N |  |  | N | Electric Utility | 1 | X | WAT
Conventional Hydroelectric.WAT | hydro | TRUE | 20860 | Wisconsin Public Service Corp | 4068 | Merrill | WI | Lincoln | 2 | Conventional Hydroelectric | HY |  | S | 0.4 | 0.8 | 0.4 | 0.4 | 0 | N |  |  | N | Electric Utility | 1 | X | WAT
Conventional Hydroelectric.WAT | hydro | TRUE | 20860 | Wisconsin Public Service Corp | 4068 | Merrill | WI | Lincoln | 3 | Conventional Hydroelectric | HY |  | S | 1.5 | 0.8 | 1.5 | 1.5 | 0 | N |  |  | N | Electric Utility | 1 | X | WAT
Conventional Hydroelectric.WAT | hydro | TRUE | 20860 | Wisconsin Public Service Corp | 4071 | Potato Rapids | WI | Marinette | 1 | Conventional Hydroelectric | HY |  | S | 0.5 | 0.8 | 0.5 | 0.5 | 0 | N |  |  | N | Electric Utility | 1 | X | WAT
Conventional Hydroelectric.WAT | hydro | TRUE | 20860 | Wisconsin Public Service Corp | 4071 | Potato Rapids | WI | Marinette | 2 | Conventional Hydroelectric | HY |  | S | 0.4 | 0.85 | 0.4 | 0.4 | 0 | N |  |  | N | Electric Utility | 1 | X | WAT
Conventional Hydroelectric.WAT | hydro | TRUE | 20860 | Wisconsin Public Service Corp | 4071 | Potato Rapids | WI | Marinette | 3 | Conventional Hydroelectric | HY |  | S | 0.4 | 0.85 | 0.4 | 0.4 | 0 | N |  |  | N | Electric Utility | 1 | X | WAT
Natural Gas Fired Combustion Turbine.NG | natural gas peaker | TRUE | 20860 | Wisconsin Public Service Corp | 4072 | Pulliam | WI | Brown | 31 | Natural Gas Fired Combustion Turbine | GT |  | S | 91 | 0.85 | 79.8 | 106.3 | 55 | N |  |  | N | Electric Utility | 1 | X | NG
Conventional Hydroelectric.WAT | hydro | TRUE | 20860 | Wisconsin Public Service Corp | 4074 | Sandstone Rapids | WI | Marinette | 1 | Conventional Hydroelectric | HY |  | S | 1.9 | 0.85 | 1.9 | 1.9 | 0 | N |  |  | N | Electric Utility | 1 | X | WAT
Conventional Hydroelectric.WAT | hydro | TRUE | 20860 | Wisconsin Public Service Corp | 4074 | Sandstone Rapids | WI | Marinette | 2 | Conventional Hydroelectric | HY |  | S | 1.9 | 0.85 | 1.9 | 1.9 | 0 | N |  |  | N | Electric Utility | 1 | X | WAT
Conventional Hydroelectric.WAT | hydro | TRUE | 20860 | Wisconsin Public Service Corp | 4075 | Tomahawk | WI | Lincoln | 1 | Conventional Hydroelectric | HY |  | S | 1.3 | 0.8 | 1.3 | 1.3 | 0 | N |  |  | N | Electric Utility | 1 | X | WAT
Conventional Hydroelectric.WAT | hydro | TRUE | 20860 | Wisconsin Public Service Corp | 4075 | Tomahawk | WI | Lincoln | 2 | Conventional Hydroelectric | HY |  | S | 1.3 | 0.8 | 1.3 | 1.3 | 0 | N |  |  | N | Electric Utility | 1 | X | WAT
Natural Gas Fired Combustion Turbine.NG | natural gas peaker | TRUE | 20860 | Wisconsin Public Service Corp | 4076 | West Marinette | WI | Marinette | 31 | Natural Gas Fired Combustion Turbine | GT |  | S | 41.8 | 0.9 | 36.8 | 47.9 | 16 | N | 9 | 2025 | N | Electric Utility | 1 | X | NG
Natural Gas Fired Combustion Turbine.NG | natural gas peaker | TRUE | 20860 | Wisconsin Public Service Corp | 4076 | West Marinette | WI | Marinette | 32 | Natural Gas Fired Combustion Turbine | GT |  | S | 41.8 | 0.9 | 35.6 | 46.3 | 16 | N | 9 | 2025 | N | Electric Utility | 1 | X | NG
Natural Gas Fired Combustion Turbine.NG | natural gas peaker | TRUE | 20860 | Wisconsin Public Service Corp | 4076 | West Marinette | WI | Marinette | 33 | Natural Gas Fired Combustion Turbine | GT |  | S | 103.5 | 0.9 | 78.2 | 104.1 | 55 | N |  |  | N | Electric Utility | 1 | X | NG
Conventional Hydroelectric.WAT | hydro | TRUE | 20860 | Wisconsin Public Service Corp | 4077 | Wausau | WI | Marathon | 1 | Conventional Hydroelectric | HY |  | S | 1.8 | 0.8 | 1.8 | 1.8 | 0 | N |  |  | N | Electric Utility | 1 | X | WAT
Conventional Hydroelectric.WAT | hydro | TRUE | 20860 | Wisconsin Public Service Corp | 4077 | Wausau | WI | Marathon | 2 | Conventional Hydroelectric | HY |  | S | 1.8 | 0.8 | 1.8 | 1.8 | 0 | N |  |  | N | Electric Utility | 1 | X | WAT
Conventional Hydroelectric.WAT | hydro | TRUE | 20860 | Wisconsin Public Service Corp | 4077 | Wausau | WI | Marathon | 3 | Conventional Hydroelectric | HY |  | S | 1.8 | 0.8 | 1.8 | 1.8 | 0 | N |  |  | N | Electric Utility | 1 | X | WAT
Natural Gas Steam Turbine.NG | natural gas steam turbine | TRUE | 20860 | Wisconsin Public Service Corp | 4078 | Weston | WI | Marathon | 2 | Natural Gas Steam Turbine | ST |  | S | 81.6 | 0.85 | 75.4 | 80.3 | 24 | N | 1 | 2023 | N | Electric Utility | 1 | X | NG
Conventional Steam Coal.SUB | hard coal | TRUE | 20860 | Wisconsin Public Service Corp | 4078 | Weston | WI | Marathon | 3 | Conventional Steam Coal | ST |  | S | 350.5 | 0.9 | 334.7 | 339.8 | 70 | N |  |  | N | Electric Utility | 1 | X | SUB | RC | NG | DFO
Natural Gas Fired Combustion Turbine.NG | natural gas peaker | TRUE | 20860 | Wisconsin Public Service Corp | 4078 | Weston | WI | Marathon | 31 | Natural Gas Fired Combustion Turbine | GT |  | S | 19.6 | 0.85 | 18.2 | 27.1 | 4 | N | 6 | 2023 | N | Electric Utility | 1 | X | NG
Natural Gas Fired Combustion Turbine.NG | natural gas peaker | TRUE | 20860 | Wisconsin Public Service Corp | 4078 | Weston | WI | Marathon | 32 | Natural Gas Fired Combustion Turbine | GT |  | S | 56.7 | 0.9 | 45.8 | 62.6 | 19.4 | N | 6 | 2023 | N | Electric Utility | 1 | X | NG
Conventional Steam Coal.SUB | hard coal | TRUE | 20860 | Wisconsin Public Service Corp | 4078 | Weston | WI | Marathon | 4 | Conventional Steam Coal | ST |  | J | 595 | 0.85 | 553.2 | 558.5 | 230 | N |  |  | N | Electric Utility | 1 | X | SUB | RC | NG
Conventional Hydroelectric.WAT | hydro | TRUE | 20863 | Wisconsin River Power Company | 4079 | Castle Rock | WI | Adams | 1 | Conventional Hydroelectric | HY |  | J | 3 | 0.8 | 2.8 | 2.8 | 0 | N |  |  | N | Electric Utility | 1 | X | WAT
Conventional Hydroelectric.WAT | hydro | TRUE | 20863 | Wisconsin River Power Company | 4079 | Castle Rock | WI | Adams | 2 | Conventional Hydroelectric | HY |  | J | 3 | 0.8 | 2.8 | 2.8 | 0 | N |  |  | N | Electric Utility | 1 | X | WAT
Conventional Hydroelectric.WAT | hydro | TRUE | 20863 | Wisconsin River Power Company | 4079 | Castle Rock | WI | Adams | 3 | Conventional Hydroelectric | HY |  | J | 3 | 0.8 | 2.8 | 2.8 | 0 | N |  |  | N | Electric Utility | 1 | X | WAT
Conventional Hydroelectric.WAT | hydro | TRUE | 20863 | Wisconsin River Power Company | 4079 | Castle Rock | WI | Adams | 4 | Conventional Hydroelectric | HY |  | J | 3 | 0.8 | 2.8 | 2.8 | 0 | N |  |  | N | Electric Utility | 1 | X | WAT
Conventional Hydroelectric.WAT | hydro | TRUE | 20863 | Wisconsin River Power Company | 4079 | Castle Rock | WI | Adams | 5 | Conventional Hydroelectric | HY |  | J | 3 | 0.8 | 2.8 | 2.8 | 0 | N |  |  | N | Electric Utility | 1 | X | WAT
Conventional Hydroelectric.WAT | hydro | TRUE | 20863 | Wisconsin River Power Company | 4080 | Petenwell | WI | Juneau | 1 | Conventional Hydroelectric | HY |  | J | 5 | 0.8 | 5 | 5 | 0 | N |  |  | N | Electric Utility | 1 | X | WAT
Conventional Hydroelectric.WAT | hydro | TRUE | 20863 | Wisconsin River Power Company | 4080 | Petenwell | WI | Juneau | 2 | Conventional Hydroelectric | HY |  | J | 5 | 0.8 | 5 | 5 | 0 | N |  |  | N | Electric Utility | 1 | X | WAT
Conventional Hydroelectric.WAT | hydro | TRUE | 20863 | Wisconsin River Power Company | 4080 | Petenwell | WI | Juneau | 3 | Conventional Hydroelectric | HY |  | J | 5 | 0.8 | 5 | 5 | 0 | N |  |  | N | Electric Utility | 1 | X | WAT
Conventional Hydroelectric.WAT | hydro | TRUE | 20863 | Wisconsin River Power Company | 4080 | Petenwell | WI | Juneau | 4 | Conventional Hydroelectric | HY |  | J | 5 | 0.8 | 5 | 5 | 0 | N |  |  | N | Electric Utility | 1 | X | WAT
Petroleum Liquids.DFO | petroleum | TRUE | 765 | City of Arcadia - (WI) | 4100 | Arcadia Electric | WI | Trempealeau | 1 | Petroleum Liquids | IC |  | S | 1.3 | 0.8 | 1.3 | 1.3 | 1 | N |  |  | N | Electric Utility | 1 | X | DFO
Petroleum Liquids.DFO | petroleum | TRUE | 765 | City of Arcadia - (WI) | 4100 | Arcadia Electric | WI | Trempealeau | 10 | Petroleum Liquids | IC |  | S | 2 | 0.8 | 2 | 2 | 1 | N |  |  | N | Electric Utility | 1 | X | DFO
Petroleum Liquids.DFO | petroleum | TRUE | 765 | City of Arcadia - (WI) | 4100 | Arcadia Electric | WI | Trempealeau | 2 | Petroleum Liquids | IC |  | S | 1 | 0.8 | 1 | 1 | 0.8 | N |  |  | N | Electric Utility | 1 | X | DFO
Petroleum Liquids.DFO | petroleum | TRUE | 765 | City of Arcadia - (WI) | 4100 | Arcadia Electric | WI | Trempealeau | 3 | Petroleum Liquids | IC |  | S | 0.4 | 0.8 | 0.4 | 0.4 | 0.4 | N |  |  | N | Electric Utility | 1 | X | DFO
Petroleum Liquids.DFO | petroleum | TRUE | 765 | City of Arcadia - (WI) | 4100 | Arcadia Electric | WI | Trempealeau | 4 | Petroleum Liquids | IC |  | S | 0.2 | 0.8 | 0.2 | 0.2 | 0.2 | N |  |  | N | Electric Utility | 1 | X | DFO
Natural Gas Internal Combustion Engine.NG | natural gas peaker | TRUE | 765 | City of Arcadia - (WI) | 4100 | Arcadia Electric | WI | Trempealeau | 5 | Natural Gas Internal Combustion Engine | IC |  | S | 3 | 0.8 | 3 | 3 | 2 | N |  |  | N | Electric Utility | 1 | X | NG | DFO
Natural Gas Internal Combustion Engine.NG | natural gas peaker | TRUE | 765 | City of Arcadia - (WI) | 4100 | Arcadia Electric | WI | Trempealeau | 6 | Natural Gas Internal Combustion Engine | IC |  | S | 3 | 0.8 | 3 | 3 | 2 | N |  |  | N | Electric Utility | 1 | X | NG | DFO
Petroleum Liquids.DFO | petroleum | TRUE | 765 | City of Arcadia - (WI) | 4100 | Arcadia Electric | WI | Trempealeau | 7 | Petroleum Liquids | IC |  | S | 2 | 0.8 | 2 | 2 | 1 | N |  |  | N | Electric Utility | 1 | X | DFO
Petroleum Liquids.DFO | petroleum | TRUE | 765 | City of Arcadia - (WI) | 4100 | Arcadia Electric | WI | Trempealeau | 8 | Petroleum Liquids | IC |  | S | 2 | 0.8 | 2 | 2 | 1 | N |  |  | N | Electric Utility | 1 | X | DFO
Petroleum Liquids.DFO | petroleum | TRUE | 765 | City of Arcadia - (WI) | 4100 | Arcadia Electric | WI | Trempealeau | 9 | Petroleum Liquids | IC |  | S | 2 | 0.8 | 2 | 2 | 1 | N |  |  | N | Electric Utility | 1 | X | DFO
Petroleum Liquids.DFO | petroleum | TRUE | 1278 | City of Barron - (WI) | 4102 | Barron | WI | Barron | 1A | Petroleum Liquids | IC |  | S | 1.1 | 0.8 | 1.1 | 1.1 | 0.5 | N |  |  | N | Electric Utility | 1 | X | DFO
Petroleum Liquids.DFO | petroleum | TRUE | 1278 | City of Barron - (WI) | 4102 | Barron | WI | Barron | 2A | Petroleum Liquids | IC |  | S | 1.1 | 0.8 | 1.1 | 1.1 | 0.5 | N |  |  | N | Electric Utility | 1 | X | DFO
Petroleum Liquids.DFO | petroleum | TRUE | 1278 | City of Barron - (WI) | 4102 | Barron | WI | Barron | 3A | Petroleum Liquids | IC |  | S | 1.1 | 0.8 | 1.1 | 1.1 | 0.5 | N |  |  | N | Electric Utility | 1 | X | DFO
Petroleum Liquids.DFO | petroleum | TRUE | 1278 | City of Barron - (WI) | 4102 | Barron | WI | Barron | 4 | Petroleum Liquids | IC |  | S | 1.1 | 0.8 | 1.1 | 1.1 | 0.5 | N |  |  | N | Electric Utility | 1 | X | DFO
Petroleum Liquids.DFO | petroleum | TRUE | 1278 | City of Barron - (WI) | 4102 | Barron | WI | Barron | 7 | Petroleum Liquids | IC |  | S | 0.8 | 0.8 | 0.6 | 0.6 | 0.4 | N |  |  | N | Electric Utility | 1 | X | DFO
Petroleum Liquids.DFO | petroleum | TRUE | 1278 | City of Barron - (WI) | 4102 | Barron | WI | Barron | 8 | Petroleum Liquids | IC |  | S | 1.3 | 0.8 | 1.3 | 1.3 | 0.6 | N |  |  | N | Electric Utility | 1 | X | DFO
Petroleum Liquids.DFO | petroleum | TRUE | 1278 | City of Barron - (WI) | 4102 | Barron | WI | Barron | 9 | Petroleum Liquids | IC |  | S | 2 | 0.8 | 2 | 2 | 0.8 | N |  |  | N | Electric Utility | 1 | X | DFO
Conventional Hydroelectric.WAT | hydro | TRUE | 1278 | City of Barron - (WI) | 4102 | Barron | WI | Barron | H2 | Conventional Hydroelectric | HY |  | S | 0.1 | 0.8 | 0.1 | 0.1 | 0.1 | N |  |  | N | Electric Utility | 1 | X | WAT
Petroleum Liquids.DFO | petroleum | TRUE | 3156 | Village of Cashton - (WI) | 4107 | Cashton | WI | Monroe | 3 | Petroleum Liquids | IC |  | S | 0.4 | 0.8 | 0.4 | 0.4 | 0.4 | N |  |  | N | Electric Utility | 1 | X | DFO
Natural Gas Internal Combustion Engine.NG | natural gas peaker | TRUE | 3156 | Village of Cashton - (WI) | 4107 | Cashton | WI | Monroe | 5 | Natural Gas Internal Combustion Engine | IC |  | S | 1.1 | 0.8 | 1.1 | 1.1 | 1.1 | N |  |  | N | Electric Utility | 1 | X | NG | DFO
Petroleum Liquids.DFO | petroleum | TRUE | 3156 | Village of Cashton - (WI) | 4107 | Cashton | WI | Monroe | 6 | Petroleum Liquids | IC |  | S | 2 | 0.8 | 2 | 2 | 1.5 | N |  |  | N | Electric Utility | 1 | X | DFO
Petroleum Liquids.DFO | petroleum | TRUE | 4627 | City of Cumberland - (WI) | 4112 | Cumberland (WI) | WI | Barron | 1 | Petroleum Liquids | IC |  | S | 0.7 | 0.8 | 0.7 | 0.7 | 0.6 | N |  |  | N | Electric Utility | 1 | X | DFO
Petroleum Liquids.DFO | petroleum | TRUE | 4627 | City of Cumberland - (WI) | 4112 | Cumberland (WI) | WI | Barron | 2 | Petroleum Liquids | IC |  | S | 0.3 | 0.8 | 0.3 | 0.3 | 0.2 | N |  |  | N | Electric Utility | 1 | X | DFO
Petroleum Liquids.DFO | petroleum | TRUE | 4627 | City of Cumberland - (WI) | 4112 | Cumberland (WI) | WI | Barron | 3 | Petroleum Liquids | IC |  | S | 0.3 | 0.8 | 0.3 | 0.3 | 0.2 | N |  |  | N | Electric Utility | 1 | X | DFO
Petroleum Liquids.DFO | petroleum | TRUE | 4627 | City of Cumberland - (WI) | 4112 | Cumberland (WI) | WI | Barron | 4 | Petroleum Liquids | IC |  | S | 1.3 | 0.8 | 1.2 | 1.2 | 1.2 | N |  |  | N | Electric Utility | 1 | X | DFO
Natural Gas Internal Combustion Engine.NG | natural gas peaker | TRUE | 4627 | City of Cumberland - (WI) | 4112 | Cumberland (WI) | WI | Barron | 5 | Natural Gas Internal Combustion Engine | IC |  | S | 2 | 0.8 | 2.1 | 2.1 | 2 | N |  |  | N | Electric Utility | 1 | X | NG | DFO
Petroleum Liquids.DFO | petroleum | TRUE | 4627 | City of Cumberland - (WI) | 4112 | Cumberland (WI) | WI | Barron | 6 | Petroleum Liquids | IC |  | S | 7.2 | 1 | 6.7 | 6.7 | 6.7 | N |  |  | N | Electric Utility | 1 | X | DFO
Natural Gas Internal Combustion Engine.NG | natural gas peaker | TRUE | 4627 | City of Cumberland - (WI) | 4112 | Cumberland (WI) | WI | Barron | 7 | Natural Gas Internal Combustion Engine | IC |  | S | 6.6 | 0.9 | 6.2 | 6.2 | 6.2 | N |  |  | N | Electric Utility | 1 | X | NG | DFO
Natural Gas Internal Combustion Engine.NG | natural gas peaker | TRUE | 4627 | City of Cumberland - (WI) | 4112 | Cumberland (WI) | WI | Barron | 8 | Natural Gas Internal Combustion Engine | IC |  | S | 3.5 | 0.8 | 3.5 | 3.5 | 3.5 | N |  |  | N | Electric Utility | 1 | X | NG | DFO
Petroleum Liquids.DFO | petroleum | TRUE | 5834 | City of Elroy - (WI) | 4113 | Elroy | WI | Juneau | 1A | Petroleum Liquids | IC |  | S | 2.3 | 1 | 2.2 | 2.3 | 0.5 | N |  |  | N | Electric Utility | 1 | X | DFO
Petroleum Liquids.DFO | petroleum | TRUE | 5834 | City of Elroy - (WI) | 4113 | Elroy | WI | Juneau | 2A | Petroleum Liquids | IC |  | S | 2.3 | 1 | 2.2 | 2.3 | 0.5 | N |  |  | N | Electric Utility | 1 | X | DFO
Petroleum Liquids.DFO | petroleum | TRUE | 5834 | City of Elroy - (WI) | 4113 | Elroy | WI | Juneau | 5 | Petroleum Liquids | IC |  | S | 2 | 1 | 2.2 | 2.2 | 0.5 | N |  |  | N | Electric Utility | 1 | X | DFO | NG
Petroleum Liquids.DFO | petroleum | TRUE | 6274 | City of Fennimore - (WI) | 4114 | Fennimore | WI | Grant | 4 | Petroleum Liquids | IC |  | S | 1.1 | 0.8 | 1.1 | 1.1 | 0.5 | N |  |  | N | Electric Utility | 1 | X | DFO
Petroleum Liquids.DFO | petroleum | TRUE | 6274 | City of Fennimore - (WI) | 4114 | Fennimore | WI | Grant | 5 | Petroleum Liquids | IC |  | S | 0.9 | 0.8 | 0.9 | 0.9 | 0.5 | N |  |  | N | Electric Utility | 1 | X | DFO
Petroleum Liquids.DFO | petroleum | TRUE | 6274 | City of Fennimore - (WI) | 4114 | Fennimore | WI | Grant | 6 | Petroleum Liquids | IC |  | S | 1.8 | 0.8 | 1.8 | 1.8 | 0.5 | N |  |  | N | Electric Utility | 1 | X | DFO
Petroleum Liquids.DFO | petroleum | TRUE | 6274 | City of Fennimore - (WI) | 4114 | Fennimore | WI | Grant | 7 | Petroleum Liquids | IC |  | S | 1.8 | 0.8 | 1.8 | 1.8 | 0.5 | N |  |  | N | Electric Utility | 1 | X | DFO
Petroleum Liquids.DFO | petroleum | TRUE | 6274 | City of Fennimore - (WI) | 4114 | Fennimore | WI | Grant | 8 | Petroleum Liquids | IC |  | S | 1.8 | 0.8 | 1.8 | 1.8 | 0.5 | N |  |  | N | Electric Utility | 1 | X | DFO
Natural Gas Fired Combustion Turbine.NG | natural gas peaker | TRUE | 10056 | City of Kaukauna | 4118 | Kaukauna Gas Turbine | WI | Outagamie | GT1 | Natural Gas Fired Combustion Turbine | GT |  | S | 18 | 0.9 | 15.8 | 18.3 | 2 | N |  |  | N | Electric Utility | 1 | X | NG
Conventional Hydroelectric.WAT | hydro | TRUE | 10056 | City of Kaukauna | 4119 | Little Chute | WI | Outagamie | 1 | Conventional Hydroelectric | HY |  | S | 1.1 | 0.9 | 1.1 | 1.1 | 0.2 | N |  |  | N | Electric Utility | 1 | X | WAT
Conventional Hydroelectric.WAT | hydro | TRUE | 10056 | City of Kaukauna | 4119 | Little Chute | WI | Outagamie | 2 | Conventional Hydroelectric | HY |  | S | 1.1 | 0.9 | 1.1 | 1.1 | 0.2 | N |  |  | N | Electric Utility | 1 | X | WAT
Conventional Hydroelectric.WAT | hydro | TRUE | 10056 | City of Kaukauna | 4119 | Little Chute | WI | Outagamie | 3 | Conventional Hydroelectric | HY |  | S | 1.1 | 0.9 | 1.1 | 1.1 | 0.2 | N |  |  | N | Electric Utility | 1 | X | WAT
Conventional Hydroelectric.WAT | hydro | TRUE | 10056 | City of Kaukauna | 4120 | New Badger | WI | Outagamie | 3 | Conventional Hydroelectric | HY |  | S | 4.1 | 1 | 4 | 4 | 0.5 | N |  |  | N | Electric Utility | 1 | X | WAT
Conventional Hydroelectric.WAT | hydro | TRUE | 10056 | City of Kaukauna | 4120 | New Badger | WI | Outagamie | 4 | Conventional Hydroelectric | HY |  | S | 4.1 | 1 | 4 | 4 | 0.5 | N |  |  | N | Electric Utility | 1 | X | WAT
Conventional Hydroelectric.WAT | hydro | TRUE | 10056 | City of Kaukauna | 4122 | Rapide Croche | WI | Outagamie | 1 | Conventional Hydroelectric | HY |  | S | 0.6 | 0.9 | 0.6 | 0.6 | 0.2 | N |  |  | N | Electric Utility | 1 | X | WAT
Conventional Hydroelectric.WAT | hydro | TRUE | 10056 | City of Kaukauna | 4122 | Rapide Croche | WI | Outagamie | 2 | Conventional Hydroelectric | HY |  | S | 0.6 | 0.9 | 0.6 | 0.6 | 0.2 | N |  |  | N | Electric Utility | 1 | X | WAT
Conventional Hydroelectric.WAT | hydro | TRUE | 10056 | City of Kaukauna | 4122 | Rapide Croche | WI | Outagamie | 3 | Conventional Hydroelectric | HY |  | S | 0.6 | 0.9 | 0.6 | 0.6 | 0.2 | N |  |  | N | Electric Utility | 1 | X | WAT
Conventional Hydroelectric.WAT | hydro | TRUE | 10056 | City of Kaukauna | 4122 | Rapide Croche | WI | Outagamie | 4 | Conventional Hydroelectric | HY |  | S | 0.6 | 0.9 | 0.6 | 0.6 | 0.2 | N |  |  | N | Electric Utility | 1 | X | WAT
Petroleum Liquids.DFO | petroleum | TRUE | 10525 | La Farge Municipal Electric Co | 4124 | La Farge | WI | Vernon | 2A | Petroleum Liquids | IC |  | S | 1.5 | 1 | 1.5 | 1.5 | 1.4 | N |  |  | N | Electric Utility | 1 | X | DFO
Wood/Wood Waste Biomass.WDS | biomass | TRUE | 11571 | Manitowoc Public Utilities | 4125 | Manitowoc | WI | Manitowoc | 5 | Wood/Wood Waste Biomass | ST |  | S | 22 | 0.8 | 22 | 22 | 6 | N |  |  | N | Electric Utility | 1 | X | WDS | PC | BIT | SUB
Wood/Wood Waste Biomass.WDS | biomass | TRUE | 11571 | Manitowoc Public Utilities | 4125 | Manitowoc | WI | Manitowoc | 6 | Wood/Wood Waste Biomass | ST |  | S | 32 | 0.8 | 22 | 22 | 6 | N |  |  | N | Electric Utility | 1 | X | WDS | PC | BIT | SUB
Petroleum Coke.PC | petroleum | TRUE | 11571 | Manitowoc Public Utilities | 4125 | Manitowoc | WI | Manitowoc | 9 | Petroleum Coke | ST |  | S | 63.4 | 0.8 | 58.4 | 58.4 | 14 | N |  |  | Y | Electric Utility | 1 | T | PC | WDS | BIT | SUB
Petroleum Liquids.DFO | petroleum | TRUE | 13466 | City of New Lisbon | 4130 | New Lisbon | WI | Juneau | 2 | Petroleum Liquids | IC |  | S | 1.3 | 0.8 | 1.2 | 1.2 | 1.1 | N |  |  | N | Electric Utility | 1 | X | DFO
Petroleum Liquids.DFO | petroleum | TRUE | 13466 | City of New Lisbon | 4130 | New Lisbon | WI | Juneau | 5 | Petroleum Liquids | IC |  | S | 2.4 | 0.8 | 2.4 | 2.4 | 2.3 | N |  |  | N | Electric Utility | 1 | X | DFO
Petroleum Liquids.DFO | petroleum | TRUE | 13466 | City of New Lisbon | 4130 | New Lisbon | WI | Juneau | 6 | Petroleum Liquids | IC |  | S | 2.3 | 0.8 | 2 | 2.1 | 2 | N |  |  | N | Electric Utility | 1 | X | DFO
Petroleum Liquids.DFO | petroleum | TRUE | 13466 | City of New Lisbon | 4130 | New Lisbon | WI | Juneau | 7 | Petroleum Liquids | IC |  | S | 2.3 | 0.8 | 2 | 2.1 | 2 | N |  |  | N | Electric Utility | 1 | X | DFO
Petroleum Liquids.DFO | petroleum | TRUE | 19867 | Village of Viola - (WI) | 4139 | Viola | WI | Richland | 3 | Petroleum Liquids | IC |  | S | 1.8 | 1 | 1.8 | 1.8 | 1.7 | N |  |  | N | Electric Utility | 1 | X | DFO
Conventional Hydroelectric.WAT | hydro | TRUE | 4716 | Dairyland Power Coop | 4142 | Flambeau Hydroelectric Station | WI | Rusk | 1 | Conventional Hydroelectric | HY |  | S | 7.9 | 0.8 | 8.1 | 8.1 | 0.5 | N |  |  | N | Electric Utility | 1 | X | WAT
Conventional Hydroelectric.WAT | hydro | TRUE | 4716 | Dairyland Power Coop | 4142 | Flambeau Hydroelectric Station | WI | Rusk | 2 | Conventional Hydroelectric | HY |  | S | 6.2 | 0.8 | 8 | 8 | 0.5 | N |  |  | N | Electric Utility | 1 | X | WAT
Conventional Hydroelectric.WAT | hydro | TRUE | 4716 | Dairyland Power Coop | 4142 | Flambeau Hydroelectric Station | WI | Rusk | 3 | Conventional Hydroelectric | HY |  | S | 7.9 | 0.8 | 8 | 8 | 0.5 | N |  |  | N | Electric Utility | 1 | X | WAT
Conventional Hydroelectric.WAT | hydro | TRUE | 13964 | Oconto Electric Cooperative | 4147 | Stiles | WI | Oconto | 1 | Conventional Hydroelectric | HY |  | S | 0.5 | 0.8 | 0.3 | 0.3 | 0.1 | N |  |  | N | Electric Utility | 1 | X | WAT
Conventional Hydroelectric.WAT | hydro | TRUE | 13964 | Oconto Electric Cooperative | 4147 | Stiles | WI | Oconto | 2 | Conventional Hydroelectric | HY |  | S | 0.5 | 0.8 | 0.3 | 0.3 | 0.1 | N |  |  | N | Electric Utility | 1 | X | WAT
Petroleum Liquids.DFO | petroleum | TRUE | 20153 | Washington Island El Coop, Inc | 4148 | Washington Island | WI | Door | 2 | Petroleum Liquids | IC |  | S | 0.1 | 0.8 | 0.1 | 0.1 | 0.1 | N |  |  | N | Electric Utility | 1 | X | DFO
Petroleum Liquids.DFO | petroleum | TRUE | 20153 | Washington Island El Coop, Inc | 4148 | Washington Island | WI | Door | 3 | Petroleum Liquids | IC |  | S | 0.1 | 0.8 | 0.1 | 0.1 | 0.1 | N |  |  | N | Electric Utility | 1 | X | DFO
Petroleum Liquids.DFO | petroleum | TRUE | 20153 | Washington Island El Coop, Inc | 4148 | Washington Island | WI | Door | 4 | Petroleum Liquids | IC |  | S | 0.2 | 0.8 | 0.2 | 0.2 | 0.2 | N |  |  | N | Electric Utility | 1 | X | DFO
Petroleum Liquids.DFO | petroleum | TRUE | 20153 | Washington Island El Coop, Inc | 4148 | Washington Island | WI | Door | 5 | Petroleum Liquids | IC |  | S | 0.5 | 0.8 | 0.5 | 0.5 | 0.1 | N |  |  | N | Electric Utility | 1 | X | DFO
Petroleum Liquids.DFO | petroleum | TRUE | 20153 | Washington Island El Coop, Inc | 4148 | Washington Island | WI | Door | 6 | Petroleum Liquids | IC |  | S | 0.9 | 0.8 | 0.9 | 0.9 | 0.1 | N |  |  | N | Electric Utility | 1 | X | DFO
Petroleum Liquids.DFO | petroleum | TRUE | 20153 | Washington Island El Coop, Inc | 4148 | Washington Island | WI | Door | 7 | Petroleum Liquids | IC |  | S | 1.6 | 0.8 | 1.6 | 1.6 | 0.1 | N |  |  | N | Electric Utility | 1 | X | DFO
Petroleum Liquids.DFO | petroleum | TRUE | 20153 | Washington Island El Coop, Inc | 4148 | Washington Island | WI | Door | 8 | Petroleum Liquids | IC |  | S | 1.6 | 0.8 | 1.6 | 1.6 | 0.1 | N |  |  | N | Electric Utility | 1 | X | DFO
Conventional Steam Coal.SUB | hard coal | TRUE | 14354 | PacifiCorp | 4158 | Dave Johnston | WY | Converse | 1 | Conventional Steam Coal | ST |  | S | 133.6 | 0.85 | 93 | 99 | 45 | N | 12 | 2027 | N | Electric Utility | 1 | X | SUB | RC
Conventional Steam Coal.SUB | hard coal | TRUE | 14354 | PacifiCorp | 4158 | Dave Johnston | WY | Converse | 2 | Conventional Steam Coal | ST |  | S | 133.6 | 0.85 | 102 | 106 | 45 | N | 12 | 2027 | N | Electric Utility | 1 | X | SUB | RC
Conventional Steam Coal.SUB | hard coal | TRUE | 14354 | PacifiCorp | 4158 | Dave Johnston | WY | Converse | 3 | Conventional Steam Coal | ST |  | S | 255 | 0.9 | 220 | 220 | 100 | N | 12 | 2027 | N | Electric Utility | 1 | X | SUB | RC
Conventional Steam Coal.SUB | hard coal | TRUE | 14354 | PacifiCorp | 4158 | Dave Johnston | WY | Converse | 4 | Conventional Steam Coal | ST |  | S | 400 | 0.9 | 330 | 330 | 125 | N | 12 | 2027 | N | Electric Utility | 1 | X | SUB | RC
Conventional Steam Coal.SUB | hard coal | TRUE | 14354 | PacifiCorp | 4162 | Naughton | WY | Lincoln | 1 | Conventional Steam Coal | ST |  | S | 192 | 0.85 | 156 | 156 | 21 | N | 12 | 2025 | N | Electric Utility | 1 | X | SUB
Conventional Steam Coal.SUB | hard coal | TRUE | 14354 | PacifiCorp | 4162 | Naughton | WY | Lincoln | 2 | Conventional Steam Coal | ST |  | S | 256 | 0.85 | 201 | 201 | 28 | N | 12 | 2025 | N | Electric Utility | 1 | X | SUB
Natural Gas Steam Turbine.NG | natural gas steam turbine | TRUE | 14354 | PacifiCorp | 4162 | Naughton | WY | Lincoln | 3 | Natural Gas Steam Turbine | ST |  | S | 384 | 0.85 | 247 | 247 | 50 | N | 12 | 2029 | N | Electric Utility | 1 | X | NG
Conventional Hydroelectric.WAT | hydro | TRUE | 2518 | U S Bureau of Reclamation | 4176 | Fremont Canyon | WY | Natrona | 1 | Conventional Hydroelectric | HY |  | S | 33.4 | 0.95 | 33.4 | 33.4 | 0 | N |  |  | N | Electric Utility | 1 | X | WAT
Conventional Hydroelectric.WAT | hydro | TRUE | 2518 | U S Bureau of Reclamation | 4176 | Fremont Canyon | WY | Natrona | 2 | Conventional Hydroelectric | HY |  | S | 33.4 | 0.95 | 33.4 | 33.4 | 0 | N |  |  | N | Electric Utility | 1 | X | WAT
Conventional Hydroelectric.WAT | hydro | TRUE | 2518 | U S Bureau of Reclamation | 4177 | Glendo | WY | Platte | 1 | Conventional Hydroelectric | HY |  | S | 19 | 1 | 19 | 17.5 | 0 | N |  |  | N | Electric Utility | 1 | X | WAT
Conventional Hydroelectric.WAT | hydro | TRUE | 2518 | U S Bureau of Reclamation | 4177 | Glendo | WY | Platte | 2 | Conventional Hydroelectric | HY |  | S | 19 | 1 | 19 | 19 | 0 | N |  |  | N | Electric Utility | 1 | X | WAT
Conventional Hydroelectric.WAT | hydro | TRUE | 2518 | U S Bureau of Reclamation | 4178 | Guernsey | WY | Platte | 1 | Conventional Hydroelectric | HY |  | S | 3.2 | 1 | 3.2 | 2.9 | 0 | N |  |  | N | Electric Utility | 1 | X | WAT
Conventional Hydroelectric.WAT | hydro | TRUE | 2518 | U S Bureau of Reclamation | 4178 | Guernsey | WY | Platte | 2 | Conventional Hydroelectric | HY |  | S | 3.2 | 1 | 3.2 | 3.2 | 0 | N |  |  | N | Electric Utility | 1 | X | WAT
Conventional Hydroelectric.WAT | hydro | TRUE | 2518 | U S Bureau of Reclamation | 4180 | Kortes | WY | Carbon | 1 | Conventional Hydroelectric | HY |  | S | 12 | 0.9 | 12.2 | 12.2 | 0 | N |  |  | N | Electric Utility | 1 | X | WAT
Conventional Hydroelectric.WAT | hydro | TRUE | 2518 | U S Bureau of Reclamation | 4180 | Kortes | WY | Carbon | 2 | Conventional Hydroelectric | HY |  | S | 12 | 0.9 | 12.2 | 12.2 | 0 | N |  |  | N | Electric Utility | 1 | X | WAT
Conventional Hydroelectric.WAT | hydro | TRUE | 2518 | U S Bureau of Reclamation | 4180 | Kortes | WY | Carbon | 3 | Conventional Hydroelectric | HY |  | S | 12 | 0.9 | 12.2 | 12.2 | 0 | N |  |  | N | Electric Utility | 1 | X | WAT
Conventional Hydroelectric.WAT | hydro | TRUE | 2518 | U S Bureau of Reclamation | 4182 | Seminoe | WY | Carbon | 1 | Conventional Hydroelectric | HY |  | S | 17.2 | 1 | 17.2 | 17.2 | 0 | N |  |  | N | Electric Utility | 1 | X | WAT
Conventional Hydroelectric.WAT | hydro | TRUE | 2518 | U S Bureau of Reclamation | 4182 | Seminoe | WY | Carbon | 2 | Conventional Hydroelectric | HY |  | S | 17.2 | 1 | 17.2 | 17.2 | 0 | N |  |  | N | Electric Utility | 1 | X | WAT
Conventional Hydroelectric.WAT | hydro | TRUE | 2518 | U S Bureau of Reclamation | 4182 | Seminoe | WY | Carbon | 3 | Conventional Hydroelectric | HY |  | S | 17.2 | 1 | 17.2 | 17.2 | 0 | N |  |  | N | Electric Utility | 1 | X | WAT
Conventional Hydroelectric.WAT | hydro | TRUE | 2518 | U S Bureau of Reclamation | 4183 | Shoshone (WY) | WY | Park | 1 | Conventional Hydroelectric | HY |  | S | 3 | 1 | 3 | 3 | 0 | N |  |  | N | Electric Utility | 1 | X | WAT
Conventional Hydroelectric.WAT | hydro | TRUE | 2518 | U S Bureau of Reclamation | 4185 | Fontenelle | WY | Lincoln | 1 | Conventional Hydroelectric | HY |  | S | 10 | 0.91 | 11.2 | 11.2 | 0 | N |  |  | N | Electric Utility | 1 | X | WAT
Natural Gas Internal Combustion Engine.NG | natural gas peaker | TRUE | 7634 | City of Greenville - (TX) | 4195 | Powerlane Plant | TX | Hunt | EP | Natural Gas Internal Combustion Engine | IC |  | S | 8.4 | 0.8 | 8.2 | 8.2 | 4.2 | N |  |  | N | Electric Utility | 1 | X | NG
Natural Gas Internal Combustion Engine.NG | natural gas peaker | TRUE | 7634 | City of Greenville - (TX) | 4195 | Powerlane Plant | TX | Hunt | EP2 | Natural Gas Internal Combustion Engine | IC |  | S | 8.4 | 0.8 | 8.2 | 8.2 | 4.2 | N |  |  | N | Electric Utility | 1 | X | NG
Natural Gas Internal Combustion Engine.NG | natural gas peaker | TRUE | 7634 | City of Greenville - (TX) | 4195 | Powerlane Plant | TX | Hunt | EP3 | Natural Gas Internal Combustion Engine | IC |  | S | 8.4 | 0.8 | 8.2 | 8.2 | 4.2 | N |  |  | N | Electric Utility | 1 | X | NG
Natural Gas Steam Turbine.NG | natural gas steam turbine | TRUE | 7634 | City of Greenville - (TX) | 4195 | Powerlane Plant | TX | Hunt | ST1 | Natural Gas Steam Turbine | ST |  | S | 18.8 | 0.85 | 18 | 18 | 10 | N |  |  | N | Electric Utility | 1 | X | NG
Natural Gas Steam Turbine.NG | natural gas steam turbine | TRUE | 7634 | City of Greenville - (TX) | 4195 | Powerlane Plant | TX | Hunt | ST2 | Natural Gas Steam Turbine | ST |  | S | 25 | 0.85 | 23 | 23 | 10 | N |  |  | N | Electric Utility | 1 | X | NG | DFO
Natural Gas Steam Turbine.NG | natural gas steam turbine | TRUE | 7634 | City of Greenville - (TX) | 4195 | Powerlane Plant | TX | Hunt | ST3 | Natural Gas Steam Turbine | ST |  | S | 43.2 | 0.9 | 41 | 41 | 13 | N |  |  | N | Electric Utility | 1 | X | NG | DFO
Conventional Hydroelectric.WAT | hydro | TRUE | 10056 | City of Kaukauna | 4201 | Combined Locks | WI | Outagamie | HC1 | Conventional Hydroelectric | HY |  | S | 3.1 | 0.9 | 3.1 | 3.1 | 0.2 | N |  |  | N | Electric Utility | 1 | X | WAT
Conventional Hydroelectric.WAT | hydro | TRUE | 10056 | City of Kaukauna | 4201 | Combined Locks | WI | Outagamie | HC2 | Conventional Hydroelectric | HY |  | S | 3.1 | 0.9 | 3.1 | 3.1 | 0.2 | N |  |  | N | Electric Utility | 1 | X | WAT
Conventional Hydroelectric.WAT | hydro | TRUE | 6169 | Fall River Rural Elec Coop Inc | 4204 | Island Park | ID | Fremont | HY1 | Conventional Hydroelectric | HY |  | S | 2.4 | 0.9 | 2.4 | 2.4 | 0.8 | N |  |  | N | Electric Utility | 1 | X | WAT
Conventional Hydroelectric.WAT | hydro | TRUE | 6169 | Fall River Rural Elec Coop Inc | 4204 | Island Park | ID | Fremont | HY2 | Conventional Hydroelectric | HY |  | S | 2.4 | 0.9 | 2.4 | 2.4 | 0.8 | N |  |  | N | Electric Utility | 1 | X | WAT
Conventional Hydroelectric.WAT | hydro | TRUE | 25835 | Portland City of | 4213 | PHP 1 | OR | Multnomah | 1 | Conventional Hydroelectric | HY |  | S | 23.7 | 0.95 | 24 | 24 | 12 | N |  |  | N | Electric Utility | 1 | X | WAT
Conventional Hydroelectric.WAT | hydro | TRUE | 25835 | Portland City of | 4214 | PHP 2 | OR | Clackamas | 2 | Conventional Hydroelectric | HY |  | S | 11.8 | 0.95 | 13.5 | 13.5 | 0.9 | N |  |  | N | Electric Utility | 1 | X | WAT
Natural Gas Fired Combustion Turbine.NG | natural gas peaker | TRUE | 11135 | City of Logan - (UT) | 4251 | Logan City | UT | Cache | 1 | Natural Gas Fired Combustion Turbine | GT |  | S | 5.3 | 0.8 | 4.5 | 5.2 | 3 | N |  |  | N | Electric Utility | 1 | X | NG
Natural Gas Fired Combustion Turbine.NG | natural gas peaker | TRUE | 11135 | City of Logan - (UT) | 4251 | Logan City | UT | Cache | 2 | Natural Gas Fired Combustion Turbine | GT |  | S | 5.3 | 0.8 | 4.5 | 5.2 | 3 | N |  |  | N | Electric Utility | 1 | X | NG
Natural Gas Fired Combustion Turbine.NG | natural gas peaker | TRUE | 11135 | City of Logan - (UT) | 4251 | Logan City | UT | Cache | 3 | Natural Gas Fired Combustion Turbine | GT |  | S | 5.3 | 0.8 | 4.5 | 5.2 | 3 | N |  |  | N | Electric Utility | 1 | X | NG
Natural Gas Fired Combustion Turbine.NG | natural gas peaker | TRUE | 19281 | Turlock Irrigation District | 4256 | Walnut | CA | Stanislaus | 1 | Natural Gas Fired Combustion Turbine | GT |  | S | 24.9 | 0.9 | 23.5 | 24.9 | 11 | N |  |  | N | Electric Utility | 1 | X | NG | DFO
Natural Gas Fired Combustion Turbine.NG | natural gas peaker | TRUE | 19281 | Turlock Irrigation District | 4256 | Walnut | CA | Stanislaus | 2 | Natural Gas Fired Combustion Turbine | GT |  | S | 24.9 | 0.9 | 23.5 | 24.9 | 11 | N |  |  | N | Electric Utility | 1 | X | NG | DFO
Petroleum Liquids.DFO | petroleum | TRUE | 5625 | Easton Utilities Comm | 4257 | Easton 2 | MD | Talbot | 201 | Petroleum Liquids | IC |  | S | 1.5 | 0.8 | 1.5 | 1.5 | 0 | N |  |  | N | Electric Utility | 1 | X | DFO
Petroleum Liquids.DFO | petroleum | TRUE | 5625 | Easton Utilities Comm | 4257 | Easton 2 | MD | Talbot | 202 | Petroleum Liquids | IC |  | S | 1.5 | 0.8 | 1.5 | 1.5 | 0 | N |  |  | N | Electric Utility | 1 | X | DFO
Petroleum Liquids.DFO | petroleum | TRUE | 5625 | Easton Utilities Comm | 4257 | Easton 2 | MD | Talbot | 203 | Petroleum Liquids | GT |  | S | 5.4 | 0.8 | 4.5 | 5.1 | 0 | N |  |  | N | Electric Utility | 1 | X | DFO
Petroleum Liquids.DFO | petroleum | TRUE | 5625 | Easton Utilities Comm | 4257 | Easton 2 | MD | Talbot | 204 | Petroleum Liquids | GT |  | S | 5.4 | 0.8 | 4.5 | 5.1 | 0 | N |  |  | N | Electric Utility | 1 | X | DFO
Petroleum Liquids.DFO | petroleum | TRUE | 5625 | Easton Utilities Comm | 4257 | Easton 2 | MD | Talbot | 21 | Petroleum Liquids | IC |  | S | 6.2 | 0.8 | 6.2 | 6.2 | 0 | N |  |  | N | Electric Utility | 1 | X | DFO
Petroleum Liquids.DFO | petroleum | TRUE | 5625 | Easton Utilities Comm | 4257 | Easton 2 | MD | Talbot | 22 | Petroleum Liquids | IC |  | S | 6.2 | 0.8 | 6.2 | 6.2 | 0 | N |  |  | N | Electric Utility | 1 | X | DFO
Petroleum Liquids.DFO | petroleum | TRUE | 5625 | Easton Utilities Comm | 4257 | Easton 2 | MD | Talbot | 23 | Petroleum Liquids | IC |  | S | 6.3 | 0.8 | 6.3 | 6.3 | 0 | N |  |  | N | Electric Utility | 1 | X | DFO
Petroleum Liquids.DFO | petroleum | TRUE | 5625 | Easton Utilities Comm | 4257 | Easton 2 | MD | Talbot | 24 | Petroleum Liquids | IC |  | S | 6.3 | 0.8 | 6.3 | 6.3 | 0 | N |  |  | N | Electric Utility | 1 | X | DFO
Conventional Hydroelectric.WAT | hydro | TRUE | 7977 | City of Hamilton - (OH) | 4258 | Greenup Hydro | OH | Scioto | 1 | Conventional Hydroelectric | HY |  | J | 23.4 | 0.98 | 23.4 | 23.4 | 1 | N |  |  | N | Electric Utility | 1 | X | WAT
Conventional Hydroelectric.WAT | hydro | TRUE | 7977 | City of Hamilton - (OH) | 4258 | Greenup Hydro | OH | Scioto | 2 | Conventional Hydroelectric | HY |  | J | 23.4 | 0.98 | 23.4 | 23.4 | 1 | N |  |  | N | Electric Utility | 1 | X | WAT
Conventional Hydroelectric.WAT | hydro | TRUE | 7977 | City of Hamilton - (OH) | 4258 | Greenup Hydro | OH | Scioto | 3 | Conventional Hydroelectric | HY |  | J | 23.4 | 0.98 | 23.4 | 23.4 | 1 | N |  |  | N | Electric Utility | 1 | X | WAT
Conventional Hydroelectric.WAT | hydro | TRUE | 2010 | City of Bountiful | 4263 | Echo Dam | UT | Summit | 3 | Conventional Hydroelectric | HY |  | S | 1 | 0.9 | 1 | 0.9 | 0.5 | N |  |  | N | Electric Utility | 1 | X | WAT
Conventional Hydroelectric.WAT | hydro | TRUE | 2010 | City of Bountiful | 4263 | Echo Dam | UT | Summit | NA1 | Conventional Hydroelectric | HY |  | S | 1.7 | 0.9 | 1.7 | 1.7 | 0.5 | N |  |  | N | Electric Utility | 1 | X | WAT
Conventional Hydroelectric.WAT | hydro | TRUE | 2010 | City of Bountiful | 4263 | Echo Dam | UT | Summit | NA2 | Conventional Hydroelectric | HY |  | S | 1.7 | 0.9 | 1.7 | 1.7 | 0.5 | N |  |  | N | Electric Utility | 1 | X | WAT
Natural Gas Steam Turbine.NG | natural gas steam turbine | TRUE | 6958 | City of Garland - (TX) | 4266 | Spencer | TX | Denton | 4 | Natural Gas Steam Turbine | ST |  | S | 61.1 | 0.9 | 61 | 61 | 10 | N |  |  | N | Electric Utility | 1 | X | NG
Natural Gas Steam Turbine.NG | natural gas steam turbine | TRUE | 6958 | City of Garland - (TX) | 4266 | Spencer | TX | Denton | 5 | Natural Gas Steam Turbine | ST |  | S | 65.4 | 0.85 | 61 | 61 | 10 | N |  |  | N | Electric Utility | 1 | X | NG
Nuclear.NUC | nuclear | TRUE | 11241 | Entergy Louisiana LLC | 4270 | Waterford 3 | LA | St Charles | 3 | Nuclear | ST |  | S | 1199.8 | 0.9 | 1164.5 | 1173.5 | 200 | N |  |  | N | Electric Utility | 1 | X | NUC
Conventional Steam Coal.SUB | hard coal | TRUE | 4716 | Dairyland Power Coop | 4271 | John P Madgett | WI | Buffalo | 1 | Conventional Steam Coal | ST |  | S | 387 | 0.9 | 389.8 | 392.5 | 125 | N |  |  | N | Electric Utility | 1 | X | SUB
Natural Gas Fired Combined Cycle.NG | natural gas combined cycle | TRUE | 11269 | Lower Colorado River Authority | 4937 | Thomas C Ferguson | TX | Llano | CT-1 | Natural Gas Fired Combined Cycle | CT | CC1 | J | 185.3 | 0.85 | 168 | 181 | 95 | N |  |  | N | Electric Utility | 1 | X | NG
Natural Gas Fired Combined Cycle.NG | natural gas combined cycle | TRUE | 11269 | Lower Colorado River Authority | 4937 | Thomas C Ferguson | TX | Llano | CT-2 | Natural Gas Fired Combined Cycle | CT | CC1 | J | 185.3 | 0.85 | 168 | 181 | 95 | N |  |  | N | Electric Utility | 1 | X | NG
Natural Gas Fired Combined Cycle.NG | natural gas combined cycle | TRUE | 11269 | Lower Colorado River Authority | 4937 | Thomas C Ferguson | TX | Llano | STG | Natural Gas Fired Combined Cycle | CA | CC1 | J | 204 | 0.85 | 180 | 194 | 75 | N |  |  | N | Electric Utility | 1 | X | NG
Natural Gas Steam Turbine.NG | natural gas steam turbine | TRUE | 49979 | Talen Texas, LLC | 4939 | Barney M Davis | TX | Nueces | 1 | Natural Gas Steam Turbine | ST |  | S | 352 | 0.9 | 292 | 292 | 60 | N |  |  | N | IPP Non-CHP | 2 | X | NG
Natural Gas Fired Combined Cycle.NG | natural gas combined cycle | TRUE | 49979 | Talen Texas, LLC | 4939 | Barney M Davis | TX | Nueces | 2 | Natural Gas Fired Combined Cycle | CA | CC1 | S | 351 | 0.9 | 319 | 325 | 100 | N |  |  | N | IPP Non-CHP | 2 | X | NG
Natural Gas Fired Combined Cycle.NG | natural gas combined cycle | TRUE | 49979 | Talen Texas, LLC | 4939 | Barney M Davis | TX | Nueces | 3 | Natural Gas Fired Combined Cycle | CT | CC1 | S | 189.6 | 0.9 | 157 | 165 | 60 | N |  |  | N | IPP Non-CHP | 2 | X | NG
Natural Gas Fired Combined Cycle.NG | natural gas combined cycle | TRUE | 49979 | Talen Texas, LLC | 4939 | Barney M Davis | TX | Nueces | 4 | Natural Gas Fired Combined Cycle | CT | CC1 | S | 189.6 | 0.9 | 157 | 165 | 60 | N |  |  | N | IPP Non-CHP | 2 | X | NG
Natural Gas Steam Turbine.NG | natural gas steam turbine | TRUE | 15474 | Public Service Co of Oklahoma | 4940 | Riverside (OK) | OK | Tulsa | 1 | Natural Gas Steam Turbine | ST |  | S | 473 | 0.9 | 454 | 454 | 126 | N |  |  | N | Electric Utility | 1 | X | NG
Natural Gas Steam Turbine.NG | natural gas steam turbine | TRUE | 15474 | Public Service Co of Oklahoma | 4940 | Riverside (OK) | OK | Tulsa | 2 | Natural Gas Steam Turbine | ST |  | S | 473 | 0.9 | 455 | 455 | 65 | N |  |  | N | Electric Utility | 1 | X | NG
Natural Gas Fired Combustion Turbine.NG | natural gas peaker | TRUE | 15474 | Public Service Co of Oklahoma | 4940 | Riverside (OK) | OK | Tulsa | 3 | Natural Gas Fired Combustion Turbine | GT |  | S | 86.5 | 0.85 | 79 | 79 | 42 | N |  |  | N | Electric Utility | 1 | X | NG
Natural Gas Fired Combustion Turbine.NG | natural gas peaker | TRUE | 15474 | Public Service Co of Oklahoma | 4940 | Riverside (OK) | OK | Tulsa | 4 | Natural Gas Fired Combustion Turbine | GT |  | S | 86.5 | 0.85 | 79 | 79 | 42 | N |  |  | N | Electric Utility | 1 | X | NG
Petroleum Liquids.DFO | petroleum | TRUE | 15474 | Public Service Co of Oklahoma | 4940 | Riverside (OK) | OK | Tulsa | IC1 | Petroleum Liquids | IC |  | S | 2.7 | 0.85 | 2.8 | 2.8 | 2.8 | N |  |  | N | Electric Utility | 1 | X | DFO
Natural Gas Fired Combustion Turbine.NG | natural gas peaker | TRUE | 56606 | Calpine New Jersey Generation LLC | 5083 | Cumberland (NJ) | NJ | Cumberland | CUMB | Natural Gas Fired Combustion Turbine | GT |  | S | 99.4 | 0.9 | 86.9 | 104.1 | 78.2 | N |  |  | N | IPP Non-CHP | 2 | X | NG | KER
Natural Gas Fired Combustion Turbine.NG | natural gas peaker | TRUE | 56606 | Calpine New Jersey Generation LLC | 5083 | Cumberland (NJ) | NJ | Cumberland | CUMB2 | Natural Gas Fired Combustion Turbine | GT |  | S | 131.8 | 0.9 | 96.5 | 102 | 90 | N |  |  | N | IPP Non-CHP | 2 | X | NG | KER
Nuclear.NUC | nuclear | TRUE | 9324 | Indiana Michigan Power Co | 6000 | Donald C Cook | MI | Berrien | 1 | Nuclear | ST |  | S | 1152 | 0.9 | 1009 | 1084 | 1006 | N |  |  | N | Electric Utility | 1 | X | NUC
Nuclear.NUC | nuclear | TRUE | 9324 | Indiana Michigan Power Co | 6000 | Donald C Cook | MI | Berrien | 2 | Nuclear | ST |  | S | 1133.3 | 0.85 | 1168 | 1194 | 1053 | N |  |  | N | Electric Utility | 1 | X | NUC
Nuclear.NUC | nuclear | TRUE | 195 | Alabama Power Co | 6001 | Joseph M Farley | AL | Houston | 1 | Nuclear | ST |  | S | 888.2 | 0.85 | 895 | 895 | 250 | N |  |  | N | Electric Utility | 1 | X | NUC
Nuclear.NUC | nuclear | TRUE | 195 | Alabama Power Co | 6001 | Joseph M Farley | AL | Houston | 2 | Nuclear | ST |  | S | 888.2 | 0.85 | 896 | 896 | 250 | N |  |  | N | Electric Utility | 1 | X | NUC
Conventional Steam Coal.SUB | hard coal | TRUE | 195 | Alabama Power Co | 6002 | James H Miller Jr | AL | Jefferson | 1 | Conventional Steam Coal | ST |  | J | 705.5 | 0.85 | 687.8 | 687.8 | 300 | N |  |  | N | Electric Utility | 1 | X | SUB
Conventional Steam Coal.SUB | hard coal | TRUE | 195 | Alabama Power Co | 6002 | James H Miller Jr | AL | Jefferson | 2 | Conventional Steam Coal | ST |  | J | 705.5 | 0.85 | 692.7 | 692.7 | 300 | N |  |  | N | Electric Utility | 1 | X | SUB
Conventional Steam Coal.SUB | hard coal | TRUE | 195 | Alabama Power Co | 6002 | James H Miller Jr | AL | Jefferson | 3 | Conventional Steam Coal | ST |  | S | 705.5 | 0.85 | 693 | 693 | 300 | N |  |  | N | Electric Utility | 1 | X | SUB
Conventional Steam Coal.SUB | hard coal | TRUE | 195 | Alabama Power Co | 6002 | James H Miller Jr | AL | Jefferson | 4 | Conventional Steam Coal | ST |  | S | 705.5 | 0.85 | 704 | 704 | 300 | N |  |  | N | Electric Utility | 1 | X | SUB
Conventional Steam Coal.BIT | hard coal | TRUE | 64226 | Energy Harbor Generation LLC | 6004 | Pleasants Power Station | WV | Pleasants | 1 | Conventional Steam Coal | ST |  | S | 684 | 0.9 | 639 | 650 | 300 | N | 6 | 2023 | N | IPP Non-CHP | 2 | X | BIT
Conventional Steam Coal.BIT | hard coal | TRUE | 64226 | Energy Harbor Generation LLC | 6004 | Pleasants Power Station | WV | Pleasants | 2 | Conventional Steam Coal | ST |  | S | 684 | 0.9 | 639 | 650 | 300 | N | 6 | 2023 | N | IPP Non-CHP | 2 | X | BIT
Conventional Hydroelectric.WAT | hydro | TRUE | 57280 | Eagle Creek Renewable Energy, LLC | 6006 | Racine | OH | Meigs | 1 | Conventional Hydroelectric | HY |  | W | 23.7 | 0.95 | 10 | 13 | 1 | N |  |  | N | IPP Non-CHP | 2 | X | WAT
Conventional Hydroelectric.WAT | hydro | TRUE | 57280 | Eagle Creek Renewable Energy, LLC | 6006 | Racine | OH | Meigs | 2 | Conventional Hydroelectric | HY |  | W | 23.7 | 0.95 | 10 | 13 | 1 | N |  |  | N | IPP Non-CHP | 2 | X | WAT
Nuclear.NUC | nuclear | TRUE | 803 | Arizona Public Service Co | 6008 | Palo Verde | AZ | Maricopa | 1 | Nuclear | ST |  | J | 1403.2 | 0.9 | 1311 | 1333 | 110 | N |  |  | N | Electric Utility | 1 | X | NUC
Nuclear.NUC | nuclear | TRUE | 803 | Arizona Public Service Co | 6008 | Palo Verde | AZ | Maricopa | 2 | Nuclear | ST |  | J | 1403.2 | 0.9 | 1314 | 1336 | 110 | N |  |  | N | Electric Utility | 1 | X | NUC
Nuclear.NUC | nuclear | TRUE | 803 | Arizona Public Service Co | 6008 | Palo Verde | AZ | Maricopa | 3 | Nuclear | ST |  | J | 1403.2 | 0.9 | 1312 | 1334 | 110 | N |  |  | N | Electric Utility | 1 | X | NUC
Conventional Steam Coal.SUB | hard coal | TRUE | 814 | Entergy Arkansas LLC | 6009 | White Bluff | AR | Jefferson | 1 | Conventional Steam Coal | ST |  | J | 900 | 0.9 | 817.4 | 823.4 | 200 | N |  |  | N | Electric Utility | 1 | X | SUB
Conventional Steam Coal.SUB | hard coal | TRUE | 814 | Entergy Arkansas LLC | 6009 | White Bluff | AR | Jefferson | 2 | Conventional Steam Coal | ST |  | J | 900 | 0.9 | 820.6 | 826.6 | 200 | N |  |  | N | Electric Utility | 1 | X | SUB
Nuclear.NUC | nuclear | TRUE | 55951 | Exelon Nuclear | 6011 | Calvert Cliffs Nuclear Power Plant | MD | Calvert | 1 | Nuclear | ST |  | S | 918 | 0.9 | 866 | 920.6 | 50 | N |  |  | N | IPP Non-CHP | 2 | X | NUC
Nuclear.NUC | nuclear | TRUE | 55951 | Exelon Nuclear | 6011 | Calvert Cliffs Nuclear Power Plant | MD | Calvert | 2 | Nuclear | ST |  | S | 932.4 | 0.9 | 841.8 | 895.1 | 50 | N |  |  | N | IPP Non-CHP | 2 | X | NUC
Conventional Hydroelectric.WAT | hydro | TRUE | 61122 | Great River Hydro, LLC | 6012 | Sherman | MA | Franklin | GEN1 | Conventional Hydroelectric | HY |  | S | 7.2 | 0.8 | 6.1 | 6.2 | 3 | N |  |  | N | IPP Non-CHP | 2 | X | WAT
Natural Gas Steam Turbine.NG | natural gas steam turbine | TRUE | 2507 | City of Burbank Water and Power | 6013 | Olive | CA | Los Angeles | O1 | Natural Gas Steam Turbine | ST |  | S | 50 | 0.8 | 44 | 44 | 5 | N |  |  | N | Electric Utility | 1 | X | NG
Natural Gas Steam Turbine.NG | natural gas steam turbine | TRUE | 2507 | City of Burbank Water and Power | 6013 | Olive | CA | Los Angeles | O2 | Natural Gas Steam Turbine | ST |  | S | 59.7 | 0.85 | 55 | 55 | 6 | N |  |  | N | Electric Utility | 1 | X | NG
Nuclear.NUC | nuclear | TRUE | 3046 | Duke Energy Progress - (NC) | 6014 | Brunswick Nuclear | NC | Brunswick | 1 | Nuclear | ST |  | S | 1001.6 | 0.964 | 938 | 975 | 938 | N |  |  | N | Electric Utility | 1 | X | NUC
Nuclear.NUC | nuclear | TRUE | 3046 | Duke Energy Progress - (NC) | 6014 | Brunswick Nuclear | NC | Brunswick | 2 | Nuclear | ST |  | J | 1001.6 | 0.964 | 932 | 953 | 932 | N |  |  | N | Electric Utility | 1 | X | NUC
Nuclear.NUC | nuclear | TRUE | 3046 | Duke Energy Progress - (NC) | 6015 | Harris | NC | Wake | 1 | Nuclear | ST |  | S | 950.9 | 0.95 | 964 | 1009 | 964 | N |  |  | N | Electric Utility | 1 | X | NUC
Conventional Steam Coal.SUB | hard coal | TRUE | 520 | Illinois Power Generating Co | 6017 | Newton | IL | Jasper | 1 | Conventional Steam Coal | ST |  | S | 617.4 | 0.9 | 595 | 615 | 200 | N | 12 | 2027 | N | IPP Non-CHP | 2 | X | SUB
Conventional Steam Coal.BIT | hard coal | TRUE | 55729 | Duke Energy Kentucky Inc | 6018 | East Bend | KY | Boone | 2 | Conventional Steam Coal | ST |  | S | 772 | 0.9 | 600 | 600 | 340 | N |  |  | N | Electric Utility | 1 | X | BIT
Nuclear.NUC | nuclear | TRUE | 64225 | Energy Harbor Nuclear Generation LLC | 6020 | Perry | OH | Lake | 1 | Nuclear | ST |  | S | 1311.6 | 0.92 | 1240 | 1268 | 133 | N |  |  | N | IPP Non-CHP | 2 | X | NUC
Conventional Steam Coal.SUB | hard coal | TRUE | 30151 | Tri-State G & T Assn, Inc | 6021 | Craig (CO) | CO | Moffat | 1 | Conventional Steam Coal | ST |  | J | 446.4 | 0.9 | 427 | 427 | 130 | N | 12 | 2025 | N | Electric Utility | 1 | X | SUB
Conventional Steam Coal.SUB | hard coal | TRUE | 30151 | Tri-State G & T Assn, Inc | 6021 | Craig (CO) | CO | Moffat | 2 | Conventional Steam Coal | ST |  | J | 446.4 | 0.9 | 410 | 410 | 130 | N | 9 | 2028 | N | Electric Utility | 1 | X | SUB
Conventional Steam Coal.SUB | hard coal | TRUE | 30151 | Tri-State G & T Assn, Inc | 6021 | Craig (CO) | CO | Moffat | 3 | Conventional Steam Coal | ST |  | S | 534.8 | 0.955 | 448 | 448 | 130 | N | 12 | 2029 | N | Electric Utility | 1 | X | SUB
Nuclear.NUC | nuclear | TRUE | 55951 | Exelon Nuclear | 6022 | Braidwood Generation Station | IL | Will | 1 | Nuclear | ST |  | S | 1224.9 | 0.9 | 1183 | 1218.6 | 657.1 | N |  |  | N | IPP Non-CHP | 2 | X | NUC
Nuclear.NUC | nuclear | TRUE | 55951 | Exelon Nuclear | 6022 | Braidwood Generation Station | IL | Will | 2 | Nuclear | ST |  | S | 1224.9 | 0.9 | 1154 | 1182.5 | 657.6 | N |  |  | N | IPP Non-CHP | 2 | X | NUC
Nuclear.NUC | nuclear | TRUE | 55951 | Exelon Nuclear | 6023 | Byron Generating Station | IL | Ogle | 1 | Nuclear | ST |  | S | 1224.9 | 0.9 | 1164 | 1211.7 | 643.5 | N |  |  | N | IPP Non-CHP | 2 | X | NUC
Nuclear.NUC | nuclear | TRUE | 55951 | Exelon Nuclear | 6023 | Byron Generating Station | IL | Ogle | 2 | Nuclear | ST |  | S | 1224.9 | 0.9 | 1136 | 1174 | 646.7 | N |  |  | N | IPP Non-CHP | 2 | X | NUC
Nuclear.NUC | nuclear | TRUE | 55951 | Exelon Nuclear | 6026 | LaSalle Generating Station | IL | LaSalle | 1 | Nuclear | ST |  | S | 1170 | 0.9 | 1130.5 | 1171.9 | 135 | N |  |  | N | IPP Non-CHP | 2 | X | NUC
Nuclear.NUC | nuclear | TRUE | 55951 | Exelon Nuclear | 6026 | LaSalle Generating Station | IL | LaSalle | 2 | Nuclear | ST |  | S | 1170 | 0.9 | 1133.9 | 1174 | 133 | N |  |  | N | IPP Non-CHP | 2 | X | NUC
Conventional Steam Coal.RC | hard coal | TRUE | 65146 | Rainbow Energy Center | 6030 | Coal Creek | ND | McLean | 1 | Conventional Steam Coal | ST |  | S | 604.8 | 0.9 | 568.3 | 568.3 | 285 | N |  |  | Y | Electric Utility | 1 | T | RC | LIG
Conventional Steam Coal.RC | hard coal | TRUE | 65146 | Rainbow Energy Center | 6030 | Coal Creek | ND | McLean | 2 | Conventional Steam Coal | ST |  | S | 604.8 | 0.9 | 573.9 | 573.9 | 285 | N |  |  | Y | Electric Utility | 1 | T | RC | LIG
Petroleum Liquids.DFO | petroleum | TRUE | 65146 | Rainbow Energy Center | 6030 | Coal Creek | ND | McLean | 4 | Petroleum Liquids | IC |  | S | 3 | 0.8 | 3 | 3 | 3 | N |  |  | N | Electric Utility | 1 | X | DFO
Petroleum Liquids.DFO | petroleum | TRUE | 65146 | Rainbow Energy Center | 6030 | Coal Creek | ND | McLean | 5 | Petroleum Liquids | IC |  | S | 3 | 0.8 | 3 | 3 | 3 | N |  |  | N | Electric Utility | 1 | X | DFO
Natural Gas Fired Combustion Turbine.NG | natural gas peaker | TRUE | 5109 | DTE Electric Company | 6034 | Belle River | MI | St Clair | 12-1 | Natural Gas Fired Combustion Turbine | GT |  | S | 85.3 | 0.85 | 75 | 93 | 12 | N |  |  | N | Electric Utility | 1 | X | NG
Natural Gas Fired Combustion Turbine.NG | natural gas peaker | TRUE | 5109 | DTE Electric Company | 6034 | Belle River | MI | St Clair | 12-2 | Natural Gas Fired Combustion Turbine | GT |  | S | 85.3 | 0.85 | 75 | 93 | 12 | N |  |  | N | Electric Utility | 1 | X | NG
Natural Gas Fired Combustion Turbine.NG | natural gas peaker | TRUE | 5109 | DTE Electric Company | 6034 | Belle River | MI | St Clair | 13-1 | Natural Gas Fired Combustion Turbine | GT |  | S | 85.3 | 0.85 | 74 | 92 | 12 | N |  |  | N | Electric Utility | 1 | X | NG
Petroleum Liquids.DFO | petroleum | TRUE | 5109 | DTE Electric Company | 6034 | Belle River | MI | St Clair | 3 | Petroleum Liquids | IC |  | S | 2.7 | 0.8 | 3 | 3 | 0.6 | N |  |  | N | Electric Utility | 1 | X | DFO
Petroleum Liquids.DFO | petroleum | TRUE | 5109 | DTE Electric Company | 6034 | Belle River | MI | St Clair | 4 | Petroleum Liquids | IC |  | S | 2.7 | 0.8 | 3 | 3 | 0.6 | N |  |  | N | Electric Utility | 1 | X | DFO
Petroleum Liquids.DFO | petroleum | TRUE | 5109 | DTE Electric Company | 6034 | Belle River | MI | St Clair | 5 | Petroleum Liquids | IC |  | S | 2.7 | 0.8 | 3 | 3 | 0.6 | N |  |  | N | Electric Utility | 1 | X | DFO
Petroleum Liquids.DFO | petroleum | TRUE | 5109 | DTE Electric Company | 6034 | Belle River | MI | St Clair | IC1 | Petroleum Liquids | IC |  | S | 2.7 | 0.8 | 2 | 2 | 0.6 | N |  |  | N | Electric Utility | 1 | X | DFO
Petroleum Liquids.DFO | petroleum | TRUE | 5109 | DTE Electric Company | 6034 | Belle River | MI | St Clair | IC2 | Petroleum Liquids | IC |  | S | 2.7 | 0.8 | 3 | 3 | 0.6 | N |  |  | N | Electric Utility | 1 | X | DFO
Conventional Steam Coal.RC | hard coal | TRUE | 5109 | DTE Electric Company | 6034 | Belle River | MI | St Clair | ST1 | Conventional Steam Coal | ST |  | J | 697.5 | 0.9 | 635 | 635 | 155 | N | 12 | 2028 | N | Electric Utility | 1 | X | RC | DFO
Conventional Steam Coal.RC | hard coal | TRUE | 5109 | DTE Electric Company | 6034 | Belle River | MI | St Clair | ST2 | Conventional Steam Coal | ST |  | J | 697.5 | 0.9 | 635 | 635 | 155 | N | 12 | 2028 | N | Electric Utility | 1 | X | RC | DFO
Natural Gas Steam Turbine.NG | natural gas steam turbine | TRUE | 5109 | DTE Electric Company | 6035 | Greenwood (MI) | MI | St Clair | 1 | Natural Gas Steam Turbine | ST |  | S | 815.4 | 0.9 | 785 | 785 | 155 | N |  |  | N | Electric Utility | 1 | X | NG | DFO | WO | RFO
Natural Gas Fired Combustion Turbine.NG | natural gas peaker | TRUE | 5109 | DTE Electric Company | 6035 | Greenwood (MI) | MI | St Clair | 11-1 | Natural Gas Fired Combustion Turbine | GT |  | S | 85.3 | 0.85 | 75 | 93 | 12 | N |  |  | N | Electric Utility | 1 | X | NG
Natural Gas Fired Combustion Turbine.NG | natural gas peaker | TRUE | 5109 | DTE Electric Company | 6035 | Greenwood (MI) | MI | St Clair | 11-2 | Natural Gas Fired Combustion Turbine | GT |  | S | 85.3 | 0.85 | 75 | 93 | 12 | N |  |  | N | Electric Utility | 1 | X | NG
Natural Gas Fired Combustion Turbine.NG | natural gas peaker | TRUE | 5109 | DTE Electric Company | 6035 | Greenwood (MI) | MI | St Clair | 11-3 | Natural Gas Fired Combustion Turbine | GT |  | S | 85.3 | 0.85 | 74 | 92 | 12 | N |  |  | N | Electric Utility | 1 | X | NG
Nuclear.NUC | nuclear | TRUE | 5416 | Duke Energy Carolinas, LLC | 6036 | Catawba | SC | York | 1 | Nuclear | ST |  | J | 1205.1 | 0.9 | 1160.1 | 1198.7 | 1160.1 | N |  |  | N | Electric Utility | 1 | X | NUC
Nuclear.NUC | nuclear | TRUE | 5416 | Duke Energy Carolinas, LLC | 6036 | Catawba | SC | York | 2 | Nuclear | ST |  | J | 1205.1 | 0.9 | 1150.1 | 1179.8 | 1150.1 | N |  |  | N | Electric Utility | 1 | X | NUC
Nuclear.NUC | nuclear | TRUE | 5416 | Duke Energy Carolinas, LLC | 6038 | McGuire | NC | Mecklenburg | 1 | Nuclear | ST |  | S | 1220.3 | 0.83 | 1158 | 1199 | 1158 | N |  |  | N | Electric Utility | 1 | X | NUC
Nuclear.NUC | nuclear | TRUE | 5416 | Duke Energy Carolinas, LLC | 6038 | McGuire | NC | Mecklenburg | 2 | Nuclear | ST |  | S | 1220.3 | 0.87 | 1157.6 | 1187.2 | 1157.6 | N |  |  | N | Electric Utility | 1 | X | NUC
Nuclear.NUC | nuclear | TRUE | 64225 | Energy Harbor Nuclear Generation LLC | 6040 | Beaver Valley | PA | Beaver | 1 | Nuclear | ST |  | S | 923.4 | 0.954 | 907 | 939 | 94 | N |  |  | N | IPP Non-CHP | 2 | X | NUC
Nuclear.NUC | nuclear | TRUE | 64225 | Energy Harbor Nuclear Generation LLC | 6040 | Beaver Valley | PA | Beaver | 2 | Nuclear | ST |  | S | 923.4 | 0.954 | 901 | 933 | 93 | N |  |  | N | IPP Non-CHP | 2 | X | NUC
Conventional Steam Coal.BIT | hard coal | TRUE | 5580 | East Kentucky Power Coop, Inc | 6041 | H L Spurlock | KY | Mason | 1 | Conventional Steam Coal | ST |  | S | 357.6 | 0.96 | 300 | 300 | 145 | N |  |  | Y | Electric Utility | 1 | T | BIT
Conventional Steam Coal.BIT | hard coal | TRUE | 5580 | East Kentucky Power Coop, Inc | 6041 | H L Spurlock | KY | Mason | 2 | Conventional Steam Coal | ST |  | S | 592.1 | 0.96 | 510 | 510 | 280 | N |  |  | Y | Electric Utility | 1 | T | BIT
Conventional Steam Coal.BIT | hard coal | TRUE | 5580 | East Kentucky Power Coop, Inc | 6041 | H L Spurlock | KY | Mason | 3 | Conventional Steam Coal | ST |  | S | 329.4 | 0.85 | 268 | 268 | 180 | N |  |  | Y | Electric Utility | 1 | T | BIT | TDF
Conventional Steam Coal.BIT | hard coal | TRUE | 5580 | East Kentucky Power Coop, Inc | 6041 | H L Spurlock | KY | Mason | 4 | Conventional Steam Coal | ST |  | S | 329.4 | 0.85 | 268 | 268 | 180 | N |  |  | Y | Electric Utility | 1 | T | BIT | TDF
Natural Gas Steam Turbine.NG | natural gas steam turbine | TRUE | 6452 | Florida Power & Light Co | 6042 | Manatee | FL | Manatee | 1 | Natural Gas Steam Turbine | ST |  | S | 863.3 | 0.89 | 809 | 819 | 190 | N |  |  | N | Electric Utility | 1 | X | NG | RFO
Natural Gas Steam Turbine.NG | natural gas steam turbine | TRUE | 6452 | Florida Power & Light Co | 6042 | Manatee | FL | Manatee | 2 | Natural Gas Steam Turbine | ST |  | S | 863.3 | 0.89 | 809 | 819 | 190 | N |  |  | N | Electric Utility | 1 | X | NG | RFO
Natural Gas Fired Combined Cycle.NG | natural gas combined cycle | TRUE | 6452 | Florida Power & Light Co | 6042 | Manatee | FL | Manatee | 3 | Natural Gas Fired Combined Cycle | CA | G341 | S | 471.8 | 0.85 | 439 | 437 | 133 | N |  |  | N | Electric Utility | 1 | X | NG
Natural Gas Fired Combined Cycle.NG | natural gas combined cycle | TRUE | 6452 | Florida Power & Light Co | 6042 | Manatee | FL | Manatee | A | Natural Gas Fired Combined Cycle | CT | G341 | S | 188.2 | 0.85 | 173.5 | 207 | 95 | N |  |  | N | Electric Utility | 1 | X | NG
Natural Gas Fired Combined Cycle.NG | natural gas combined cycle | TRUE | 6452 | Florida Power & Light Co | 6042 | Manatee | FL | Manatee | B | Natural Gas Fired Combined Cycle | CT | G341 | S | 188.2 | 0.85 | 173.5 | 207 | 95 | N |  |  | N | Electric Utility | 1 | X | NG
Natural Gas Fired Combined Cycle.NG | natural gas combined cycle | TRUE | 6452 | Florida Power & Light Co | 6042 | Manatee | FL | Manatee | C | Natural Gas Fired Combined Cycle | CT | G341 | S | 188.2 | 0.85 | 173.5 | 207 | 95 | N |  |  | N | Electric Utility | 1 | X | NG
Natural Gas Fired Combined Cycle.NG | natural gas combined cycle | TRUE | 6452 | Florida Power & Light Co | 6042 | Manatee | FL | Manatee | D | Natural Gas Fired Combined Cycle | CT | G341 | S | 188.2 | 0.85 | 173.5 | 207 | 95 | N |  |  | N | Electric Utility | 1 | X | NG
Natural Gas Fired Combined Cycle.NG | natural gas combined cycle | TRUE | 6452 | Florida Power & Light Co | 6043 | Martin | FL | Martin | 3GT1 | Natural Gas Fired Combined Cycle | CT | C796 | S | 204 | 0.8 | 165 | 185 | 143 | N |  |  | N | Electric Utility | 1 | X | NG
Natural Gas Fired Combined Cycle.NG | natural gas combined cycle | TRUE | 6452 | Florida Power & Light Co | 6043 | Martin | FL | Martin | 3GT2 | Natural Gas Fired Combined Cycle | CT | C796 | S | 204 | 0.8 | 165 | 185 | 143 | N |  |  | N | Electric Utility | 1 | X | NG
Natural Gas Fired Combined Cycle.NG | natural gas combined cycle | TRUE | 6452 | Florida Power & Light Co | 6043 | Martin | FL | Martin | 3ST | Natural Gas Fired Combined Cycle | CA | C796 | S | 204 | 0.8 | 157 | 163 | 143 | N |  |  | N | Electric Utility | 1 | X | NG
Natural Gas Fired Combined Cycle.NG | natural gas combined cycle | TRUE | 6452 | Florida Power & Light Co | 6043 | Martin | FL | Martin | 4GT1 | Natural Gas Fired Combined Cycle | CT | C797 | S | 204 | 0.8 | 165 | 185 | 143 | N |  |  | N | Electric Utility | 1 | X | NG
Natural Gas Fired Combined Cycle.NG | natural gas combined cycle | TRUE | 6452 | Florida Power & Light Co | 6043 | Martin | FL | Martin | 4GT2 | Natural Gas Fired Combined Cycle | CT | C797 | S | 204 | 0.8 | 165 | 185 | 143 | N |  |  | N | Electric Utility | 1 | X | NG
Natural Gas Fired Combined Cycle.NG | natural gas combined cycle | TRUE | 6452 | Florida Power & Light Co | 6043 | Martin | FL | Martin | 4ST | Natural Gas Fired Combined Cycle | CA | C797 | S | 204 | 0.8 | 157 | 163 | 143 | N |  |  | N | Electric Utility | 1 | X | NG
Natural Gas Fired Combined Cycle.NG | natural gas combined cycle | TRUE | 6452 | Florida Power & Light Co | 6043 | Martin | FL | Martin | 8 | Natural Gas Fired Combined Cycle | CA | G342 | S | 471.7 | 0.85 | 447.8 | 443 | 133 | N |  |  | N | Electric Utility | 1 | X | NG | SUN | DFO
Natural Gas Fired Combined Cycle.NG | natural gas combined cycle | TRUE | 6452 | Florida Power & Light Co | 6043 | Martin | FL | Martin | 8A | Natural Gas Fired Combined Cycle | CT | G342 | S | 188.2 | 0.85 | 196.8 | 207 | 95 | N |  |  | N | Electric Utility | 1 | X | NG | DFO
Natural Gas Fired Combined Cycle.NG | natural gas combined cycle | TRUE | 6452 | Florida Power & Light Co | 6043 | Martin | FL | Martin | 8B | Natural Gas Fired Combined Cycle | CT | G342 | S | 188.2 | 0.85 | 196.8 | 207 | 95 | N |  |  | N | Electric Utility | 1 | X | NG | DFO
Natural Gas Fired Combined Cycle.NG | natural gas combined cycle | TRUE | 6452 | Florida Power & Light Co | 6043 | Martin | FL | Martin | 8C | Natural Gas Fired Combined Cycle | CT | G342 | S | 188.2 | 0.85 | 196.8 | 207 | 95 | N |  |  | N | Electric Utility | 1 | X | NG | DFO
Natural Gas Fired Combined Cycle.NG | natural gas combined cycle | TRUE | 6452 | Florida Power & Light Co | 6043 | Martin | FL | Martin | 8D | Natural Gas Fired Combined Cycle | CT | G342 | S | 188.2 | 0.85 | 196.8 | 207 | 95 | N |  |  | N | Electric Utility | 1 | X | NG | DFO
Nuclear.NUC | nuclear | TRUE | 6452 | Florida Power & Light Co | 6045 | St Lucie | FL | St Lucie | 1 | Nuclear | ST |  | S | 1080 | 0.9 | 981 | 1003 | 981 | N |  |  | N | Electric Utility | 1 | X | NUC
Nuclear.NUC | nuclear | TRUE | 6452 | Florida Power & Light Co | 6045 | St Lucie | FL | St Lucie | 2 | Nuclear | ST |  | J | 1080 | 0.9 | 987 | 987 | 987 | N |  |  | N | Electric Utility | 1 | X | NUC
Petroleum Liquids.DFO | petroleum | TRUE | 6455 | Duke Energy Florida, LLC | 6046 | DeBary | FL | Volusia | 10 | Petroleum Liquids | GT |  | S | 103.5 | 0.84 | 72 | 88 | 40 | N |  |  | N | Electric Utility | 1 | X | DFO
Petroleum Liquids.DFO | petroleum | TRUE | 6455 | Duke Energy Florida, LLC | 6046 | DeBary | FL | Volusia | 2 | Petroleum Liquids | GT |  | S | 66.8 | 0.9 | 45 | 57 | 20 | N |  |  | N | Electric Utility | 1 | X | DFO
Petroleum Liquids.DFO | petroleum | TRUE | 6455 | Duke Energy Florida, LLC | 6046 | DeBary | FL | Volusia | 3 | Petroleum Liquids | GT |  | S | 66.8 | 0.9 | 45 | 59 | 20 | N |  |  | N | Electric Utility | 1 | X | DFO
Petroleum Liquids.DFO | petroleum | TRUE | 6455 | Duke Energy Florida, LLC | 6046 | DeBary | FL | Volusia | 4 | Petroleum Liquids | GT |  | S | 66.8 | 0.9 | 46 | 59 | 20 | N |  |  | N | Electric Utility | 1 | X | DFO
Petroleum Liquids.DFO | petroleum | TRUE | 6455 | Duke Energy Florida, LLC | 6046 | DeBary | FL | Volusia | 5 | Petroleum Liquids | GT |  | S | 66.8 | 0.9 | 45 | 58 | 20 | N |  |  | N | Electric Utility | 1 | X | DFO
Petroleum Liquids.DFO | petroleum | TRUE | 6455 | Duke Energy Florida, LLC | 6046 | DeBary | FL | Volusia | 6 | Petroleum Liquids | GT |  | S | 66.8 | 0.9 | 46 | 59 | 20 | N |  |  | N | Electric Utility | 1 | X | DFO
Natural Gas Fired Combustion Turbine.NG | natural gas peaker | TRUE | 6455 | Duke Energy Florida, LLC | 6046 | DeBary | FL | Volusia | 7 | Natural Gas Fired Combustion Turbine | GT |  | S | 103.5 | 0.85 | 74 | 93 | 40 | N |  |  | N | Electric Utility | 1 | X | NG | DFO
Natural Gas Fired Combustion Turbine.NG | natural gas peaker | TRUE | 6455 | Duke Energy Florida, LLC | 6046 | DeBary | FL | Volusia | 8 | Natural Gas Fired Combustion Turbine | GT |  | S | 103.5 | 0.85 | 75 | 94 | 40 | N |  |  | N | Electric Utility | 1 | X | NG | DFO
Natural Gas Fired Combustion Turbine.NG | natural gas peaker | TRUE | 6455 | Duke Energy Florida, LLC | 6046 | DeBary | FL | Volusia | 9 | Natural Gas Fired Combustion Turbine | GT |  | S | 103.5 | 0.85 | 76 | 94 | 40 | N |  |  | N | Electric Utility | 1 | X | NG | DFO
Conventional Hydroelectric.WAT | hydro | TRUE | 61122 | Great River Hydro, LLC | 6047 | Deerfield 2 | MA | Franklin | GEN1 | Conventional Hydroelectric | HY |  | S | 1.6 | 0.8 | 2.2 | 2.2 | 1 | N |  |  | N | IPP Non-CHP | 2 | X | WAT
Conventional Hydroelectric.WAT | hydro | TRUE | 61122 | Great River Hydro, LLC | 6047 | Deerfield 2 | MA | Franklin | GEN2 | Conventional Hydroelectric | HY |  | S | 1.6 | 0.8 | 2.2 | 2.2 | 1 | N |  |  | N | IPP Non-CHP | 2 | X | WAT
Conventional Hydroelectric.WAT | hydro | TRUE | 61122 | Great River Hydro, LLC | 6047 | Deerfield 2 | MA | Franklin | GEN3 | Conventional Hydroelectric | HY |  | S | 1.6 | 0.8 | 2.2 | 2.2 | 1 | N |  |  | N | IPP Non-CHP | 2 | X | WAT
Petroleum Liquids.DFO | petroleum | TRUE | 64488 | Vineyard Reliability LLC | 6049 | West Tisbury Generating Facility | MA | Dukes | UN1 | Petroleum Liquids | IC |  | S | 2.7 | 0.8 | 2.8 | 2.8 | 2 | N |  |  | N | IPP Non-CHP | 2 | X | DFO
Petroleum Liquids.DFO | petroleum | TRUE | 64488 | Vineyard Reliability LLC | 6049 | West Tisbury Generating Facility | MA | Dukes | UN2 | Petroleum Liquids | IC |  | S | 2.7 | 0.8 | 2.8 | 2.8 | 2 | N |  |  | N | IPP Non-CHP | 2 | X | DFO
Nuclear.NUC | nuclear | TRUE | 7140 | Georgia Power Co | 6051 | Edwin I Hatch | GA | Appling | 1 | Nuclear | ST |  | J | 924 | 0.88 | 876 | 876 | 250 | N |  |  | N | Electric Utility | 1 | X | NUC
Nuclear.NUC | nuclear | TRUE | 7140 | Georgia Power Co | 6051 | Edwin I Hatch | GA | Appling | 2 | Nuclear | ST |  | J | 924 | 0.88 | 883 | 883 | 250 | N |  |  | N | Electric Utility | 1 | X | NUC
Conventional Steam Coal.SUB | hard coal | TRUE | 11252 | Louisiana Generating LLC | 6055 | Big Cajun 2 | LA | Pointe Coupee | 1 | Conventional Steam Coal | ST |  | S | 657.9 | 0.9 | 520 | 520 | 225 | N |  |  | N | IPP Non-CHP | 2 | X | SUB | NG
Natural Gas Steam Turbine.NG | natural gas steam turbine | TRUE | 11252 | Louisiana Generating LLC | 6055 | Big Cajun 2 | LA | Pointe Coupee | 2 | Natural Gas Steam Turbine | ST |  | S | 626 | 0.9 | 550 | 550 | 100 | N |  |  | N | IPP Non-CHP | 2 | X | NG
Conventional Steam Coal.SUB | hard coal | TRUE | 11252 | Louisiana Generating LLC | 6055 | Big Cajun 2 | LA | Pointe Coupee | 3 | Conventional Steam Coal | ST |  | J | 619 | 0.9 | 540 | 540 | 180 | N |  |  | N | IPP Non-CHP | 2 | X | SUB | NG
Petroleum Liquids.RFO | petroleum | TRUE | 11843 | Maui Electric Co Ltd | 6056 | Kahului | HI | Maui | 1 | Petroleum Liquids | ST |  | S | 5 | 0.8 | 4.7 | 4.7 | 2 | N | 12 | 2027 | N | Electric Utility | 1 | X | RFO
Petroleum Liquids.RFO | petroleum | TRUE | 11843 | Maui Electric Co Ltd | 6056 | Kahului | HI | Maui | 2 | Petroleum Liquids | ST |  | S | 5 | 0.8 | 4.8 | 4.8 | 2 | N | 12 | 2027 | N | Electric Utility | 1 | X | RFO
Petroleum Liquids.RFO | petroleum | TRUE | 11843 | Maui Electric Co Ltd | 6056 | Kahului | HI | Maui | 3 | Petroleum Liquids | ST |  | S | 11.5 | 0.85 | 11 | 11 | 3 | N | 12 | 2027 | N | Electric Utility | 1 | X | RFO
Petroleum Liquids.RFO | petroleum | TRUE | 11843 | Maui Electric Co Ltd | 6056 | Kahului | HI | Maui | 4 | Petroleum Liquids | ST |  | S | 12.5 | 0.8 | 11.9 | 11.9 | 3 | N | 12 | 2027 | N | Electric Utility | 1 | X | RFO
Natural Gas Fired Combustion Turbine.NG | natural gas peaker | TRUE | 16181 | Rochester Public Utilities | 6058 | Cascade Creek | MN | Olmsted | 1 | Natural Gas Fired Combustion Turbine | GT |  | S | 35 | 0.95 | 27.9 | 30.2 | 5 | N |  |  | N | Electric Utility | 1 | X | NG | DFO
Natural Gas Fired Combustion Turbine.NG | natural gas peaker | TRUE | 16181 | Rochester Public Utilities | 6058 | Cascade Creek | MN | Olmsted | 2 | Natural Gas Fired Combustion Turbine | GT |  | S | 49.9 | 0.95 | 49.5 | 49.9 | 5 | N |  |  | N | Electric Utility | 1 | X | NG | DFO
Natural Gas Fired Combustion Turbine.NG | natural gas peaker | TRUE | 9216 | Imperial Irrigation District | 6060 | Coachella | CA | Riverside | 1 | Natural Gas Fired Combustion Turbine | GT |  | S | 23.1 | 0.9 | 18.6 | 18.5 | 3 | N |  |  | N | Electric Utility | 1 | X | NG | DFO
Natural Gas Fired Combustion Turbine.NG | natural gas peaker | TRUE | 9216 | Imperial Irrigation District | 6060 | Coachella | CA | Riverside | 2 | Natural Gas Fired Combustion Turbine | GT |  | S | 23.1 | 0.9 | 19 | 16.1 | 3 | N |  |  | N | Electric Utility | 1 | X | NG | DFO
Natural Gas Fired Combustion Turbine.NG | natural gas peaker | TRUE | 9216 | Imperial Irrigation District | 6060 | Coachella | CA | Riverside | 3 | Natural Gas Fired Combustion Turbine | GT |  | S | 23.1 | 0.9 | 18.3 | 20.3 | 3 | N |  |  | N | Electric Utility | 1 | X | NG | DFO
Natural Gas Fired Combustion Turbine.NG | natural gas peaker | TRUE | 9216 | Imperial Irrigation District | 6060 | Coachella | CA | Riverside | 4 | Natural Gas Fired Combustion Turbine | GT |  | S | 23.1 | 0.9 | 18 | 19.2 | 3 | N |  |  | N | Electric Utility | 1 | X | NG | DFO
Natural Gas Fired Combustion Turbine.NG | natural gas peaker | TRUE | 12341 | MidAmerican Energy Co | 6063 | Electrifarm | IA | Black Hawk | 1 | Natural Gas Fired Combustion Turbine | GT |  | S | 71.2 | 0.9 | 54.5 | 71 | 6 | N |  |  | N | Electric Utility | 1 | X | NG | DFO
Natural Gas Fired Combustion Turbine.NG | natural gas peaker | TRUE | 12341 | MidAmerican Energy Co | 6063 | Electrifarm | IA | Black Hawk | 2 | Natural Gas Fired Combustion Turbine | GT |  | S | 89 | 0.9 | 63.1 | 78 | 6 | N |  |  | N | Electric Utility | 1 | X | NG | DFO
Natural Gas Fired Combustion Turbine.NG | natural gas peaker | TRUE | 12341 | MidAmerican Energy Co | 6063 | Electrifarm | IA | Black Hawk | 3 | Natural Gas Fired Combustion Turbine | GT |  | S | 103.9 | 0.9 | 60.7 | 85 | 6 | N |  |  | N | Electric Utility | 1 | X | NG | DFO
Conventional Steam Coal.SUB | hard coal | TRUE | 9996 | City of Kansas City - (KS) | 6064 | Nearman Creek | KS | Wyandotte | 1 | Conventional Steam Coal | ST |  | S | 261 | 0.9 | 243 | 243 | 150 | N |  |  | N | Electric Utility | 1 | X | SUB
Natural Gas Fired Combustion Turbine.NG | natural gas peaker | TRUE | 9996 | City of Kansas City - (KS) | 6064 | Nearman Creek | KS | Wyandotte | CT4 | Natural Gas Fired Combustion Turbine | GT |  | S | 104 | 0.9 | 76 | 76 | 25 | N |  |  | N | Electric Utility | 1 | X | NG | DFO
Conventional Steam Coal.SUB | hard coal | TRUE | 10000 | Evergy Metro | 6065 | Iatan | MO | Platte | 1 | Conventional Steam Coal | ST |  | J | 726 | 0.9 | 702.5 | 702.5 | 366 | N |  |  | N | Electric Utility | 1 | X | SUB
Conventional Steam Coal.SUB | hard coal | TRUE | 10000 | Evergy Metro | 6065 | Iatan | MO | Platte | 2 | Conventional Steam Coal | ST |  | J | 999 | 0.9 | 897.1 | 897.1 | 657 | N |  |  | N | Electric Utility | 1 | X | SUB
Conventional Steam Coal.SUB | hard coal | TRUE | 22500 | Evergy Kansas Central, Inc | 6068 | Jeffrey Energy Center | KS | Pottawatomie | 1 | Conventional Steam Coal | ST |  | J | 720 | 0.9 | 670.6 | 670.6 | 230 | N |  |  | N | Electric Utility | 1 | X | SUB
Conventional Steam Coal.SUB | hard coal | TRUE | 22500 | Evergy Kansas Central, Inc | 6068 | Jeffrey Energy Center | KS | Pottawatomie | 2 | Conventional Steam Coal | ST |  | J | 720 | 0.9 | 664.1 | 664.1 | 220 | N |  |  | N | Electric Utility | 1 | X | SUB
Conventional Steam Coal.SUB | hard coal | TRUE | 22500 | Evergy Kansas Central, Inc | 6068 | Jeffrey Energy Center | KS | Pottawatomie | 3 | Conventional Steam Coal | ST |  | J | 720 | 0.9 | 673.3 | 673.3 | 220 | N |  |  | N | Electric Utility | 1 | X | SUB
Conventional Steam Coal.BIT | hard coal | TRUE | 11249 | Louisville Gas & Electric Co | 6071 | Trimble County | KY | Trimble | 1 | Conventional Steam Coal | ST |  | J | 566.1 | 0.9 | 511 | 511 | 141 | N |  |  | N | Electric Utility | 1 | X | BIT | SUB
Natural Gas Fired Combustion Turbine.NG | natural gas peaker | TRUE | 11249 | Louisville Gas & Electric Co | 6071 | Trimble County | KY | Trimble | 10 | Natural Gas Fired Combustion Turbine | GT |  | J | 199 | 0.85 | 159 | 179 | 80 | N |  |  | N | Electric Utility | 1 | X | NG
Conventional Steam Coal.BIT | hard coal | TRUE | 11249 | Louisville Gas & Electric Co | 6071 | Trimble County | KY | Trimble | 2 | Conventional Steam Coal | ST |  | J | 834 | 0.85 | 732 | 760 | 315 | N |  |  | N | Electric Utility | 1 | X | BIT | SUB
Natural Gas Fired Combustion Turbine.NG | natural gas peaker | TRUE | 11249 | Louisville Gas & Electric Co | 6071 | Trimble County | KY | Trimble | 5 | Natural Gas Fired Combustion Turbine | GT |  | J | 199 | 0.85 | 159 | 179 | 80 | N |  |  | N | Electric Utility | 1 | X | NG
Natural Gas Fired Combustion Turbine.NG | natural gas peaker | TRUE | 11249 | Louisville Gas & Electric Co | 6071 | Trimble County | KY | Trimble | 6 | Natural Gas Fired Combustion Turbine | GT |  | J | 199 | 0.85 | 159 | 179 | 80 | N |  |  | N | Electric Utility | 1 | X | NG
Natural Gas Fired Combustion Turbine.NG | natural gas peaker | TRUE | 11249 | Louisville Gas & Electric Co | 6071 | Trimble County | KY | Trimble | 7 | Natural Gas Fired Combustion Turbine | GT |  | J | 199 | 0.85 | 159 | 179 | 80 | N |  |  | N | Electric Utility | 1 | X | NG
Natural Gas Fired Combustion Turbine.NG | natural gas peaker | TRUE | 11249 | Louisville Gas & Electric Co | 6071 | Trimble County | KY | Trimble | 8 | Natural Gas Fired Combustion Turbine | GT |  | J | 199 | 0.85 | 159 | 179 | 80 | N |  |  | N | Electric Utility | 1 | X | NG
Natural Gas Fired Combustion Turbine.NG | natural gas peaker | TRUE | 11249 | Louisville Gas & Electric Co | 6071 | Trimble County | KY | Trimble | 9 | Natural Gas Fired Combustion Turbine | GT |  | J | 199 | 0.85 | 159 | 179 | 80 | N |  |  | N | Electric Utility | 1 | X | NG
Nuclear.NUC | nuclear | TRUE | 12465 | System Energy Resources, Inc | 6072 | Grand Gulf | MS | Claiborne | 1 | Nuclear | ST |  | J | 1440 | 0.9 | 1400.5 | 1448.1 | 300 | N |  |  | N | Electric Utility | 1 | X | NUC
Conventional Steam Coal.SUB | hard coal | TRUE | 12686 | Mississippi Power Co | 6073 | Victor J Daniel Jr | MS | Jackson | 1 | Conventional Steam Coal | ST |  | J | 548.3 | 0.85 | 502 | 502 | 165 | N | 12 | 2027 | N | Electric Utility | 1 | X | SUB | BIT | DFO
Conventional Steam Coal.SUB | hard coal | TRUE | 12686 | Mississippi Power Co | 6073 | Victor J Daniel Jr | MS | Jackson | 2 | Conventional Steam Coal | ST |  | J | 548.3 | 0.85 | 502 | 502 | 165 | N | 12 | 2027 | N | Electric Utility | 1 | X | SUB | BIT | DFO
Natural Gas Fired Combined Cycle.NG | natural gas combined cycle | TRUE | 12686 | Mississippi Power Co | 6073 | Victor J Daniel Jr | MS | Jackson | 3 | Natural Gas Fired Combined Cycle | CT | 3 | S | 185.5 | 0.85 | 563 | 587 | 110 | Y |  |  | N | Electric Utility | 1 | X | NG
Natural Gas Fired Combined Cycle.NG | natural gas combined cycle | TRUE | 12686 | Mississippi Power Co | 6073 | Victor J Daniel Jr | MS | Jackson | 3CT | Natural Gas Fired Combined Cycle | CT | 3 | S | 185.5 | 0.85 |  |  | 110 | N |  |  | N | Electric Utility | 1 | X | NG
Natural Gas Fired Combined Cycle.NG | natural gas combined cycle | TRUE | 12686 | Mississippi Power Co | 6073 | Victor J Daniel Jr | MS | Jackson | 3ST | Natural Gas Fired Combined Cycle | CA | 3 | S | 195.2 | 0.85 |  |  | 145 | N |  |  | N | Electric Utility | 1 | X | NG
Natural Gas Fired Combined Cycle.NG | natural gas combined cycle | TRUE | 12686 | Mississippi Power Co | 6073 | Victor J Daniel Jr | MS | Jackson | 4 | Natural Gas Fired Combined Cycle | CT | 4 | S | 185.5 | 0.85 | 559 | 588 | 110 | Y |  |  | N | Electric Utility | 1 | X | NG
Natural Gas Fired Combined Cycle.NG | natural gas combined cycle | TRUE | 12686 | Mississippi Power Co | 6073 | Victor J Daniel Jr | MS | Jackson | 4CT | Natural Gas Fired Combined Cycle | CT | 4 | S | 185.5 | 0.85 |  |  | 110 | N |  |  | N | Electric Utility | 1 | X | NG
Natural Gas Fired Combined Cycle.NG | natural gas combined cycle | TRUE | 12686 | Mississippi Power Co | 6073 | Victor J Daniel Jr | MS | Jackson | 4ST | Natural Gas Fired Combined Cycle | CA | 4 | S | 195.2 | 0.85 |  |  | 145 | N |  |  | N | Electric Utility | 1 | X | NG
Natural Gas Fired Combustion Turbine.NG | natural gas peaker | TRUE | 56211 | Evergy Missouri West | 6074 | Greenwood (MO) | MO | Jackson | 1 | Natural Gas Fired Combustion Turbine | GT |  | S | 64.7 | 0.9 | 62.7 | 62.7 | 5 | N |  |  | N | Electric Utility | 1 | X | NG | DFO
Natural Gas Fired Combustion Turbine.NG | natural gas peaker | TRUE | 56211 | Evergy Missouri West | 6074 | Greenwood (MO) | MO | Jackson | 2 | Natural Gas Fired Combustion Turbine | GT |  | S | 64.7 | 0.9 | 63 | 63 | 5 | N |  |  | N | Electric Utility | 1 | X | NG | DFO
Natural Gas Fired Combustion Turbine.NG | natural gas peaker | TRUE | 56211 | Evergy Missouri West | 6074 | Greenwood (MO) | MO | Jackson | 3 | Natural Gas Fired Combustion Turbine | GT |  | S | 64.7 | 0.9 | 62.1 | 62.1 | 5 | N |  |  | N | Electric Utility | 1 | X | NG | DFO
Natural Gas Fired Combustion Turbine.NG | natural gas peaker | TRUE | 56211 | Evergy Missouri West | 6074 | Greenwood (MO) | MO | Jackson | 4 | Natural Gas Fired Combustion Turbine | GT |  | S | 64.7 | 0.9 | 61.4 | 61.4 | 5 | N |  |  | N | Electric Utility | 1 | X | NG | DFO
Solar Photovoltaic.SUN | solar PV | TRUE | 56211 | Evergy Missouri West | 6074 | Greenwood (MO) | MO | Jackson | 5 | Solar Photovoltaic | PV |  | S | 3 |  | 3 | 3 |  | N |  |  | N | Electric Utility | 1 | X | SUN
Conventional Steam Coal.SUB | hard coal | TRUE | 15298 | Talen Montana LLC | 6076 | Colstrip | MT | Rosebud | 3 | Conventional Steam Coal | ST |  | J | 823.7 | 0.95 | 740 | 740 | 200 | N |  |  | N | IPP Non-CHP | 2 | X | SUB
Conventional Steam Coal.SUB | hard coal | TRUE | 15298 | Talen Montana LLC | 6076 | Colstrip | MT | Rosebud | 4 | Conventional Steam Coal | ST |  | J | 823.7 | 0.95 | 740 | 740 | 200 | N |  |  | N | IPP Non-CHP | 2 | X | SUB
Conventional Steam Coal.SUB | hard coal | TRUE | 13337 | Nebraska Public Power District | 6077 | Gerald Gentleman | NE | Lincoln | 1 | Conventional Steam Coal | ST |  | S | 681.3 | 0.9 | 665 | 665 | 0 | N |  |  | N | Electric Utility | 1 | X | SUB
Conventional Steam Coal.SUB | hard coal | TRUE | 13337 | Nebraska Public Power District | 6077 | Gerald Gentleman | NE | Lincoln | 2 | Conventional Steam Coal | ST |  | S | 681.3 | 0.9 | 700 | 700 | 0 | N |  |  | N | Electric Utility | 1 | X | SUB
Petroleum Liquids.DFO | petroleum | TRUE | 11806 | Massachusetts Mun Wholes Electric Co | 6081 | Stony Brook | MA | Hampden | 1 | Petroleum Liquids | GT |  | J | 85 | 0.9 | 65 | 85 | 40 | N |  |  | N | Electric Utility | 1 | X | DFO
Petroleum Liquids.DFO | petroleum | TRUE | 11806 | Massachusetts Mun Wholes Electric Co | 6081 | Stony Brook | MA | Hampden | 2 | Petroleum Liquids | GT |  | J | 85 | 0.9 | 65 | 85 | 40 | N |  |  | N | Electric Utility | 1 | X | DFO
Solar Photovoltaic.SUN | solar PV | TRUE | 11806 | Massachusetts Mun Wholes Electric Co | 6081 | Stony Brook | MA | Hampden | 5051S | Solar Photovoltaic | PV |  | S | 6.9 | 1 | 6.9 | 6.9 | 0 | N |  |  | N | Electric Utility | 1 | X | SUN
Petroleum Liquids.DFO | petroleum | TRUE | 11806 | Massachusetts Mun Wholes Electric Co | 6081 | Stony Brook | MA | Hampden | BS#1 | Petroleum Liquids | IC |  | J | 2 | 0.9 | 2 | 2 | 0.2 | N |  |  | N | Electric Utility | 1 | X | DFO | NG
Petroleum Liquids.DFO | petroleum | TRUE | 11806 | Massachusetts Mun Wholes Electric Co | 6081 | Stony Brook | MA | Hampden | BS#2 | Petroleum Liquids | IC |  | J | 2 | 0.9 | 2 | 2 | 0.2 | N |  |  | N | Electric Utility | 1 | X | DFO
Petroleum Liquids.DFO | petroleum | TRUE | 11806 | Massachusetts Mun Wholes Electric Co | 6081 | Stony Brook | MA | Hampden | CA1 | Petroleum Liquids | CA | CC1 | J | 105 | 0.9 | 96 | 105 | 20 | N |  |  | N | Electric Utility | 1 | X | DFO
Natural Gas Fired Combined Cycle.NG | natural gas combined cycle | TRUE | 11806 | Massachusetts Mun Wholes Electric Co | 6081 | Stony Brook | MA | Hampden | CT1 | Natural Gas Fired Combined Cycle | CT | CC1 | J | 85 | 0.9 | 69.7 | 87 | 40 | N |  |  | N | Electric Utility | 1 | X | NG | DFO
Natural Gas Fired Combined Cycle.NG | natural gas combined cycle | TRUE | 11806 | Massachusetts Mun Wholes Electric Co | 6081 | Stony Brook | MA | Hampden | CT2 | Natural Gas Fired Combined Cycle | CT | CC1 | J | 85 | 0.9 | 69.7 | 87 | 55 | N |  |  | N | Electric Utility | 1 | X | NG | DFO
Natural Gas Fired Combined Cycle.NG | natural gas combined cycle | TRUE | 11806 | Massachusetts Mun Wholes Electric Co | 6081 | Stony Brook | MA | Hampden | CT3 | Natural Gas Fired Combined Cycle | CT | CC1 | J | 85 | 0.9 | 69.7 | 87 | 40 | N |  |  | N | Electric Utility | 1 | X | NG | DFO
Petroleum Liquids.DFO | petroleum | TRUE | 11806 | Massachusetts Mun Wholes Electric Co | 6081 | Stony Brook | MA | Hampden | EDSI | Petroleum Liquids | IC |  | J | 0.6 | 0.9 | 0.6 | 0.6 | 0.2 | N |  |  | N | Electric Utility | 1 | X | DFO
Conventional Hydroelectric.WAT | hydro | TRUE | 61122 | Great River Hydro, LLC | 6083 | Deerfield 3 | MA | Franklin | GEN1 | Conventional Hydroelectric | HY |  | S | 1.6 | 0.8 | 2 | 2 | 1 | N |  |  | N | IPP Non-CHP | 2 | X | WAT
Conventional Hydroelectric.WAT | hydro | TRUE | 61122 | Great River Hydro, LLC | 6083 | Deerfield 3 | MA | Franklin | GEN2 | Conventional Hydroelectric | HY |  | S | 1.6 | 0.8 | 2 | 2 | 1 | N |  |  | N | IPP Non-CHP | 2 | X | WAT
Conventional Hydroelectric.WAT | hydro | TRUE | 61122 | Great River Hydro, LLC | 6083 | Deerfield 3 | MA | Franklin | GEN3 | Conventional Hydroelectric | HY |  | S | 1.6 | 0.8 | 2 | 2 | 1 | N |  |  | N | IPP Non-CHP | 2 | X | WAT
Natural Gas Fired Combustion Turbine.NG | natural gas peaker | TRUE | 13756 | Northern Indiana Pub Serv Co | 6085 | R M Schahfer | IN | Jasper | 16A | Natural Gas Fired Combustion Turbine | GT |  | S | 129 | 0.9 | 78 | 78 | 70 | N |  |  | N | Electric Utility | 1 | X | NG
Natural Gas Fired Combustion Turbine.NG | natural gas peaker | TRUE | 13756 | Northern Indiana Pub Serv Co | 6085 | R M Schahfer | IN | Jasper | 16B | Natural Gas Fired Combustion Turbine | GT |  | S | 129 | 0.9 | 77 | 77 | 70 | N |  |  | N | Electric Utility | 1 | X | NG
Conventional Steam Coal.BIT | hard coal | TRUE | 13756 | Northern Indiana Pub Serv Co | 6085 | R M Schahfer | IN | Jasper | 17 | Conventional Steam Coal | ST |  | S | 423.5 | 0.9 | 361 | 361 | 110 | N | 12 | 2025 | N | Electric Utility | 1 | X | BIT | NG
Conventional Steam Coal.BIT | hard coal | TRUE | 13756 | Northern Indiana Pub Serv Co | 6085 | R M Schahfer | IN | Jasper | 18 | Conventional Steam Coal | ST |  | S | 423.5 | 0.9 | 361 | 361 | 110 | N | 12 | 2025 | N | Electric Utility | 1 | X | BIT | NG
Conventional Hydroelectric.WAT | hydro | TRUE | 13781 | Northern States Power Co - Minnesota | 6086 | Cornell | WI | Chippewa | 1 | Conventional Hydroelectric | HY |  | S | 11.5 | 0.9 | 6.2 | 6.2 | 2.9 | N |  |  | N | Electric Utility | 1 | X | WAT
Conventional Hydroelectric.WAT | hydro | TRUE | 13781 | Northern States Power Co - Minnesota | 6086 | Cornell | WI | Chippewa | 2 | Conventional Hydroelectric | HY |  | S | 11.5 | 0.9 | 6.4 | 6.4 | 2.9 | N |  |  | N | Electric Utility | 1 | X | WAT
Conventional Hydroelectric.WAT | hydro | TRUE | 13781 | Northern States Power Co - Minnesota | 6086 | Cornell | WI | Chippewa | 3 | Conventional Hydroelectric | HY |  | S | 11.5 | 0.9 | 6.9 | 6.9 | 2.9 | N |  |  | N | Electric Utility | 1 | X | WAT
Conventional Hydroelectric.WAT | hydro | TRUE | 13781 | Northern States Power Co - Minnesota | 6086 | Cornell | WI | Chippewa | 4 | Conventional Hydroelectric | HY |  | S | 0.8 | 0.8 | 0.4 | 0.4 | 0.2 | N |  |  | N | Electric Utility | 1 | X | WAT
Hydroelectric Pumped Storage.WAT | other | TRUE | 7140 | Georgia Power Co | 6087 | Wallace Dam | GA | Hancock | 1 | Hydroelectric Pumped Storage | PS |  | S | 52.2 | 0.9 | 53.6 | 53.3 | 50.7 | N |  |  | N | Electric Utility | 1 | X | WAT
Hydroelectric Pumped Storage.WAT | other | TRUE | 7140 | Georgia Power Co | 6087 | Wallace Dam | GA | Hancock | 2 | Hydroelectric Pumped Storage | PS |  | S | 52.2 | 0.9 | 53.6 | 53.3 | 50.7 | N |  |  | N | Electric Utility | 1 | X | WAT
Conventional Hydroelectric.WAT | hydro | TRUE | 7140 | Georgia Power Co | 6087 | Wallace Dam | GA | Hancock | 3 | Conventional Hydroelectric | HY |  | S | 56.2 | 0.9 | 56.8 | 57.1 | 54.6 | N |  |  | N | Electric Utility | 1 | X | WAT
Conventional Hydroelectric.WAT | hydro | TRUE | 7140 | Georgia Power Co | 6087 | Wallace Dam | GA | Hancock | 4 | Conventional Hydroelectric | HY |  | S | 56.2 | 0.9 | 56.8 | 57.1 | 54.6 | N |  |  | N | Electric Utility | 1 | X | WAT
Hydroelectric Pumped Storage.WAT | other | TRUE | 7140 | Georgia Power Co | 6087 | Wallace Dam | GA | Hancock | 5 | Hydroelectric Pumped Storage | PS |  | S | 52.2 | 0.9 | 53.6 | 53.3 | 50.7 | N |  |  | N | Electric Utility | 1 | X | WAT
Hydroelectric Pumped Storage.WAT | other | TRUE | 7140 | Georgia Power Co | 6087 | Wallace Dam | GA | Hancock | 6 | Hydroelectric Pumped Storage | PS |  | S | 52.2 | 0.9 | 53.6 | 53.3 | 50.7 | N |  |  | N | Electric Utility | 1 | X | WAT
Natural Gas Fired Combustion Turbine.NG | natural gas peaker | TRUE | 24211 | Tucson Electric Power Co | 6088 | North Loop | AZ | Pima | 1 | Natural Gas Fired Combustion Turbine | GT |  | S | 27 | 0.85 | 25 | 26.8 | 10 | N |  |  | N | Electric Utility | 1 | X | NG | DFO
Natural Gas Fired Combustion Turbine.NG | natural gas peaker | TRUE | 24211 | Tucson Electric Power Co | 6088 | North Loop | AZ | Pima | 2 | Natural Gas Fired Combustion Turbine | GT |  | S | 27 | 0.85 | 25 | 26.8 | 10 | N |  |  | N | Electric Utility | 1 | X | NG | DFO
Natural Gas Fired Combustion Turbine.NG | natural gas peaker | TRUE | 24211 | Tucson Electric Power Co | 6088 | North Loop | AZ | Pima | 3 | Natural Gas Fired Combustion Turbine | GT |  | S | 27 | 0.85 | 25 | 26.8 | 10 | N |  |  | N | Electric Utility | 1 | X | NG | DFO
Natural Gas Fired Combustion Turbine.NG | natural gas peaker | TRUE | 24211 | Tucson Electric Power Co | 6088 | North Loop | AZ | Pima | 4 | Natural Gas Fired Combustion Turbine | GT |  | S | 26.8 | 0.8 | 20 | 21.4 | 10 | N |  |  | N | Electric Utility | 1 | X | NG
Natural Gas Internal Combustion Engine.NG | natural gas peaker | TRUE | 12199 | Montana-Dakota Utilities Co | 6089 | Lewis & Clark | MT | Richland | 2 | Natural Gas Internal Combustion Engine | IC |  | S | 9.3 | 0.8 | 9.1 | 9.1 | 3.5 | N |  |  | N | Electric Utility | 1 | X | NG
Natural Gas Internal Combustion Engine.NG | natural gas peaker | TRUE | 12199 | Montana-Dakota Utilities Co | 6089 | Lewis & Clark | MT | Richland | 3 | Natural Gas Internal Combustion Engine | IC |  | S | 9.3 | 0.8 | 9.1 | 9.1 | 3.5 | N |  |  | N | Electric Utility | 1 | X | NG
Conventional Steam Coal.SUB | hard coal | TRUE | 13781 | Northern States Power Co - Minnesota | 6090 | Sherburne County | MN | Sherburne | 1 | Conventional Steam Coal | ST |  | S | 765.3 | 0.91 | 680 | 680 | 260 | N | 12 | 2025 | Y | Electric Utility | 1 | T | SUB | DFO
Conventional Steam Coal.SUB | hard coal | TRUE | 13781 | Northern States Power Co - Minnesota | 6090 | Sherburne County | MN | Sherburne | 2 | Conventional Steam Coal | ST |  | S | 765.3 | 0.91 | 682 | 682 | 260 | N | 12 | 2023 | Y | Electric Utility | 1 | T | SUB | DFO
Conventional Steam Coal.SUB | hard coal | TRUE | 13781 | Northern States Power Co - Minnesota | 6090 | Sherburne County | MN | Sherburne | 3 | Conventional Steam Coal | ST |  | J | 938.7 | 0.9 | 876 | 876 | 400 | N | 12 | 2034 | N | Electric Utility | 1 | X | SUB | DFO
Petroleum Liquids.DFO | petroleum | TRUE | 1307 | Basin Electric Power Coop | 6092 | Spirit Mound | SD | Clay | 1 | Petroleum Liquids | GT |  | S | 67.5 | 0.9 | 50 | 60 | 10 | N |  |  | N | Electric Utility | 1 | X | DFO
Petroleum Liquids.DFO | petroleum | TRUE | 1307 | Basin Electric Power Coop | 6092 | Spirit Mound | SD | Clay | 2 | Petroleum Liquids | GT |  | S | 67.5 | 0.9 | 45 | 60 | 10 | N |  |  | N | Electric Utility | 1 | X | DFO
Conventional Steam Coal.SUB | hard coal | TRUE | 14063 | Oklahoma Gas & Electric Co | 6095 | Sooner | OK | Noble | 1 | Conventional Steam Coal | ST |  | S | 569 | 0.9 | 516 | 516 | 200 | N |  |  | N | Electric Utility | 1 | X | SUB | DFO
Conventional Steam Coal.SUB | hard coal | TRUE | 14063 | Oklahoma Gas & Electric Co | 6095 | Sooner | OK | Noble | 2 | Conventional Steam Coal | ST |  | S | 569 | 0.9 | 515 | 515 | 200 | N |  |  | N | Electric Utility | 1 | X | SUB | DFO
Conventional Steam Coal.SUB | hard coal | TRUE | 14127 | Omaha Public Power District | 6096 | Nebraska City | NE | Otoe | 1 | Conventional Steam Coal | ST |  | S | 651.6 | 0.9 | 650.3 | 650.3 | 180 | N |  |  | N | Electric Utility | 1 | X | SUB
Conventional Steam Coal.SUB | hard coal | TRUE | 14127 | Omaha Public Power District | 6096 | Nebraska City | NE | Otoe | 2 | Conventional Steam Coal | ST |  | S | 738 | 0.9 | 691 | 691 | 235 | N |  |  | N | Electric Utility | 1 | X | SUB
Conventional Steam Coal.SUB | hard coal | TRUE | 14232 | Otter Tail Power Co | 6098 | Big Stone | SD | Grant | 1 | Conventional Steam Coal | ST |  | J | 450 | 0.9 | 475 | 475 | 150 | N |  |  | Y | Electric Utility | 1 | T | SUB | DFO | AB
Petroleum Liquids.DFO | petroleum | TRUE | 14232 | Otter Tail Power Co | 6098 | Big Stone | SD | Grant | D1 | Petroleum Liquids | IC |  | J | 1 | 0.8 | 0.6 | 0.6 | 0.1 | N |  |  | N | Electric Utility | 1 | X | DFO
Nuclear.NUC | nuclear | TRUE | 14328 | Pacific Gas & Electric Co. | 6099 | Diablo Canyon | CA | San Luis Obispo | 1 | Nuclear | ST |  | S | 1159 | 0.9 | 1122 | 1122 | 0 | N | 11 | 2024 | N | Electric Utility | 1 | X | NUC
Nuclear.NUC | nuclear | TRUE | 14328 | Pacific Gas & Electric Co. | 6099 | Diablo Canyon | CA | San Luis Obispo | 2 | Nuclear | ST |  | S | 1164 | 0.9 | 1118 | 1118 | 0 | N | 8 | 2025 | N | Electric Utility | 1 | X | NUC
Hydroelectric Pumped Storage.WAT | other | TRUE | 14328 | Pacific Gas & Electric Co. | 6100 | Helms Pumped Storage | CA | Fresno | 1 | Hydroelectric Pumped Storage | PS |  | S | 351 | 0.9 | 404 | 404 | 83 | N |  |  | N | Electric Utility | 1 | X | WAT
Hydroelectric Pumped Storage.WAT | other | TRUE | 14328 | Pacific Gas & Electric Co. | 6100 | Helms Pumped Storage | CA | Fresno | 2 | Hydroelectric Pumped Storage | PS |  | S | 351 | 0.9 | 404 | 404 | 83 | N |  |  | N | Electric Utility | 1 | X | WAT
Hydroelectric Pumped Storage.WAT | other | TRUE | 14328 | Pacific Gas & Electric Co. | 6100 | Helms Pumped Storage | CA | Fresno | 3 | Hydroelectric Pumped Storage | PS |  | S | 351 | 0.9 | 404 | 404 | 83 | N |  |  | N | Electric Utility | 1 | X | WAT
Conventional Steam Coal.SUB | hard coal | TRUE | 14354 | PacifiCorp | 6101 | Wyodak | WY | Campbell | 1 | Conventional Steam Coal | ST |  | J | 402.3 | 0.9 | 332 | 335 | 130 | N | 12 | 2039 | N | Electric Utility | 1 | X | SUB
Nuclear.NUC | nuclear | TRUE | 14266 | TalenEnergy Susquehanna LLC | 6103 | TalenEnergy Susquehanna | PA | Luzerne | 1 | Nuclear | ST |  | J | 1266 | 0.935 | 1247 | 1247 | 170 | N |  |  | N | IPP Non-CHP | 2 | X | NUC
Nuclear.NUC | nuclear | TRUE | 14266 | TalenEnergy Susquehanna LLC | 6103 | TalenEnergy Susquehanna | PA | Luzerne | 2 | Nuclear | ST |  | J | 1266 | 0.935 | 1247 | 1247 | 170 | N |  |  | N | IPP Non-CHP | 2 | X | NUC
Nuclear.NUC | nuclear | TRUE | 55951 | Exelon Nuclear | 6105 | Limerick | PA | Montgomery | 1 | Nuclear | ST |  | S | 1138.5 | 0.9 | 1119.7 | 1180.1 | 55 | N |  |  | N | IPP Non-CHP | 2 | X | NUC
Nuclear.NUC | nuclear | TRUE | 55951 | Exelon Nuclear | 6105 | Limerick | PA | Montgomery | 2 | Nuclear | ST |  | S | 1138.5 | 0.9 | 1122.1 | 1188.1 | 55 | N |  |  | N | IPP Non-CHP | 2 | X | NUC
Nuclear.NUC | nuclear | TRUE | 55951 | Exelon Nuclear | 6110 | James A Fitzpatrick | NY | Oswego | 1 | Nuclear | ST |  | S | 883.3 | 0.9 | 831.3 | 853.4 | 125 | N |  |  | N | IPP Non-CHP | 2 | X | NUC
Natural Gas Fired Combined Cycle.NG | natural gas combined cycle | TRUE | 15466 | Public Service Co of Colorado | 6112 | Fort St Vrain | CO | Weld | 1 | Natural Gas Fired Combined Cycle | CA | FSV0 | S | 342.6 | 0.85 | 301 | 304 | 39 | N |  |  | N | Electric Utility | 1 | X | NG
Natural Gas Fired Combined Cycle.NG | natural gas combined cycle | TRUE | 15466 | Public Service Co of Colorado | 6112 | Fort St Vrain | CO | Weld | 2 | Natural Gas Fired Combined Cycle | CT | FSV0 | S | 175.1 | 0.85 | 123 | 134 | 65 | N |  |  | N | Electric Utility | 1 | X | NG
Natural Gas Fired Combined Cycle.NG | natural gas combined cycle | TRUE | 15466 | Public Service Co of Colorado | 6112 | Fort St Vrain | CO | Weld | 3 | Natural Gas Fired Combined Cycle | CT | FSV0 | S | 175.1 | 0.85 | 128 | 139 | 65 | N |  |  | N | Electric Utility | 1 | X | NG
Natural Gas Fired Combined Cycle.NG | natural gas combined cycle | TRUE | 15466 | Public Service Co of Colorado | 6112 | Fort St Vrain | CO | Weld | 4 | Natural Gas Fired Combined Cycle | CT | FSV0 | S | 175.1 | 0.85 | 145 | 168 | 65 | Y |  |  | N | Electric Utility | 1 | X | NG
Natural Gas Fired Combustion Turbine.NG | natural gas peaker | TRUE | 15466 | Public Service Co of Colorado | 6112 | Fort St Vrain | CO | Weld | 5 | Natural Gas Fired Combustion Turbine | GT |  | S | 140.3 | 0.85 | 144 | 159 | 55 | N |  |  | N | Electric Utility | 1 | X | NG
Natural Gas Fired Combustion Turbine.NG | natural gas peaker | TRUE | 15466 | Public Service Co of Colorado | 6112 | Fort St Vrain | CO | Weld | 6 | Natural Gas Fired Combustion Turbine | GT |  | S | 140.3 | 0.85 | 144 | 159 | 52 | N |  |  | N | Electric Utility | 1 | X | NG
Conventional Steam Coal.BIT | hard coal | TRUE | 15470 | Duke Energy Indiana, LLC | 6113 | Gibson | IN | Gibson | 1 | Conventional Steam Coal | ST |  | S | 667.9 | 0.9 | 630 | 635 | 200 | N |  |  | N | Electric Utility | 1 | X | BIT | DFO
Conventional Steam Coal.BIT | hard coal | TRUE | 15470 | Duke Energy Indiana, LLC | 6113 | Gibson | IN | Gibson | 2 | Conventional Steam Coal | ST |  | S | 667.9 | 0.9 | 630 | 635 | 200 | N |  |  | N | Electric Utility | 1 | X | BIT | DFO
Conventional Steam Coal.BIT | hard coal | TRUE | 15470 | Duke Energy Indiana, LLC | 6113 | Gibson | IN | Gibson | 3 | Conventional Steam Coal | ST |  | S | 667.9 | 0.9 | 630 | 635 | 200 | N |  |  | N | Electric Utility | 1 | X | BIT | DFO
Conventional Steam Coal.BIT | hard coal | TRUE | 15470 | Duke Energy Indiana, LLC | 6113 | Gibson | IN | Gibson | 4 | Conventional Steam Coal | ST |  | S | 667.9 | 0.9 | 622 | 627 | 200 | N |  |  | N | Electric Utility | 1 | X | BIT | DFO
Conventional Steam Coal.BIT | hard coal | TRUE | 15470 | Duke Energy Indiana, LLC | 6113 | Gibson | IN | Gibson | 5 | Conventional Steam Coal | ST |  | J | 667.9 | 0.9 | 620 | 625 | 200 | N |  |  | N | Electric Utility | 1 | X | BIT | DFO
Nuclear.NUC | nuclear | TRUE | 6854 | NextEra Energy Seabrook LLC | 6115 | Seabrook | NH | Rockingham | 1 | Nuclear | ST |  | J | 1242 | 0.95 | 1248.1 | 1251.4 | 360 | N |  |  | N | IPP Non-CHP | 2 | X | NUC
Nuclear.NUC | nuclear | TRUE | 15478 | PSEG Nuclear LLC | 6118 | PSEG Hope Creek Generating Station | NJ | Salem | 1 | Nuclear | ST |  | S | 1290.7 | 0.94 | 1172 | 1172 | 1172 | N |  |  | N | IPP Non-CHP | 2 | X | NUC
Conventional Hydroelectric.WAT | hydro | TRUE | 61122 | Great River Hydro, LLC | 6119 | Deerfield 4 | MA | Franklin | GEN1 | Conventional Hydroelectric | HY |  | S | 1.6 | 0.8 | 2 | 2 | 1 | N |  |  | N | IPP Non-CHP | 2 | X | WAT
Conventional Hydroelectric.WAT | hydro | TRUE | 61122 | Great River Hydro, LLC | 6119 | Deerfield 4 | MA | Franklin | GEN2 | Conventional Hydroelectric | HY |  | S | 1.6 | 0.8 | 2 | 2 | 1 | N |  |  | N | IPP Non-CHP | 2 | X | WAT
Conventional Hydroelectric.WAT | hydro | TRUE | 61122 | Great River Hydro, LLC | 6119 | Deerfield 4 | MA | Franklin | GEN3 | Conventional Hydroelectric | HY |  | S | 1.6 | 0.8 | 2 | 2 | 1 | N |  |  | N | IPP Non-CHP | 2 | X | WAT
Natural Gas Fired Combustion Turbine.NG | natural gas peaker | TRUE | 15500 | Puget Sound Energy Inc | 6120 | Whitehorn | WA | Whatcom | 2 | Natural Gas Fired Combustion Turbine | GT |  | S | 84.6 | 0.9 | 67 | 81.1 | 5 | N |  |  | N | Electric Utility | 1 | X | NG | DFO
Natural Gas Fired Combustion Turbine.NG | natural gas peaker | TRUE | 15500 | Puget Sound Energy Inc | 6120 | Whitehorn | WA | Whatcom | 3 | Natural Gas Fired Combustion Turbine | GT |  | S | 84.6 | 0.9 | 67 | 81.1 | 5 | N |  |  | N | Electric Utility | 1 | X | NG | DFO
Nuclear.NUC | nuclear | TRUE | 55951 | Exelon Nuclear | 6122 | R E Ginna Nuclear Power Plant | NY | Wayne | 1 | Nuclear | ST |  | S | 614 | 0.92 | 580.3 | 582 | 133 | N |  |  | N | IPP Non-CHP | 2 | X | NUC
Natural Gas Fired Combustion Turbine.NG | natural gas peaker | TRUE | 7140 | Georgia Power Co | 6124 | McIntosh | GA | Effingham | CT1 | Natural Gas Fired Combustion Turbine | GT |  | S | 101.3 | 0.85 | 82.2 | 94.5 | 57 | N |  |  | N | Electric Utility | 1 | X | NG | DFO
Natural Gas Fired Combustion Turbine.NG | natural gas peaker | TRUE | 7140 | Georgia Power Co | 6124 | McIntosh | GA | Effingham | CT2 | Natural Gas Fired Combustion Turbine | GT |  | S | 101.3 | 0.85 | 82.2 | 94.5 | 57 | N |  |  | N | Electric Utility | 1 | X | NG | DFO
Natural Gas Fired Combustion Turbine.NG | natural gas peaker | TRUE | 7140 | Georgia Power Co | 6124 | McIntosh | GA | Effingham | CT3 | Natural Gas Fired Combustion Turbine | GT |  | S | 101.3 | 0.85 | 82.2 | 94.5 | 57 | N |  |  | N | Electric Utility | 1 | X | NG | DFO
Natural Gas Fired Combustion Turbine.NG | natural gas peaker | TRUE | 7140 | Georgia Power Co | 6124 | McIntosh | GA | Effingham | CT4 | Natural Gas Fired Combustion Turbine | GT |  | S | 101.3 | 0.85 | 82.2 | 94.5 | 57 | N |  |  | N | Electric Utility | 1 | X | NG | DFO
Natural Gas Fired Combustion Turbine.NG | natural gas peaker | TRUE | 7140 | Georgia Power Co | 6124 | McIntosh | GA | Effingham | CT5 | Natural Gas Fired Combustion Turbine | GT |  | S | 101.3 | 0.85 | 82.2 | 94.5 | 57 | N |  |  | N | Electric Utility | 1 | X | NG | DFO
Natural Gas Fired Combustion Turbine.NG | natural gas peaker | TRUE | 7140 | Georgia Power Co | 6124 | McIntosh | GA | Effingham | CT6 | Natural Gas Fired Combustion Turbine | GT |  | S | 101.3 | 0.85 | 82.2 | 94.5 | 57 | N |  |  | N | Electric Utility | 1 | X | NG | DFO
Natural Gas Fired Combustion Turbine.NG | natural gas peaker | TRUE | 7140 | Georgia Power Co | 6124 | McIntosh | GA | Effingham | CT7 | Natural Gas Fired Combustion Turbine | GT |  | S | 101.3 | 0.85 | 82.2 | 94.5 | 57 | N |  |  | N | Electric Utility | 1 | X | NG | DFO
Natural Gas Fired Combustion Turbine.NG | natural gas peaker | TRUE | 7140 | Georgia Power Co | 6124 | McIntosh | GA | Effingham | CT8 | Natural Gas Fired Combustion Turbine | GT |  | S | 101.3 | 0.85 | 82.2 | 94.5 | 57 | N |  |  | N | Electric Utility | 1 | X | NG | DFO
Petroleum Liquids.DFO | petroleum | TRUE | 17127 | Town of Shrewsbury - (MA) | 6125 | Shrewsbury | MA | Worcester | 1 | Petroleum Liquids | IC |  | S | 2.8 | 0.8 | 2.8 | 2.8 | 0.6 | N |  |  | N | Electric Utility | 1 | X | DFO
Petroleum Liquids.DFO | petroleum | TRUE | 17127 | Town of Shrewsbury - (MA) | 6125 | Shrewsbury | MA | Worcester | 2 | Petroleum Liquids | IC |  | S | 2.8 | 0.8 | 2.8 | 2.8 | 0.6 | N |  |  | N | Electric Utility | 1 | X | DFO
Petroleum Liquids.DFO | petroleum | TRUE | 17127 | Town of Shrewsbury - (MA) | 6125 | Shrewsbury | MA | Worcester | 3 | Petroleum Liquids | IC |  | S | 2.8 | 0.8 | 2.8 | 2.8 | 0.6 | N |  |  | N | Electric Utility | 1 | X | DFO
Petroleum Liquids.DFO | petroleum | TRUE | 17127 | Town of Shrewsbury - (MA) | 6125 | Shrewsbury | MA | Worcester | 4 | Petroleum Liquids | IC |  | S | 2.8 | 0.8 | 2.8 | 2.8 | 0.6 | N |  |  | N | Electric Utility | 1 | X | DFO
Petroleum Liquids.DFO | petroleum | TRUE | 17127 | Town of Shrewsbury - (MA) | 6125 | Shrewsbury | MA | Worcester | 5 | Petroleum Liquids | IC |  | S | 2.8 | 0.8 | 2.8 | 2.8 | 0.6 | N |  |  | N | Electric Utility | 1 | X | DFO
Hydroelectric Pumped Storage.WAT | other | TRUE | 17539 | Dominion Energy South Carolina, Inc | 6126 | Fairfield Pumped Storage | SC | Fairfield | 1 | Hydroelectric Pumped Storage | PS |  | S | 73.4 | 0.9 | 72 | 72 | 50 | N |  |  | N | Electric Utility | 1 | X | WAT
Hydroelectric Pumped Storage.WAT | other | TRUE | 17539 | Dominion Energy South Carolina, Inc | 6126 | Fairfield Pumped Storage | SC | Fairfield | 2 | Hydroelectric Pumped Storage | PS |  | S | 73.4 | 0.9 | 72 | 72 | 50 | N |  |  | N | Electric Utility | 1 | X | WAT
Hydroelectric Pumped Storage.WAT | other | TRUE | 17539 | Dominion Energy South Carolina, Inc | 6126 | Fairfield Pumped Storage | SC | Fairfield | 3 | Hydroelectric Pumped Storage | PS |  | S | 73.4 | 0.9 | 72 | 72 | 50 | N |  |  | N | Electric Utility | 1 | X | WAT
Hydroelectric Pumped Storage.WAT | other | TRUE | 17539 | Dominion Energy South Carolina, Inc | 6126 | Fairfield Pumped Storage | SC | Fairfield | 4 | Hydroelectric Pumped Storage | PS |  | S | 73.4 | 0.9 | 72 | 72 | 50 | N |  |  | N | Electric Utility | 1 | X | WAT
Hydroelectric Pumped Storage.WAT | other | TRUE | 17539 | Dominion Energy South Carolina, Inc | 6126 | Fairfield Pumped Storage | SC | Fairfield | 5 | Hydroelectric Pumped Storage | PS |  | S | 73.4 | 0.9 | 72 | 72 | 50 | N |  |  | N | Electric Utility | 1 | X | WAT
Hydroelectric Pumped Storage.WAT | other | TRUE | 17539 | Dominion Energy South Carolina, Inc | 6126 | Fairfield Pumped Storage | SC | Fairfield | 6 | Hydroelectric Pumped Storage | PS |  | S | 73.4 | 0.9 | 72 | 72 | 50 | N |  |  | N | Electric Utility | 1 | X | WAT
Hydroelectric Pumped Storage.WAT | other | TRUE | 17539 | Dominion Energy South Carolina, Inc | 6126 | Fairfield Pumped Storage | SC | Fairfield | 7 | Hydroelectric Pumped Storage | PS |  | S | 73.4 | 0.9 | 72 | 72 | 50 | N |  |  | N | Electric Utility | 1 | X | WAT
Hydroelectric Pumped Storage.WAT | other | TRUE | 17539 | Dominion Energy South Carolina, Inc | 6126 | Fairfield Pumped Storage | SC | Fairfield | 8 | Hydroelectric Pumped Storage | PS |  | S | 73.4 | 0.9 | 72 | 72 | 50 | N |  |  | N | Electric Utility | 1 | X | WAT
Nuclear.NUC | nuclear | TRUE | 17539 | Dominion Energy South Carolina, Inc | 6127 | V C Summer | SC | Fairfield | 1 | Nuclear | ST |  | J | 1029.6 | 0.905 | 977.2 | 994.1 | 150 | N |  |  | N | Electric Utility | 1 | X | NUC
Conventional Hydroelectric.WAT | hydro | TRUE | 9339 | International Bound & Wtr Comm | 6128 | Amistad Dam & Power | TX | Val Verde | 1 | Conventional Hydroelectric | HY |  | S | 33 | 0.9 | 29 | 29 | 29 | N |  |  | N | Electric Utility | 1 | X | WAT
Conventional Hydroelectric.WAT | hydro | TRUE | 9339 | International Bound & Wtr Comm | 6128 | Amistad Dam & Power | TX | Val Verde | 2 | Conventional Hydroelectric | HY |  | S | 33 | 0.9 | 29 | 29 | 27 | N |  |  | N | Electric Utility | 1 | X | WAT
Conventional Hydroelectric.WAT | hydro | TRUE | 27813 | USCE-Mobile District | 6130 | Carters | GA | Murray | 1 | Conventional Hydroelectric | HY |  | S | 125 | 0.95 | 120 | 140 | 120 | N |  |  | N | Electric Utility | 1 | X | WAT
Conventional Hydroelectric.WAT | hydro | TRUE | 27813 | USCE-Mobile District | 6130 | Carters | GA | Murray | 2 | Conventional Hydroelectric | HY |  | S | 125 | 0.95 | 120 | 140 | 120 | N |  |  | N | Electric Utility | 1 | X | WAT
Hydroelectric Pumped Storage.WAT | other | TRUE | 27813 | USCE-Mobile District | 6130 | Carters | GA | Murray | 3 | Hydroelectric Pumped Storage | PS |  | S | 125 | 0.95 | 160 | 160 | 140 | N |  |  | N | Electric Utility | 1 | X | WAT
Hydroelectric Pumped Storage.WAT | other | TRUE | 27813 | USCE-Mobile District | 6130 | Carters | GA | Murray | 4 | Hydroelectric Pumped Storage | PS |  | S | 125 | 0.95 | 160 | 160 | 140 | N |  |  | N | Electric Utility | 1 | X | WAT
Conventional Hydroelectric.WAT | hydro | TRUE | 27813 | USCE-Mobile District | 6131 | Jones Bluff | AL | Autauga | 1 | Conventional Hydroelectric | HY |  | S | 20.5 | 0.95 | 20.5 | 20.5 | 15 | N |  |  | N | Electric Utility | 1 | X | WAT
Conventional Hydroelectric.WAT | hydro | TRUE | 27813 | USCE-Mobile District | 6131 | Jones Bluff | AL | Autauga | 2 | Conventional Hydroelectric | HY |  | S | 20.5 | 0.95 | 20.5 | 20.5 | 15 | N |  |  | N | Electric Utility | 1 | X | WAT
Conventional Hydroelectric.WAT | hydro | TRUE | 27813 | USCE-Mobile District | 6131 | Jones Bluff | AL | Autauga | 3 | Conventional Hydroelectric | HY |  | S | 20.5 | 0.95 | 20.5 | 20.5 | 15 | N |  |  | N | Electric Utility | 1 | X | WAT
Conventional Hydroelectric.WAT | hydro | TRUE | 27813 | USCE-Mobile District | 6131 | Jones Bluff | AL | Autauga | 4 | Conventional Hydroelectric | HY |  | S | 20.5 | 0.95 | 20.5 | 20.5 | 15 | N |  |  | N | Electric Utility | 1 | X | WAT
Conventional Hydroelectric.WAT | hydro | TRUE | 19375 | USCE-Savannah District | 6132 | Richard B Russell | GA | Elbert | 1 | Conventional Hydroelectric | HY |  | S | 75 | 0.95 | 84 | 84 | 70 | N |  |  | N | Electric Utility | 1 | X | WAT
Conventional Hydroelectric.WAT | hydro | TRUE | 19375 | USCE-Savannah District | 6132 | Richard B Russell | GA | Elbert | 2 | Conventional Hydroelectric | HY |  | S | 75 | 0.95 | 84 | 84 | 70 | N |  |  | N | Electric Utility | 1 | X | WAT
Conventional Hydroelectric.WAT | hydro | TRUE | 19375 | USCE-Savannah District | 6132 | Richard B Russell | GA | Elbert | 3 | Conventional Hydroelectric | HY |  | S | 75 | 0.95 | 84 | 84 | 70 | N |  |  | N | Electric Utility | 1 | X | WAT
Conventional Hydroelectric.WAT | hydro | TRUE | 19375 | USCE-Savannah District | 6132 | Richard B Russell | GA | Elbert | 4 | Conventional Hydroelectric | HY |  | S | 75 | 0.95 | 84 | 84 | 70 | N |  |  | N | Electric Utility | 1 | X | WAT
Hydroelectric Pumped Storage.WAT | other | TRUE | 19375 | USCE-Savannah District | 6132 | Richard B Russell | GA | Elbert | 5 | Hydroelectric Pumped Storage | PS |  | S | 82 | 0.95 | 82 | 82 | 70 | N |  |  | N | Electric Utility | 1 | X | WAT
Hydroelectric Pumped Storage.WAT | other | TRUE | 19375 | USCE-Savannah District | 6132 | Richard B Russell | GA | Elbert | 6 | Hydroelectric Pumped Storage | PS |  | S | 82 | 0.95 | 82 | 82 | 70 | N |  |  | N | Electric Utility | 1 | X | WAT
Hydroelectric Pumped Storage.WAT | other | TRUE | 19375 | USCE-Savannah District | 6132 | Richard B Russell | GA | Elbert | 7 | Hydroelectric Pumped Storage | PS |  | S | 82 | 0.95 | 82 | 82 | 70 | N |  |  | N | Electric Utility | 1 | X | WAT
Hydroelectric Pumped Storage.WAT | other | TRUE | 19375 | USCE-Savannah District | 6132 | Richard B Russell | GA | Elbert | 8 | Hydroelectric Pumped Storage | PS |  | S | 82 | 0.95 | 82 | 82 | 70 | N |  |  | N | Electric Utility | 1 | X | WAT
Conventional Hydroelectric.WAT | hydro | TRUE | 27813 | USCE-Mobile District | 6133 | West Point (GA) | GA | Troup | 1 | Conventional Hydroelectric | HY |  | S | 3.3 | 0.9 | 3 | 3 | 3 | N |  |  | N | Electric Utility | 1 | X | WAT
Conventional Hydroelectric.WAT | hydro | TRUE | 27813 | USCE-Mobile District | 6133 | West Point (GA) | GA | Troup | 2 | Conventional Hydroelectric | HY |  | S | 35 | 0.9 | 42 | 42 | 35 | N |  |  | N | Electric Utility | 1 | X | WAT
Conventional Hydroelectric.WAT | hydro | TRUE | 27813 | USCE-Mobile District | 6133 | West Point (GA) | GA | Troup | 3 | Conventional Hydroelectric | HY |  | S | 35 | 0.9 | 42 | 42 | 35 | N |  |  | N | Electric Utility | 1 | X | WAT
Conventional Steam Coal.BIT | hard coal | TRUE | 17633 | Southern Indiana Gas & Elec Co | 6137 | A B Brown | IN | Posey | 1 | Conventional Steam Coal | ST |  | S | 265.2 | 0.9 | 245 | 245 | 120 | N | 10 | 2023 | N | Electric Utility | 1 | X | BIT | NG
Conventional Steam Coal.BIT | hard coal | TRUE | 17633 | Southern Indiana Gas & Elec Co | 6137 | A B Brown | IN | Posey | 2 | Conventional Steam Coal | ST |  | S | 265.2 | 0.9 | 240 | 240 | 120 | N | 10 | 2023 | N | Electric Utility | 1 | X | BIT | NG
Natural Gas Fired Combustion Turbine.NG | natural gas peaker | TRUE | 17633 | Southern Indiana Gas & Elec Co | 6137 | A B Brown | IN | Posey | 4 | Natural Gas Fired Combustion Turbine | GT |  | S | 88.2 | 0.85 | 80 | 87 | 10 | N |  |  | N | Electric Utility | 1 | X | NG | DFO
Natural Gas Fired Combustion Turbine.NG | natural gas peaker | TRUE | 17633 | Southern Indiana Gas & Elec Co | 6137 | A B Brown | IN | Posey | 5 | Natural Gas Fired Combustion Turbine | GT |  | S | 88.2 | 0.85 | 80 | 87 | 10 | N |  |  | N | Electric Utility | 1 | X | NG
Conventional Steam Coal.SUB | hard coal | TRUE | 17698 | Southwestern Electric Power Co | 6138 | Flint Creek | AR | Benton | 1 | Conventional Steam Coal | ST |  | J | 558 | 0.9 | 494 | 494 | 190 | N |  |  | N | Electric Utility | 1 | X | SUB | DFO
Conventional Steam Coal.SUB | hard coal | TRUE | 17698 | Southwestern Electric Power Co | 6139 | Welsh | TX | Titus | 1 | Conventional Steam Coal | ST |  | S | 558 | 0.9 | 500 | 500 | 150 | N | 1 | 2028 | N | Electric Utility | 1 | X | SUB
Conventional Steam Coal.SUB | hard coal | TRUE | 17698 | Southwestern Electric Power Co | 6139 | Welsh | TX | Titus | 3 | Conventional Steam Coal | ST |  | S | 558 | 0.9 | 500 | 500 | 150 | N | 1 | 2028 | N | Electric Utility | 1 | X | SUB
Conventional Hydroelectric.WAT | hydro | TRUE | 26618 | USCE-St Louis District | 6140 | Clarence Cannon | MO | Ralls | 1 | Conventional Hydroelectric | HY |  | S | 27 | 0.95 | 27 | 27 | 27 | N |  |  | N | Electric Utility | 1 | X | WAT
Hydroelectric Pumped Storage.WAT | other | TRUE | 26618 | USCE-St Louis District | 6140 | Clarence Cannon | MO | Ralls | 2 | Hydroelectric Pumped Storage | PS |  | S | 31 | 0.95 | 31 | 31 | 31 | N |  |  | N | Electric Utility | 1 | X | WAT
Hydroelectric Pumped Storage.WAT | other | TRUE | 25477 | USCE-Kansas City District | 6141 | Harry Truman | MO | Benton | 1 | Hydroelectric Pumped Storage | PS |  | S | 26.9 | 0.95 | 31 | 31 | 3 | N |  |  | N | Electric Utility | 1 | X | WAT
Hydroelectric Pumped Storage.WAT | other | TRUE | 25477 | USCE-Kansas City District | 6141 | Harry Truman | MO | Benton | 2 | Hydroelectric Pumped Storage | PS |  | S | 26.9 | 0.95 | 31 | 31 | 3 | N |  |  | N | Electric Utility | 1 | X | WAT
Hydroelectric Pumped Storage.WAT | other | TRUE | 25477 | USCE-Kansas City District | 6141 | Harry Truman | MO | Benton | 3 | Hydroelectric Pumped Storage | PS |  | S | 26.9 | 0.95 | 31 | 31 | 3 | N |  |  | N | Electric Utility | 1 | X | WAT
Hydroelectric Pumped Storage.WAT | other | TRUE | 25477 | USCE-Kansas City District | 6141 | Harry Truman | MO | Benton | 4 | Hydroelectric Pumped Storage | PS |  | S | 26.9 | 0.95 | 31 | 31 | 3 | N |  |  | N | Electric Utility | 1 | X | WAT
Hydroelectric Pumped Storage.WAT | other | TRUE | 25477 | USCE-Kansas City District | 6141 | Harry Truman | MO | Benton | 5 | Hydroelectric Pumped Storage | PS |  | S | 26.9 | 0.95 | 31 | 31 | 3 | N |  |  | N | Electric Utility | 1 | X | WAT
Hydroelectric Pumped Storage.WAT | other | TRUE | 25477 | USCE-Kansas City District | 6141 | Harry Truman | MO | Benton | 6 | Hydroelectric Pumped Storage | PS |  | S | 26.9 | 0.95 | 31 | 31 | 3 | N |  |  | N | Electric Utility | 1 | X | WAT
Conventional Hydroelectric.WAT | hydro | TRUE | 19647 | USCE-Little Rock District | 6142 | Ozark | AR | Franklin | 1 | Conventional Hydroelectric | HY |  | S | 20 | 0.95 | 23 | 23 | 7 | N |  |  | N | Electric Utility | 1 | X | WAT
Conventional Hydroelectric.WAT | hydro | TRUE | 19647 | USCE-Little Rock District | 6142 | Ozark | AR | Franklin | 2 | Conventional Hydroelectric | HY |  | S | 20 | 0.95 | 23 | 23 | 7 | N |  |  | N | Electric Utility | 1 | X | WAT
Conventional Hydroelectric.WAT | hydro | TRUE | 19647 | USCE-Little Rock District | 6142 | Ozark | AR | Franklin | 3 | Conventional Hydroelectric | HY |  | S | 20 | 0.95 | 23 | 23 | 7 | N |  |  | N | Electric Utility | 1 | X | WAT
Conventional Hydroelectric.WAT | hydro | TRUE | 19647 | USCE-Little Rock District | 6142 | Ozark | AR | Franklin | 4 | Conventional Hydroelectric | HY |  | S | 20 | 0.95 | 23 | 23 | 7 | N |  |  | N | Electric Utility | 1 | X | WAT
Conventional Hydroelectric.WAT | hydro | TRUE | 19647 | USCE-Little Rock District | 6142 | Ozark | AR | Franklin | 5 | Conventional Hydroelectric | HY |  | S | 20 | 0.95 | 23 | 23 | 7 | N |  |  | N | Electric Utility | 1 | X | WAT
Nuclear.NUC | nuclear | TRUE | 55983 | Luminant Generation Company LLC | 6145 | Comanche Peak | TX | Somervell | 1 | Nuclear | ST |  | W | 1215 | 0.9 | 1205 | 1235 | 1112 | N |  |  | N | IPP Non-CHP | 2 | X | NUC
Nuclear.NUC | nuclear | TRUE | 55983 | Luminant Generation Company LLC | 6145 | Comanche Peak | TX | Somervell | 2 | Nuclear | ST |  | W | 1215 | 0.9 | 1195 | 1225 | 1103 | N |  |  | N | IPP Non-CHP | 2 | X | NUC
Conventional Steam Coal.SUB | hard coal | TRUE | 55983 | Luminant Generation Company LLC | 6146 | Martin Lake | TX | Rusk | 1 | Conventional Steam Coal | ST |  | S | 793.2 | 0.95 | 800 | 815 | 220 | N |  |  | N | IPP Non-CHP | 2 | X | SUB | DFO | LIG | RC
Conventional Steam Coal.SUB | hard coal | TRUE | 55983 | Luminant Generation Company LLC | 6146 | Martin Lake | TX | Rusk | 2 | Conventional Steam Coal | ST |  | S | 793.2 | 0.95 | 805 | 820 | 220 | N |  |  | N | IPP Non-CHP | 2 | X | SUB | DFO | LIG | RC
Conventional Steam Coal.SUB | hard coal | TRUE | 55983 | Luminant Generation Company LLC | 6146 | Martin Lake | TX | Rusk | 3 | Conventional Steam Coal | ST |  | S | 793.2 | 0.95 | 805 | 820 | 230 | N |  |  | N | IPP Non-CHP | 2 | X | SUB | DFO | LIG | RC
Nuclear.NUC | nuclear | TRUE | 64225 | Energy Harbor Nuclear Generation LLC | 6149 | Davis Besse | OH | Ottawa | 1 | Nuclear | ST |  | S | 925.2 | 0.9 | 894 | 908 | 110 | N |  |  | N | IPP Non-CHP | 2 | X | NUC
Petroleum Liquids.DFO | petroleum | TRUE | 18642 | Tennessee Valley Authority | 6150 | Bellefonte | AL | Jackson | DG-1 | Petroleum Liquids | IC |  | S | 7 | 0.8 | 7 | 7 | 7 | N |  |  | N | Electric Utility | 1 | X | DFO
Petroleum Liquids.DFO | petroleum | TRUE | 18642 | Tennessee Valley Authority | 6150 | Bellefonte | AL | Jackson | DG-2 | Petroleum Liquids | IC |  | S | 7 | 0.8 | 7 | 7 | 7 | N |  |  | N | Electric Utility | 1 | X | DFO
Hydroelectric Pumped Storage.WAT | other | TRUE | 18642 | Tennessee Valley Authority | 6151 | Raccoon Mountain | TN | Hamilton | 1 | Hydroelectric Pumped Storage | PS |  | S | 428.4 | 0.9 | 404.7 | 404.7 | 40 | N |  |  | N | Electric Utility | 1 | X | WAT
Hydroelectric Pumped Storage.WAT | other | TRUE | 18642 | Tennessee Valley Authority | 6151 | Raccoon Mountain | TN | Hamilton | 2 | Hydroelectric Pumped Storage | PS |  | S | 428.4 | 0.9 | 404.1 | 404.1 | 300 | N |  |  | N | Electric Utility | 1 | X | WAT
Hydroelectric Pumped Storage.WAT | other | TRUE | 18642 | Tennessee Valley Authority | 6151 | Raccoon Mountain | TN | Hamilton | 3 | Hydroelectric Pumped Storage | PS |  | S | 428.4 | 0.9 | 403.5 | 403.5 | 300 | N |  |  | N | Electric Utility | 1 | X | WAT
Hydroelectric Pumped Storage.WAT | other | TRUE | 18642 | Tennessee Valley Authority | 6151 | Raccoon Mountain | TN | Hamilton | 4 | Hydroelectric Pumped Storage | PS |  | S | 428.4 | 0.9 | 404 | 404 | 300 | N |  |  | N | Electric Utility | 1 | X | WAT
Nuclear.NUC | nuclear | TRUE | 18642 | Tennessee Valley Authority | 6152 | Sequoyah | TN | Hamilton | 1 | Nuclear | ST |  | S | 1220.5 | 0.9 | 1152 | 1177.4 | 1152 | N |  |  | N | Electric Utility | 1 | X | NUC
Nuclear.NUC | nuclear | TRUE | 18642 | Tennessee Valley Authority | 6152 | Sequoyah | TN | Hamilton | 2 | Nuclear | ST |  | S | 1220.5 | 0.9 | 1125.7 | 1155.1 | 1125.7 | N |  |  | N | Electric Utility | 1 | X | NUC
Nuclear.NUC | nuclear | TRUE | 19436 | Union Electric Co - (MO) | 6153 | Callaway | MO | Callaway | 1 | Nuclear | ST |  | S | 1235.8 | 0.9 | 1190 | 1236 | 800 | N |  |  | N | Electric Utility | 1 | X | NUC
Conventional Steam Coal.SUB | hard coal | TRUE | 19436 | Union Electric Co - (MO) | 6155 | Rush Island | MO | Jefferson | 1 | Conventional Steam Coal | ST |  | S | 621 | 0.9 | 589 | 609 | 275 | N | 12 | 2025 | N | Electric Utility | 1 | X | SUB
Conventional Steam Coal.SUB | hard coal | TRUE | 19436 | Union Electric Co - (MO) | 6155 | Rush Island | MO | Jefferson | 2 | Conventional Steam Coal | ST |  | S | 621 | 0.9 | 589 | 609 | 280 | N | 12 | 2025 | N | Electric Utility | 1 | X | SUB
Natural Gas Steam Turbine.NG | natural gas steam turbine | TRUE | 65448 | Generation Bridge II Connecticut, LLC | 6156 | New Haven Harbor | CT | New Haven | 1 | Natural Gas Steam Turbine | ST |  | S | 460 | 0.9 | 432.6 | 453.3 | 100 | N |  |  | N | IPP Non-CHP | 2 | X | NG | RFO
Petroleum Liquids.KER | petroleum | TRUE | 65448 | Generation Bridge II Connecticut, LLC | 6156 | New Haven Harbor | CT | New Haven | 2 | Petroleum Liquids | GT |  | W | 60.5 | 0.85 | 43.2 | 47.7 | 43 | N |  |  | N | IPP Non-CHP | 2 | X | KER | NG
Petroleum Liquids.KER | petroleum | TRUE | 65448 | Generation Bridge II Connecticut, LLC | 6156 | New Haven Harbor | CT | New Haven | 3 | Petroleum Liquids | GT |  | W | 60.5 | 0.85 | 43.2 | 47.7 | 43 | N |  |  | N | IPP Non-CHP | 2 | X | KER | NG
Petroleum Liquids.KER | petroleum | TRUE | 65448 | Generation Bridge II Connecticut, LLC | 6156 | New Haven Harbor | CT | New Haven | 4 | Petroleum Liquids | GT |  | W | 60.5 | 0.85 | 43.2 | 47.7 | 43 | N |  |  | N | IPP Non-CHP | 2 | X | KER | NG
Conventional Hydroelectric.WAT | hydro | TRUE | 2518 | U S Bureau of Reclamation | 6158 | New Melones | CA | Tuolumne | 1 | Conventional Hydroelectric | HY |  | S | 150 | 1 | 191 | 191 | 0 | N |  |  | N | Electric Utility | 1 | X | WAT
Conventional Hydroelectric.WAT | hydro | TRUE | 2518 | U S Bureau of Reclamation | 6158 | New Melones | CA | Tuolumne | 2 | Conventional Hydroelectric | HY |  | S | 150 | 1 | 191 | 191 | 0 | N |  |  | N | Electric Utility | 1 | X | WAT
Conventional Hydroelectric.WAT | hydro | TRUE | 2518 | U S Bureau of Reclamation | 6159 | Crystal | CO | Montrose | 1 | Conventional Hydroelectric | HY |  | S | 28 | 0.9 | 35 | 35 | 0 | N |  |  | N | Electric Utility | 1 | X | WAT
Conventional Hydroelectric.WAT | hydro | TRUE | 2518 | U S Bureau of Reclamation | 6163 | Grand Coulee | WA | Grant | 1 | Conventional Hydroelectric | HY |  | S | 125 | 1 | 125 | 125 | 0 | N |  |  | N | Electric Utility | 1 | X | WAT
Conventional Hydroelectric.WAT | hydro | TRUE | 2518 | U S Bureau of Reclamation | 6163 | Grand Coulee | WA | Grant | 10 | Conventional Hydroelectric | HY |  | S | 125 | 1 | 125 | 125 | 0 | N |  |  | N | Electric Utility | 1 | X | WAT
Conventional Hydroelectric.WAT | hydro | TRUE | 2518 | U S Bureau of Reclamation | 6163 | Grand Coulee | WA | Grant | 11 | Conventional Hydroelectric | HY |  | S | 125 | 1 | 125 | 125 | 0 | N |  |  | N | Electric Utility | 1 | X | WAT
Conventional Hydroelectric.WAT | hydro | TRUE | 2518 | U S Bureau of Reclamation | 6163 | Grand Coulee | WA | Grant | 12 | Conventional Hydroelectric | HY |  | S | 125 | 1 | 125 | 125 | 0 | N |  |  | N | Electric Utility | 1 | X | WAT
Conventional Hydroelectric.WAT | hydro | TRUE | 2518 | U S Bureau of Reclamation | 6163 | Grand Coulee | WA | Grant | 13 | Conventional Hydroelectric | HY |  | S | 125 | 1 | 125 | 125 | 0 | N |  |  | N | Electric Utility | 1 | X | WAT
Conventional Hydroelectric.WAT | hydro | TRUE | 2518 | U S Bureau of Reclamation | 6163 | Grand Coulee | WA | Grant | 14 | Conventional Hydroelectric | HY |  | S | 125 | 1 | 125 | 125 | 0 | N |  |  | N | Electric Utility | 1 | X | WAT
Conventional Hydroelectric.WAT | hydro | TRUE | 2518 | U S Bureau of Reclamation | 6163 | Grand Coulee | WA | Grant | 15 | Conventional Hydroelectric | HY |  | S | 125 | 1 | 125 | 125 | 0 | N |  |  | N | Electric Utility | 1 | X | WAT
Conventional Hydroelectric.WAT | hydro | TRUE | 2518 | U S Bureau of Reclamation | 6163 | Grand Coulee | WA | Grant | 16 | Conventional Hydroelectric | HY |  | S | 125 | 1 | 125 | 125 | 0 | N |  |  | N | Electric Utility | 1 | X | WAT
Conventional Hydroelectric.WAT | hydro | TRUE | 2518 | U S Bureau of Reclamation | 6163 | Grand Coulee | WA | Grant | 17 | Conventional Hydroelectric | HY |  | S | 125 | 1 | 125 | 125 | 0 | N |  |  | N | Electric Utility | 1 | X | WAT
Conventional Hydroelectric.WAT | hydro | TRUE | 2518 | U S Bureau of Reclamation | 6163 | Grand Coulee | WA | Grant | 18 | Conventional Hydroelectric | HY |  | S | 125 | 1 | 125 | 125 | 0 | N |  |  | N | Electric Utility | 1 | X | WAT
Conventional Hydroelectric.WAT | hydro | TRUE | 2518 | U S Bureau of Reclamation | 6163 | Grand Coulee | WA | Grant | 19 | Conventional Hydroelectric | HY |  | S | 600 | 0.98 | 690 | 690 | 0 | N |  |  | N | Electric Utility | 1 | X | WAT
Conventional Hydroelectric.WAT | hydro | TRUE | 2518 | U S Bureau of Reclamation | 6163 | Grand Coulee | WA | Grant | 2 | Conventional Hydroelectric | HY |  | S | 125 | 1 | 125 | 125 | 0 | N |  |  | N | Electric Utility | 1 | X | WAT
Conventional Hydroelectric.WAT | hydro | TRUE | 2518 | U S Bureau of Reclamation | 6163 | Grand Coulee | WA | Grant | 20 | Conventional Hydroelectric | HY |  | S | 600 | 0.98 | 690 | 690 | 0 | N |  |  | N | Electric Utility | 1 | X | WAT
Conventional Hydroelectric.WAT | hydro | TRUE | 2518 | U S Bureau of Reclamation | 6163 | Grand Coulee | WA | Grant | 21 | Conventional Hydroelectric | HY |  | S | 600 | 0.98 | 690 | 690 | 0 | N |  |  | N | Electric Utility | 1 | X | WAT
Conventional Hydroelectric.WAT | hydro | TRUE | 2518 | U S Bureau of Reclamation | 6163 | Grand Coulee | WA | Grant | 22 | Conventional Hydroelectric | HY |  | S | 805 | 0.98 | 805 | 805 | 0 | N |  |  | N | Electric Utility | 1 | X | WAT
Conventional Hydroelectric.WAT | hydro | TRUE | 2518 | U S Bureau of Reclamation | 6163 | Grand Coulee | WA | Grant | 23 | Conventional Hydroelectric | HY |  | S | 805 | 0.98 | 805 | 805 | 0 | N |  |  | N | Electric Utility | 1 | X | WAT
Conventional Hydroelectric.WAT | hydro | TRUE | 2518 | U S Bureau of Reclamation | 6163 | Grand Coulee | WA | Grant | 24 | Conventional Hydroelectric | HY |  | S | 805 | 0.98 | 805 | 805 | 0 | N |  |  | N | Electric Utility | 1 | X | WAT
Conventional Hydroelectric.WAT | hydro | TRUE | 2518 | U S Bureau of Reclamation | 6163 | Grand Coulee | WA | Grant | 3 | Conventional Hydroelectric | HY |  | S | 125 | 1 | 125 | 125 | 0 | N |  |  | N | Electric Utility | 1 | X | WAT
Conventional Hydroelectric.WAT | hydro | TRUE | 2518 | U S Bureau of Reclamation | 6163 | Grand Coulee | WA | Grant | 4 | Conventional Hydroelectric | HY |  | S | 125 | 1 | 125 | 125 | 0 | N |  |  | N | Electric Utility | 1 | X | WAT
Conventional Hydroelectric.WAT | hydro | TRUE | 2518 | U S Bureau of Reclamation | 6163 | Grand Coulee | WA | Grant | 5 | Conventional Hydroelectric | HY |  | S | 125 | 1 | 125 | 125 | 0 | N |  |  | N | Electric Utility | 1 | X | WAT
Conventional Hydroelectric.WAT | hydro | TRUE | 2518 | U S Bureau of Reclamation | 6163 | Grand Coulee | WA | Grant | 6 | Conventional Hydroelectric | HY |  | S | 125 | 1 | 125 | 125 | 0 | N |  |  | N | Electric Utility | 1 | X | WAT
Conventional Hydroelectric.WAT | hydro | TRUE | 2518 | U S Bureau of Reclamation | 6163 | Grand Coulee | WA | Grant | 7 | Conventional Hydroelectric | HY |  | S | 125 | 1 | 125 | 125 | 0 | N |  |  | N | Electric Utility | 1 | X | WAT
Conventional Hydroelectric.WAT | hydro | TRUE | 2518 | U S Bureau of Reclamation | 6163 | Grand Coulee | WA | Grant | 8 | Conventional Hydroelectric | HY |  | S | 125 | 1 | 125 | 125 | 0 | N |  |  | N | Electric Utility | 1 | X | WAT
Conventional Hydroelectric.WAT | hydro | TRUE | 2518 | U S Bureau of Reclamation | 6163 | Grand Coulee | WA | Grant | 9 | Conventional Hydroelectric | HY |  | S | 125 | 1 | 125 | 125 | 0 | N |  |  | N | Electric Utility | 1 | X | WAT
Conventional Hydroelectric.WAT | hydro | TRUE | 2518 | U S Bureau of Reclamation | 6163 | Grand Coulee | WA | Grant | LS1 | Conventional Hydroelectric | HY |  | S | 10 | 1 | 10 | 10 | 0 | N |  |  | N | Electric Utility | 1 | X | WAT
Conventional Hydroelectric.WAT | hydro | TRUE | 2518 | U S Bureau of Reclamation | 6163 | Grand Coulee | WA | Grant | LS2 | Conventional Hydroelectric | HY |  | S | 10 | 1 | 10 | 10 | 0 | N |  |  | N | Electric Utility | 1 | X | WAT
Conventional Hydroelectric.WAT | hydro | TRUE | 2518 | U S Bureau of Reclamation | 6163 | Grand Coulee | WA | Grant | LS3 | Conventional Hydroelectric | HY |  | S | 10 | 1 | 10 | 10 | 0 | N |  |  | N | Electric Utility | 1 | X | WAT
Hydroelectric Pumped Storage.WAT | other | TRUE | 2518 | U S Bureau of Reclamation | 6163 | Grand Coulee | WA | Grant | PG10 | Hydroelectric Pumped Storage | PS |  | S | 53.5 | 1 | 53.5 | 53.5 | 0 | N |  |  | N | Electric Utility | 1 | X | WAT
Hydroelectric Pumped Storage.WAT | other | TRUE | 2518 | U S Bureau of Reclamation | 6163 | Grand Coulee | WA | Grant | PG11 | Hydroelectric Pumped Storage | PS |  | S | 53.5 | 1 | 53.5 | 53.5 | 0 | N |  |  | N | Electric Utility | 1 | X | WAT
Hydroelectric Pumped Storage.WAT | other | TRUE | 2518 | U S Bureau of Reclamation | 6163 | Grand Coulee | WA | Grant | PG12 | Hydroelectric Pumped Storage | PS |  | S | 53.5 | 1 | 53.5 | 53.5 | 0 | N |  |  | N | Electric Utility | 1 | X | WAT
Hydroelectric Pumped Storage.WAT | other | TRUE | 2518 | U S Bureau of Reclamation | 6163 | Grand Coulee | WA | Grant | PG7 | Hydroelectric Pumped Storage | PS |  | S | 50 | 1 | 50 | 50 | 0 | N |  |  | N | Electric Utility | 1 | X | WAT
Hydroelectric Pumped Storage.WAT | other | TRUE | 2518 | U S Bureau of Reclamation | 6163 | Grand Coulee | WA | Grant | PG8 | Hydroelectric Pumped Storage | PS |  | S | 50 | 1 | 50 | 50 | 0 | N |  |  | N | Electric Utility | 1 | X | WAT
Hydroelectric Pumped Storage.WAT | other | TRUE | 2518 | U S Bureau of Reclamation | 6163 | Grand Coulee | WA | Grant | PG9 | Hydroelectric Pumped Storage | PS |  | S | 53.5 | 1 | 53.5 | 53.5 | 0 | N |  |  | N | Electric Utility | 1 | X | WAT
Conventional Steam Coal.BIT | hard coal | TRUE | 14354 | PacifiCorp | 6165 | Hunter | UT | Emery | 1 | Conventional Steam Coal | ST |  | J | 525 | 0.93 | 446 | 446 | 80 | N |  |  | N | Electric Utility | 1 | X | BIT
Conventional Steam Coal.BIT | hard coal | TRUE | 14354 | PacifiCorp | 6165 | Hunter | UT | Emery | 2 | Conventional Steam Coal | ST |  | J | 525 | 0.93 | 446 | 446 | 80 | N |  |  | N | Electric Utility | 1 | X | BIT
Conventional Steam Coal.BIT | hard coal | TRUE | 14354 | PacifiCorp | 6165 | Hunter | UT | Emery | 3 | Conventional Steam Coal | ST |  | S | 527.2 | 0.94 | 471 | 471 | 60 | N |  |  | N | Electric Utility | 1 | X | BIT
Conventional Steam Coal.SUB | hard coal | TRUE | 9324 | Indiana Michigan Power Co | 6166 | Rockport | IN | Spencer | 1 | Conventional Steam Coal | ST |  | J | 1300 | 0.9 | 1300 | 1299 | 500 | N | 12 | 2028 | N | Electric Utility | 1 | X | SUB | BIT
Conventional Steam Coal.SUB | hard coal | TRUE | 9324 | Indiana Michigan Power Co | 6166 | Rockport | IN | Spencer | 2 | Conventional Steam Coal | ST |  | J | 1300 | 0.9 | 1300 | 1299 | 500 | N | 12 | 2028 | N | Electric Utility | 1 | X | SUB | BIT
Hydroelectric Pumped Storage.WAT | other | TRUE | 19876 | Virginia Electric & Power Co | 6167 | Bath County | VA | Bath | 1 | Hydroelectric Pumped Storage | PS |  | J | 477 | 0.9 | 500 | 500 | 207 | N |  |  | N | Electric Utility | 1 | X | WAT
Hydroelectric Pumped Storage.WAT | other | TRUE | 19876 | Virginia Electric & Power Co | 6167 | Bath County | VA | Bath | 2 | Hydroelectric Pumped Storage | PS |  | J | 477 | 0.9 | 500 | 500 | 207 | N |  |  | N | Electric Utility | 1 | X | WAT
Hydroelectric Pumped Storage.WAT | other | TRUE | 19876 | Virginia Electric & Power Co | 6167 | Bath County | VA | Bath | 3 | Hydroelectric Pumped Storage | PS |  | J | 477 | 0.9 | 502 | 502 | 207 | N |  |  | N | Electric Utility | 1 | X | WAT
Hydroelectric Pumped Storage.WAT | other | TRUE | 19876 | Virginia Electric & Power Co | 6167 | Bath County | VA | Bath | 4 | Hydroelectric Pumped Storage | PS |  | J | 477 | 0.9 | 500 | 500 | 207 | N |  |  | N | Electric Utility | 1 | X | WAT
Hydroelectric Pumped Storage.WAT | other | TRUE | 19876 | Virginia Electric & Power Co | 6167 | Bath County | VA | Bath | 5 | Hydroelectric Pumped Storage | PS |  | J | 477 | 0.9 | 501 | 501 | 207 | N |  |  | N | Electric Utility | 1 | X | WAT
Hydroelectric Pumped Storage.WAT | other | TRUE | 19876 | Virginia Electric & Power Co | 6167 | Bath County | VA | Bath | 6 | Hydroelectric Pumped Storage | PS |  | J | 477 | 0.9 | 500 | 500 | 207 | N |  |  | N | Electric Utility | 1 | X | WAT
Nuclear.NUC | nuclear | TRUE | 19876 | Virginia Electric & Power Co | 6168 | North Anna | VA | Louisa | 1 | Nuclear | ST |  | J | 979.7 | 0.9 | 948 | 982 | 185 | N |  |  | N | Electric Utility | 1 | X | NUC
Nuclear.NUC | nuclear | TRUE | 19876 | Virginia Electric & Power Co | 6168 | North Anna | VA | Louisa | 2 | Nuclear | ST |  | J | 979.7 | 0.9 | 944 | 976 | 185 | N |  |  | N | Electric Utility | 1 | X | NUC
Conventional Hydroelectric.WAT | hydro | TRUE | 19876 | Virginia Electric & Power Co | 6168 | North Anna | VA | Louisa | HC1 | Conventional Hydroelectric | HY |  | S | 1 | 0.9 | 1 | 1 | 0 | N |  |  | N | Electric Utility | 1 | X | WAT
Conventional Hydroelectric.WAT | hydro | TRUE | 19462 | USCE-Nashville District | 6171 | Laurel Dam | KY | Laurel | 1 | Conventional Hydroelectric | HY |  | S | 70 | 0.9 | 61 | 61 | 61 | N |  |  | N | Electric Utility | 1 | X | WAT
Conventional Hydroelectric.WAT | hydro | TRUE | 19400 | USACE Northwestern Division | 6172 | Libby | MT | Lincoln | 1 | Conventional Hydroelectric | HY |  | S | 105 | 0.95 | 105 | 105 | 105 | N |  |  | N | Electric Utility | 1 | X | WAT
Conventional Hydroelectric.WAT | hydro | TRUE | 19400 | USACE Northwestern Division | 6172 | Libby | MT | Lincoln | 2 | Conventional Hydroelectric | HY |  | S | 105 | 0.95 | 105 | 105 | 105 | N |  |  | N | Electric Utility | 1 | X | WAT
Conventional Hydroelectric.WAT | hydro | TRUE | 19400 | USACE Northwestern Division | 6172 | Libby | MT | Lincoln | 3 | Conventional Hydroelectric | HY |  | S | 105 | 0.95 | 105 | 105 | 105 | N |  |  | N | Electric Utility | 1 | X | WAT
Conventional Hydroelectric.WAT | hydro | TRUE | 19400 | USACE Northwestern Division | 6172 | Libby | MT | Lincoln | 4 | Conventional Hydroelectric | HY |  | S | 105 | 0.95 | 105 | 105 | 105 | N |  |  | N | Electric Utility | 1 | X | WAT
Conventional Hydroelectric.WAT | hydro | TRUE | 19400 | USACE Northwestern Division | 6172 | Libby | MT | Lincoln | 5 | Conventional Hydroelectric | HY |  | S | 105 | 0.95 | 105 | 105 | 105 | N |  |  | N | Electric Utility | 1 | X | WAT
Conventional Hydroelectric.WAT | hydro | TRUE | 19400 | USACE Northwestern Division | 6174 | Lost Creek | OR | Jackson | 1 | Conventional Hydroelectric | HY |  | S | 24.5 | 0.95 | 24.5 | 24.5 | 24.4 | N |  |  | N | Electric Utility | 1 | X | WAT
Conventional Hydroelectric.WAT | hydro | TRUE | 19400 | USACE Northwestern Division | 6174 | Lost Creek | OR | Jackson | 2 | Conventional Hydroelectric | HY |  | S | 24.5 | 0.95 | 24.5 | 24.5 | 24.4 | N |  |  | N | Electric Utility | 1 | X | WAT
Conventional Hydroelectric.WAT | hydro | TRUE | 19400 | USACE Northwestern Division | 6175 | Lower Granite | WA | Whitman | 1 | Conventional Hydroelectric | HY |  | S | 135 | 0.95 | 135 | 135 | 110 | N |  |  | N | Electric Utility | 1 | X | WAT
Conventional Hydroelectric.WAT | hydro | TRUE | 19400 | USACE Northwestern Division | 6175 | Lower Granite | WA | Whitman | 2 | Conventional Hydroelectric | HY |  | S | 135 | 0.95 | 127 | 127 | 46.4 | N |  |  | N | Electric Utility | 1 | X | WAT
Conventional Hydroelectric.WAT | hydro | TRUE | 19400 | USACE Northwestern Division | 6175 | Lower Granite | WA | Whitman | 3 | Conventional Hydroelectric | HY |  | S | 135 | 0.95 | 135 | 135 | 46.4 | N |  |  | N | Electric Utility | 1 | X | WAT
Conventional Hydroelectric.WAT | hydro | TRUE | 19400 | USACE Northwestern Division | 6175 | Lower Granite | WA | Whitman | 4 | Conventional Hydroelectric | HY |  | S | 135 | 0.95 | 135 | 135 | 57.5 | N |  |  | N | Electric Utility | 1 | X | WAT
Conventional Hydroelectric.WAT | hydro | TRUE | 19400 | USACE Northwestern Division | 6175 | Lower Granite | WA | Whitman | 5 | Conventional Hydroelectric | HY |  | S | 135 | 0.95 | 135 | 135 | 57.5 | N |  |  | N | Electric Utility | 1 | X | WAT
Conventional Hydroelectric.WAT | hydro | TRUE | 19400 | USACE Northwestern Division | 6175 | Lower Granite | WA | Whitman | 6 | Conventional Hydroelectric | HY |  | S | 135 | 0.95 | 135 | 135 | 57.5 | N |  |  | N | Electric Utility | 1 | X | WAT
Conventional Steam Coal.SUB | hard coal | TRUE | 16572 | Salt River Project | 6177 | Coronado | AZ | Apache | CO1 | Conventional Steam Coal | ST |  | S | 410.9 | 0.9 | 380 | 380 | 50 | N | 12 | 2032 | N | Electric Utility | 1 | X | SUB
Conventional Steam Coal.SUB | hard coal | TRUE | 16572 | Salt River Project | 6177 | Coronado | AZ | Apache | CO2 | Conventional Steam Coal | ST |  | S | 410.9 | 0.9 | 382 | 382 | 170 | N | 12 | 2032 | N | Electric Utility | 1 | X | SUB
Conventional Steam Coal.SUB | hard coal | TRUE | 56570 | Coleto Creek Power LP | 6178 | Coleto Creek | TX | Goliad | 1 | Conventional Steam Coal | ST |  | W | 622.4 | 0.9 | 655 | 655 | 175 | N | 12 | 2027 | N | IPP Non-CHP | 2 | X | SUB | RC
Conventional Steam Coal.SUB | hard coal | TRUE | 11269 | Lower Colorado River Authority | 6179 | Fayette Power Project | TX | Fayette | 1 | Conventional Steam Coal | ST |  | J | 615 | 0.9 | 590 | 598 | 156 | N |  |  | N | Electric Utility | 1 | X | SUB | DFO
Conventional Steam Coal.SUB | hard coal | TRUE | 11269 | Lower Colorado River Authority | 6179 | Fayette Power Project | TX | Fayette | 2 | Conventional Steam Coal | ST |  | J | 615 | 0.9 | 590 | 598 | 156 | N |  |  | N | Electric Utility | 1 | X | SUB | DFO
Conventional Steam Coal.SUB | hard coal | TRUE | 11269 | Lower Colorado River Authority | 6179 | Fayette Power Project | TX | Fayette | 3 | Conventional Steam Coal | ST |  | S | 460 | 0.9 | 435 | 440 | 180 | N |  |  | N | Electric Utility | 1 | X | SUB | DFO
Conventional Steam Coal.RC | hard coal | TRUE | 55983 | Luminant Generation Company LLC | 6180 | Oak Grove (TX) | TX | Robertson | OG1 | Conventional Steam Coal | ST |  | S | 916.8 | 0.96 | 855 | 855 | 348 | N |  |  | N | IPP Non-CHP | 2 | X | RC | LIG
Conventional Steam Coal.RC | hard coal | TRUE | 55983 | Luminant Generation Company LLC | 6180 | Oak Grove (TX) | TX | Robertson | OG2 | Conventional Steam Coal | ST |  | S | 878.6 | 0.92 | 855 | 855 | 455 | N |  |  | N | IPP Non-CHP | 2 | X | RC | LIG
Conventional Steam Coal.SUB | hard coal | TRUE | 16604 | City of San Antonio - (TX) | 6181 | J T Deely | TX | Bexar | 1 | Conventional Steam Coal | ST |  | S | 486 | 0.9 | 420 | 420 | 125 | N | 1 | 2023 | N | Electric Utility | 1 | X | SUB
Conventional Steam Coal.SUB | hard coal | TRUE | 16604 | City of San Antonio - (TX) | 6181 | J T Deely | TX | Bexar | 2 | Conventional Steam Coal | ST |  | S | 446 | 0.9 | 420 | 420 | 125 | N | 1 | 2023 | N | Electric Utility | 1 | X | SUB
Conventional Steam Coal.LIG | lignite | TRUE | 16624 | San Miguel Electric Coop, Inc | 6183 | San Miguel | TX | Atascosa | 1 | Conventional Steam Coal | ST |  | S | 410 | 0.9 | 391 | 391 | 250 | N |  |  | N | Electric Utility | 1 | X | LIG
Conventional Hydroelectric.WAT | hydro | TRUE | 195 | Alabama Power Co | 6188 | Harris Dam | AL | Randolph | 1 | Conventional Hydroelectric | HY |  | S | 67.5 | 0.9 | 66.5 | 61.5 | 61.5 | N |  |  | N | Electric Utility | 1 | X | WAT
Conventional Hydroelectric.WAT | hydro | TRUE | 195 | Alabama Power Co | 6188 | Harris Dam | AL | Randolph | 2 | Conventional Hydroelectric | HY |  | S | 67.5 | 0.9 | 66.5 | 61.5 | 61.5 | N |  |  | N | Electric Utility | 1 | X | WAT
Hydroelectric Pumped Storage.WAT | other | TRUE | 13994 | Oglethorpe Power Corporation | 6189 | Rocky Mountain Hydroelectric Plant | GA | Floyd | 1 | Hydroelectric Pumped Storage | PS |  | J | 282.6 | 0.9 | 345 | 345 | 100 | N |  |  | N | Electric Utility | 1 | X | WAT
Hydroelectric Pumped Storage.WAT | other | TRUE | 13994 | Oglethorpe Power Corporation | 6189 | Rocky Mountain Hydroelectric Plant | GA | Floyd | 2 | Hydroelectric Pumped Storage | PS |  | J | 282.6 | 0.9 | 345 | 345 | 100 | N |  |  | N | Electric Utility | 1 | X | WAT
Hydroelectric Pumped Storage.WAT | other | TRUE | 13994 | Oglethorpe Power Corporation | 6189 | Rocky Mountain Hydroelectric Plant | GA | Floyd | 3 | Hydroelectric Pumped Storage | PS |  | J | 282.6 | 0.9 | 345 | 345 | 100 | N |  |  | N | Electric Utility | 1 | X | WAT
Natural Gas Steam Turbine.NG | natural gas steam turbine | TRUE | 3265 | Cleco Power LLC | 6190 | Brame Energy Center | LA | Rapides | 1 | Natural Gas Steam Turbine | ST |  | S | 445.5 | 0.9 | 421.6 |  | 55 | N |  |  | N | Electric Utility | 1 | X | NG
Conventional Steam Coal.SUB | hard coal | TRUE | 3265 | Cleco Power LLC | 6190 | Brame Energy Center | LA | Rapides | 2 | Conventional Steam Coal | ST |  | J | 558 | 0.9 | 496.6 |  | 180 | N |  |  | N | Electric Utility | 1 | X | SUB
Petroleum Coke.PC | petroleum | TRUE | 3265 | Cleco Power LLC | 6190 | Brame Energy Center | LA | Rapides | 3 | Petroleum Coke | ST |  | S | 703.8 | 0.85 | 627.9 |  | 400 | N |  |  | N | Electric Utility | 1 | X | PC | BIT | NG | SUB | LIG
Conventional Steam Coal.SUB | hard coal | TRUE | 17718 | Southwestern Public Service Co | 6193 | Harrington | TX | Potter | 1 | Conventional Steam Coal | ST |  | S | 360 | 0.9 | 339 | 339 | 120 | N | 12 | 2036 | N | Electric Utility | 1 | X | SUB | NG
Conventional Steam Coal.SUB | hard coal | TRUE | 17718 | Southwestern Public Service Co | 6193 | Harrington | TX | Potter | 2 | Conventional Steam Coal | ST |  | S | 360 | 0.9 | 339 | 339 | 120 | N | 12 | 2038 | N | Electric Utility | 1 | X | SUB | NG
Conventional Steam Coal.SUB | hard coal | TRUE | 17718 | Southwestern Public Service Co | 6193 | Harrington | TX | Potter | 3 | Conventional Steam Coal | ST |  | S | 360 | 0.9 | 340 | 340 | 125 | N | 12 | 2040 | N | Electric Utility | 1 | X | SUB | NG
Conventional Steam Coal.SUB | hard coal | TRUE | 17718 | Southwestern Public Service Co | 6194 | Tolk | TX | Lamb | 1 | Conventional Steam Coal | ST |  | S | 567.9 | 0.9 | 532 | 532 | 125 | N | 12 | 2037 | N | Electric Utility | 1 | X | SUB | NG
Conventional Steam Coal.SUB | hard coal | TRUE | 17718 | Southwestern Public Service Co | 6194 | Tolk | TX | Lamb | 2 | Conventional Steam Coal | ST |  | S | 567.9 | 0.9 | 535 | 535 | 125 | N | 12 | 2037 | N | Electric Utility | 1 | X | SUB | NG
Natural Gas Fired Combustion Turbine.NG | natural gas peaker | TRUE | 17833 | City Utilities of Springfield - (MO) | 6195 | John Twitty Energy Center | MO | Greene | GT1 | Natural Gas Fired Combustion Turbine | GT |  | S | 57 | 0.9 | 52 | 52 | 30 | N |  |  | N | Electric Utility | 1 | X | NG | DFO
Natural Gas Fired Combustion Turbine.NG | natural gas peaker | TRUE | 17833 | City Utilities of Springfield - (MO) | 6195 | John Twitty Energy Center | MO | Greene | GT2 | Natural Gas Fired Combustion Turbine | GT |  | S | 52 | 0.9 | 52 | 52 | 30 | N |  |  | N | Electric Utility | 1 | X | NG | DFO
Conventional Steam Coal.SUB | hard coal | TRUE | 17833 | City Utilities of Springfield - (MO) | 6195 | John Twitty Energy Center | MO | Greene | ST1 | Conventional Steam Coal | ST |  | S | 194 | 0.9 | 184 | 184 | 84 | N |  |  | N | Electric Utility | 1 | X | SUB | NG | BIT
Conventional Steam Coal.SUB | hard coal | TRUE | 17833 | City Utilities of Springfield - (MO) | 6195 | John Twitty Energy Center | MO | Greene | ST2 | Conventional Steam Coal | ST |  | S | 300 | 0.85 | 275 | 275 | 116 | N |  |  | N | Electric Utility | 1 | X | SUB | NG
Conventional Hydroelectric.WAT | hydro | TRUE | 3255 | California Dept. of Water Resources | 6196 | W E Warne | CA | Los Angeles | 1 | Conventional Hydroelectric | HY |  | S | 37.1 | 0.95 | 38 | 38 | 5 | N |  |  | N | Electric Utility | 1 | X | WAT
Conventional Hydroelectric.WAT | hydro | TRUE | 3255 | California Dept. of Water Resources | 6196 | W E Warne | CA | Los Angeles | 2 | Conventional Hydroelectric | HY |  | S | 37.1 | 0.95 | 38 | 38 | 5 | N |  |  | N | Electric Utility | 1 | X | WAT
Conventional Hydroelectric.WAT | hydro | TRUE | 3413 | PUD No 1 of Chelan County | 6200 | Rock Island | WA | Chelan | A | Conventional Hydroelectric | HY |  | S | 1.2 | 0.8 | 1.2 | 1.2 | 0.2 | N |  |  | N | Electric Utility | 1 | X | WAT
Conventional Hydroelectric.WAT | hydro | TRUE | 3413 | PUD No 1 of Chelan County | 6200 | Rock Island | WA | Chelan | B-1 | Conventional Hydroelectric | HY |  | S | 20.7 | 0.9 | 15 | 15 | 10 | N |  |  | N | Electric Utility | 1 | X | WAT
Conventional Hydroelectric.WAT | hydro | TRUE | 3413 | PUD No 1 of Chelan County | 6200 | Rock Island | WA | Chelan | B-10 | Conventional Hydroelectric | HY |  | S | 22.5 | 0.9 | 19 | 19 | 10 | N |  |  | N | Electric Utility | 1 | X | WAT
Conventional Hydroelectric.WAT | hydro | TRUE | 3413 | PUD No 1 of Chelan County | 6200 | Rock Island | WA | Chelan | B-2 | Conventional Hydroelectric | HY |  | S | 20.7 | 0.9 | 15 | 15 | 10 | N |  |  | N | Electric Utility | 1 | X | WAT
Conventional Hydroelectric.WAT | hydro | TRUE | 3413 | PUD No 1 of Chelan County | 6200 | Rock Island | WA | Chelan | B-3 | Conventional Hydroelectric | HY |  | S | 20.7 | 0.9 | 15 | 15 | 10 | N |  |  | N | Electric Utility | 1 | X | WAT
Conventional Hydroelectric.WAT | hydro | TRUE | 3413 | PUD No 1 of Chelan County | 6200 | Rock Island | WA | Chelan | B-4 | Conventional Hydroelectric | HY |  | S | 20.7 | 0.9 | 15 | 15 | 10 | N |  |  | N | Electric Utility | 1 | X | WAT
Conventional Hydroelectric.WAT | hydro | TRUE | 3413 | PUD No 1 of Chelan County | 6200 | Rock Island | WA | Chelan | B-5 | Conventional Hydroelectric | HY |  | S | 22.5 | 0.9 | 17 | 17 | 10 | N |  |  | N | Electric Utility | 1 | X | WAT
Conventional Hydroelectric.WAT | hydro | TRUE | 3413 | PUD No 1 of Chelan County | 6200 | Rock Island | WA | Chelan | B-6 | Conventional Hydroelectric | HY |  | S | 22.5 | 0.9 | 17 | 17 | 10 | N |  |  | N | Electric Utility | 1 | X | WAT
Conventional Hydroelectric.WAT | hydro | TRUE | 3413 | PUD No 1 of Chelan County | 6200 | Rock Island | WA | Chelan | B-7 | Conventional Hydroelectric | HY |  | S | 22.5 | 0.9 | 17 | 17 | 10 | N |  |  | N | Electric Utility | 1 | X | WAT
Conventional Hydroelectric.WAT | hydro | TRUE | 3413 | PUD No 1 of Chelan County | 6200 | Rock Island | WA | Chelan | B-8 | Conventional Hydroelectric | HY |  | S | 22.5 | 0.9 | 17 | 17 | 10 | N |  |  | N | Electric Utility | 1 | X | WAT
Conventional Hydroelectric.WAT | hydro | TRUE | 3413 | PUD No 1 of Chelan County | 6200 | Rock Island | WA | Chelan | B-9 | Conventional Hydroelectric | HY |  | S | 22.5 | 0.9 | 19 | 19 | 10 | N |  |  | N | Electric Utility | 1 | X | WAT
Conventional Hydroelectric.WAT | hydro | TRUE | 3413 | PUD No 1 of Chelan County | 6200 | Rock Island | WA | Chelan | U-1 | Conventional Hydroelectric | HY |  | S | 51.3 | 0.95 | 42 | 42 | 10 | N |  |  | N | Electric Utility | 1 | X | WAT
Conventional Hydroelectric.WAT | hydro | TRUE | 3413 | PUD No 1 of Chelan County | 6200 | Rock Island | WA | Chelan | U-2 | Conventional Hydroelectric | HY |  | S | 51.3 | 0.95 | 42 | 42 | 10 | N |  |  | N | Electric Utility | 1 | X | WAT
Conventional Hydroelectric.WAT | hydro | TRUE | 3413 | PUD No 1 of Chelan County | 6200 | Rock Island | WA | Chelan | U-3 | Conventional Hydroelectric | HY |  | S | 51.3 | 0.95 | 42 | 42 | 10 | N |  |  | N | Electric Utility | 1 | X | WAT
Conventional Hydroelectric.WAT | hydro | TRUE | 3413 | PUD No 1 of Chelan County | 6200 | Rock Island | WA | Chelan | U-4 | Conventional Hydroelectric | HY |  | S | 51.3 | 0.95 | 42 | 42 | 10 | N |  |  | N | Electric Utility | 1 | X | WAT
Conventional Hydroelectric.WAT | hydro | TRUE | 3413 | PUD No 1 of Chelan County | 6200 | Rock Island | WA | Chelan | U-5 | Conventional Hydroelectric | HY |  | S | 51.3 | 0.95 | 42 | 42 | 10 | N |  |  | N | Electric Utility | 1 | X | WAT
Conventional Hydroelectric.WAT | hydro | TRUE | 3413 | PUD No 1 of Chelan County | 6200 | Rock Island | WA | Chelan | U-6 | Conventional Hydroelectric | HY |  | S | 51.3 | 0.95 | 42 | 42 | 10 | N |  |  | N | Electric Utility | 1 | X | WAT
Conventional Hydroelectric.WAT | hydro | TRUE | 3413 | PUD No 1 of Chelan County | 6200 | Rock Island | WA | Chelan | U-7 | Conventional Hydroelectric | HY |  | S | 51.3 | 0.95 | 42 | 42 | 10 | N |  |  | N | Electric Utility | 1 | X | WAT
Conventional Hydroelectric.WAT | hydro | TRUE | 3413 | PUD No 1 of Chelan County | 6200 | Rock Island | WA | Chelan | U-8 | Conventional Hydroelectric | HY |  | S | 51.3 | 0.95 | 42 | 42 | 10 | N |  |  | N | Electric Utility | 1 | X | WAT
Conventional Hydroelectric.WAT | hydro | TRUE | 16868 | City of Seattle - (WA) | 6202 | Ross | WA | Whatcom | 41 | Conventional Hydroelectric | HY |  | S | 112.5 | 0.9 | 112.5 | 112.5 | 0 | N |  |  | N | Electric Utility | 1 | X | WAT
Conventional Hydroelectric.WAT | hydro | TRUE | 16868 | City of Seattle - (WA) | 6202 | Ross | WA | Whatcom | 42 | Conventional Hydroelectric | HY |  | S | 112.5 | 0.9 | 112.5 | 112.5 | 0 | N |  |  | N | Electric Utility | 1 | X | WAT
Conventional Hydroelectric.WAT | hydro | TRUE | 16868 | City of Seattle - (WA) | 6202 | Ross | WA | Whatcom | 43 | Conventional Hydroelectric | HY |  | S | 112.5 | 0.9 | 112.5 | 112.5 | 0 | N |  |  | N | Electric Utility | 1 | X | WAT
Conventional Hydroelectric.WAT | hydro | TRUE | 16868 | City of Seattle - (WA) | 6202 | Ross | WA | Whatcom | 44 | Conventional Hydroelectric | HY |  | S | 112.5 | 0.9 | 112.5 | 112.5 | 0 | N |  |  | N | Electric Utility | 1 | X | WAT
Conventional Steam Coal.SUB | hard coal | TRUE | 1307 | Basin Electric Power Coop | 6204 | Laramie River Station | WY | Platte | 1 | Conventional Steam Coal | ST |  | J | 621 | 0.9 | 560 | 560 | 200 | N |  |  | N | Electric Utility | 1 | X | SUB
Conventional Steam Coal.SUB | hard coal | TRUE | 1307 | Basin Electric Power Coop | 6204 | Laramie River Station | WY | Platte | 2 | Conventional Steam Coal | ST |  | J | 621 | 0.9 | 570 | 570 | 200 | N |  |  | N | Electric Utility | 1 | X | SUB
Conventional Steam Coal.SUB | hard coal | TRUE | 1307 | Basin Electric Power Coop | 6204 | Laramie River Station | WY | Platte | 3 | Conventional Steam Coal | ST |  | J | 621 | 0.9 | 570 | 570 | 230 | N |  |  | N | Electric Utility | 1 | X | SUB
Conventional Hydroelectric.WAT | hydro | TRUE | 15466 | Public Service Co of Colorado | 6206 | Tacoma | CO | La Plata | 1 | Conventional Hydroelectric | HY |  | S | 2.3 | 1 | 2.3 | 2.3 | 1 | N |  |  | N | Electric Utility | 1 | X | WAT
Conventional Hydroelectric.WAT | hydro | TRUE | 15466 | Public Service Co of Colorado | 6206 | Tacoma | CO | La Plata | 2 | Conventional Hydroelectric | HY |  | S | 2.3 | 1 | 2.3 | 2.3 | 1 | N |  |  | N | Electric Utility | 1 | X | WAT
Conventional Hydroelectric.WAT | hydro | TRUE | 15466 | Public Service Co of Colorado | 6207 | Ames Hydro | CO | San Miguel | 1 | Conventional Hydroelectric | HY |  | S | 3.6 | 0.8 | 2.8 | 2.8 | 1 | N |  |  | N | Electric Utility | 1 | X | WAT
Hydroelectric Pumped Storage.WAT | other | TRUE | 2518 | U S Bureau of Reclamation | 6208 | Mount Elbert | CO | Lake | 1 | Hydroelectric Pumped Storage | PS |  | S | 100 | 0.95 | 115 | 115 | 0 | N |  |  | N | Electric Utility | 1 | X | WAT
Hydroelectric Pumped Storage.WAT | other | TRUE | 2518 | U S Bureau of Reclamation | 6208 | Mount Elbert | CO | Lake | 2 | Hydroelectric Pumped Storage | PS |  | S | 100 | 0.95 | 115 | 115 | 0 | N |  |  | N | Electric Utility | 1 | X | WAT
Natural Gas Fired Combustion Turbine.NG | natural gas peaker | TRUE | 20169 | Avista Corp | 6210 | Northeast (WA) | WA | Spokane | 1 | Natural Gas Fired Combustion Turbine | GT |  | S | 61.8 | 0.9 | 45 | 66 | 1 | N | 12 | 2035 | N | Electric Utility | 1 | X | NG
Petroleum Liquids.JF | petroleum | TRUE | 54803 | Dynegy Oakland, LLC | 6211 | Dynegy Oakland Power Plant | CA | Alameda | GEN1 | Petroleum Liquids | GT |  | S | 74.5 | 0.9 | 55 | 55 | 15 | N |  |  | N | IPP Non-CHP | 2 | X | JF | DFO
Petroleum Liquids.JF | petroleum | TRUE | 54803 | Dynegy Oakland, LLC | 6211 | Dynegy Oakland Power Plant | CA | Alameda | GEN3 | Petroleum Liquids | GT |  | S | 74.5 | 0.9 | 55 | 55 | 15 | N |  |  | N | IPP Non-CHP | 2 | X | JF | DFO
Conventional Steam Coal.BIT | hard coal | TRUE | 65239 | Hallador Power Company, LLC | 6213 | Merom | IN | Sullivan | 1 | Conventional Steam Coal | ST |  | S | 540 | 0.9 | 488 | 495 | 250 | N |  |  | N | Electric Utility | 1 | X | BIT | DFO
Conventional Steam Coal.BIT | hard coal | TRUE | 65239 | Hallador Power Company, LLC | 6213 | Merom | IN | Sullivan | 2 | Conventional Steam Coal | ST |  | S | 540 | 0.9 | 489 | 494 | 240 | N |  |  | N | Electric Utility | 1 | X | BIT | DFO
Petroleum Liquids.DFO | petroleum | TRUE | 5529 | City of Durant - (IA) | 6220 | Durant | IA | Cedar | 7 | Petroleum Liquids | IC |  | S | 1.8 | 0.9 | 1.8 | 1.8 | 1.2 | N |  |  | N | Electric Utility | 1 | X | DFO
Petroleum Liquids.DFO | petroleum | TRUE | 5529 | City of Durant - (IA) | 6220 | Durant | IA | Cedar | 8 | Petroleum Liquids | IC |  | S | 2.6 | 0.9 | 2.6 | 2.6 | 1.5 | N |  |  | N | Electric Utility | 1 | X | DFO
Natural Gas Fired Combustion Turbine.NG | natural gas peaker | TRUE | 5860 | Empire District Electric Co | 6223 | Empire Energy Center | MO | Jasper | 1 | Natural Gas Fired Combustion Turbine | GT |  | S | 129 | 0.9 | 80 | 90 | 30 | N | 12 | 2035 | N | Electric Utility | 1 | X | NG | JF
Natural Gas Fired Combustion Turbine.NG | natural gas peaker | TRUE | 5860 | Empire District Electric Co | 6223 | Empire Energy Center | MO | Jasper | 2 | Natural Gas Fired Combustion Turbine | GT |  | S | 129 | 0.9 | 82 | 92 | 30 | N | 12 | 2035 | N | Electric Utility | 1 | X | NG | JF
Natural Gas Fired Combustion Turbine.NG | natural gas peaker | TRUE | 5860 | Empire District Electric Co | 6223 | Empire Energy Center | MO | Jasper | 3 | Natural Gas Fired Combustion Turbine | GT |  | S | 60.5 | 0.9 | 41 | 58 | 25 | N |  |  | N | Electric Utility | 1 | X | NG | JF
Natural Gas Fired Combustion Turbine.NG | natural gas peaker | TRUE | 5860 | Empire District Electric Co | 6223 | Empire Energy Center | MO | Jasper | 4 | Natural Gas Fired Combustion Turbine | GT |  | S | 60.5 | 0.9 | 41 | 58 | 25 | N |  |  | N | Electric Utility | 1 | X | NG | JF
Petroleum Liquids.DFO | petroleum | TRUE | 13337 | Nebraska Public Power District | 6229 | Mobile | NE | York | 1 | Petroleum Liquids | IC |  | S | 1 | 0.8 | 1 | 1 | 0 | N |  |  | N | Electric Utility | 1 | X | DFO
Petroleum Liquids.DFO | petroleum | TRUE | 13337 | Nebraska Public Power District | 6229 | Mobile | NE | York | 2 | Petroleum Liquids | IC |  | S | 1.6 | 0.8 | 1.6 | 1.6 | 0 | N |  |  | N | Electric Utility | 1 | X | DFO
Petroleum Liquids.DFO | petroleum | TRUE | 13337 | Nebraska Public Power District | 6229 | Mobile | NE | York | 500 | Petroleum Liquids | IC |  | S | 0.5 | 0.8 | 0.5 | 0.5 | 0 | N |  |  | N | Electric Utility | 1 | X | DFO
Conventional Hydroelectric.WAT | hydro | TRUE | 13781 | Northern States Power Co - Minnesota | 6231 | Apple River | WI | St Croix | 1 | Conventional Hydroelectric | HY |  | S | 0.8 | 1 | 0.4 | 0.5 | 0.2 | N | 12 | 2024 | N | Electric Utility | 1 | X | WAT
Conventional Hydroelectric.WAT | hydro | TRUE | 13781 | Northern States Power Co - Minnesota | 6231 | Apple River | WI | St Croix | 3 | Conventional Hydroelectric | HY |  | S | 0.8 | 1 | 0.5 | 0.6 | 0.2 | N | 12 | 2024 | N | Electric Utility | 1 | X | WAT
Conventional Hydroelectric.WAT | hydro | TRUE | 13781 | Northern States Power Co - Minnesota | 6231 | Apple River | WI | St Croix | 4 | Conventional Hydroelectric | HY |  | S | 0.8 | 1 | 0.5 | 0.6 | 0.2 | N | 12 | 2024 | N | Electric Utility | 1 | X | WAT
Petroleum Liquids.DFO | petroleum | TRUE | 40307 | Prairie Power, Inc | 6238 | Pearl Station | IL | Pike | GT1 | Petroleum Liquids | GT |  | S | 24 | 0.9 | 20.1 | 22 | 2 | N |  |  | N | Electric Utility | 1 | X | DFO
Natural Gas Steam Turbine.NG | natural gas steam turbine | TRUE | 2442 | City of Bryan - (TX) | 6243 | Dansby | TX | Brazos | 1 | Natural Gas Steam Turbine | ST |  | S | 105 | 0.9 | 110 | 110 | 12 | N |  |  | N | Electric Utility | 1 | X | NG
Natural Gas Fired Combustion Turbine.NG | natural gas peaker | TRUE | 2442 | City of Bryan - (TX) | 6243 | Dansby | TX | Brazos | 2 | Natural Gas Fired Combustion Turbine | GT |  | S | 49.1 | 0.85 | 47.1 | 48.1 | 12 | N |  |  | N | Electric Utility | 1 | X | NG
Natural Gas Fired Combustion Turbine.NG | natural gas peaker | TRUE | 2442 | City of Bryan - (TX) | 6243 | Dansby | TX | Brazos | 3 | Natural Gas Fired Combustion Turbine | GT |  | S | 49.1 | 0.85 | 47.1 | 48.1 | 12 | N |  |  | N | Electric Utility | 1 | X | NG
Conventional Steam Coal.SUB | hard coal | TRUE | 15466 | Public Service Co of Colorado | 6248 | Pawnee | CO | Morgan | 1 | Conventional Steam Coal | ST |  | S | 552.3 | 0.9 | 505 | 505 | 200 | N |  |  | N | Electric Utility | 1 | X | SUB | NG
Conventional Steam Coal.BIT | hard coal | TRUE | 17543 | South Carolina Public Service Authority | 6249 | Winyah | SC | Georgetown | 1 | Conventional Steam Coal | ST |  | S | 315 | 0.9 | 275 | 280 | 100 | N | 12 | 2028 | N | Electric Utility | 1 | X | BIT
Conventional Steam Coal.BIT | hard coal | TRUE | 17543 | South Carolina Public Service Authority | 6249 | Winyah | SC | Georgetown | 2 | Conventional Steam Coal | ST |  | S | 315 | 0.9 | 285 | 290 | 100 | N | 12 | 2028 | N | Electric Utility | 1 | X | BIT
Conventional Steam Coal.BIT | hard coal | TRUE | 17543 | South Carolina Public Service Authority | 6249 | Winyah | SC | Georgetown | 3 | Conventional Steam Coal | ST |  | S | 315 | 0.9 | 285 | 290 | 100 | N | 12 | 2028 | N | Electric Utility | 1 | X | BIT
Conventional Steam Coal.BIT | hard coal | TRUE | 17543 | South Carolina Public Service Authority | 6249 | Winyah | SC | Georgetown | 4 | Conventional Steam Coal | ST |  | S | 315 | 0.9 | 285 | 290 | 110 | N | 12 | 2028 | N | Electric Utility | 1 | X | BIT
Conventional Steam Coal.BIT | hard coal | TRUE | 3046 | Duke Energy Progress - (NC) | 6250 | Mayo | NC | Person | 1 | Conventional Steam Coal | ST |  | S | 763.2 | 0.9 | 704 | 713 | 75 | N |  |  | N | Electric Utility | 1 | X | BIT
Nuclear.NUC | nuclear | TRUE | 21535 | STP Nuclear Operating Co | 6251 | South Texas Project | TX | Matagorda | 1 | Nuclear | ST |  | J | 1354.3 | 0.9 | 1300 | 1340 | 1280 | N |  |  | N | IPP Non-CHP | 2 | X | NUC
Nuclear.NUC | nuclear | TRUE | 21535 | STP Nuclear Operating Co | 6251 | South Texas Project | TX | Matagorda | 2 | Nuclear | ST |  | J | 1354.3 | 0.9 | 1280 | 1320 | 1280 | N |  |  | N | IPP Non-CHP | 2 | X | NUC
Petroleum Liquids.DFO | petroleum | TRUE | 20847 | Wisconsin Electric Power Co | 6253 | Germantown | WI | Washington | 1 | Petroleum Liquids | GT |  | S | 61.2 | 0.9 | 49.2 | 69.9 | 30 | N |  |  | N | Electric Utility | 1 | X | DFO
Petroleum Liquids.DFO | petroleum | TRUE | 20847 | Wisconsin Electric Power Co | 6253 | Germantown | WI | Washington | 2 | Petroleum Liquids | GT |  | S | 61.2 | 0.9 | 49 | 69.6 | 30 | N |  |  | N | Electric Utility | 1 | X | DFO
Petroleum Liquids.DFO | petroleum | TRUE | 20847 | Wisconsin Electric Power Co | 6253 | Germantown | WI | Washington | 3 | Petroleum Liquids | GT |  | S | 61.2 | 0.9 | 47.5 | 67.5 | 30 | N |  |  | N | Electric Utility | 1 | X | DFO
Petroleum Liquids.DFO | petroleum | TRUE | 20847 | Wisconsin Electric Power Co | 6253 | Germantown | WI | Washington | 4 | Petroleum Liquids | GT |  | S | 61.2 | 0.9 | 46.8 | 66.5 | 30 | N |  |  | N | Electric Utility | 1 | X | DFO
Natural Gas Fired Combustion Turbine.NG | natural gas peaker | TRUE | 20847 | Wisconsin Electric Power Co | 6253 | Germantown | WI | Washington | 5 | Natural Gas Fired Combustion Turbine | GT |  | S | 90.9 | 0.85 | 76.2 | 103.9 | 50 | N |  |  | N | Electric Utility | 1 | X | NG | DFO
Conventional Steam Coal.SUB | hard coal | TRUE | 9417 | Interstate Power and Light Co | 6254 | Ottumwa | IA | Wapello | 1 | Conventional Steam Coal | ST |  | J | 725.9 | 0.9 | 729.3 | 740.7 | 190 | N |  |  | N | Electric Utility | 1 | X | SUB
Conventional Steam Coal.SUB | hard coal | TRUE | 7140 | Georgia Power Co | 6257 | Scherer | GA | Monroe | 1 | Conventional Steam Coal | ST |  | J | 891 | 0.9 | 860 | 860 | 350 | N |  |  | N | Electric Utility | 1 | X | SUB | DFO
Conventional Steam Coal.SUB | hard coal | TRUE | 7140 | Georgia Power Co | 6257 | Scherer | GA | Monroe | 2 | Conventional Steam Coal | ST |  | J | 891 | 0.9 | 860 | 860 | 350 | N |  |  | N | Electric Utility | 1 | X | SUB | DFO
Conventional Steam Coal.SUB | hard coal | TRUE | 7140 | Georgia Power Co | 6257 | Scherer | GA | Monroe | 3 | Conventional Steam Coal | ST |  | J | 891 | 0.9 | 860 | 860 | 350 | N |  |  | N | Electric Utility | 1 | X | SUB | DFO
Petroleum Liquids.DFO | petroleum | TRUE | 7140 | Georgia Power Co | 6258 | Wilson | GA | Burke | 5A | Petroleum Liquids | GT |  | S | 52.5 | 0.85 | 41 | 54 | 4 | N |  |  | N | Electric Utility | 1 | X | DFO
Petroleum Liquids.DFO | petroleum | TRUE | 7140 | Georgia Power Co | 6258 | Wilson | GA | Burke | 5B | Petroleum Liquids | GT |  | S | 52.5 | 0.85 | 56 | 67 | 4 | N |  |  | N | Electric Utility | 1 | X | DFO
Petroleum Liquids.DFO | petroleum | TRUE | 7140 | Georgia Power Co | 6258 | Wilson | GA | Burke | 5C | Petroleum Liquids | GT |  | S | 52.5 | 0.85 | 49 | 61 | 4 | N |  |  | N | Electric Utility | 1 | X | DFO
Petroleum Liquids.DFO | petroleum | TRUE | 7140 | Georgia Power Co | 6258 | Wilson | GA | Burke | 5D | Petroleum Liquids | GT |  | S | 52.5 | 0.85 | 41 | 56 | 4 | N |  |  | N | Electric Utility | 1 | X | DFO
Petroleum Liquids.DFO | petroleum | TRUE | 7140 | Georgia Power Co | 6258 | Wilson | GA | Burke | 5E | Petroleum Liquids | GT |  | S | 52.5 | 0.85 | 54 | 61 | 4 | N |  |  | N | Electric Utility | 1 | X | DFO
Petroleum Liquids.DFO | petroleum | TRUE | 7140 | Georgia Power Co | 6258 | Wilson | GA | Burke | 5F | Petroleum Liquids | GT |  | S | 52.5 | 0.85 | 54 | 65 | 4 | N |  |  | N | Electric Utility | 1 | X | DFO
Petroleum Liquids.DFO | petroleum | TRUE | 7140 | Georgia Power Co | 6258 | Wilson | GA | Burke | IC1 | Petroleum Liquids | IC |  | S | 2.6 | 0.8 | 2.5 | 2.5 | 2.5 | N |  |  | N | Electric Utility | 1 | X | DFO
Conventional Steam Coal.BIT | hard coal | TRUE | 733 | Appalachian Power Co | 6264 | Mountaineer | WV | Mason | 1 | Conventional Steam Coal | ST |  | S | 1300 | 0.9 | 1299 | 1299 | 500 | N |  |  | N | Electric Utility | 1 | X | BIT
Conventional Hydroelectric.WAT | hydro | TRUE | 14354 | PacifiCorp | 6265 | Swift 2 | WA | Cowlitz | 21 | Conventional Hydroelectric | HY |  | W | 36 | 0.9 | 34 | 34 | 0 | N |  |  | N | Electric Utility | 1 | X | WAT
Conventional Hydroelectric.WAT | hydro | TRUE | 14354 | PacifiCorp | 6265 | Swift 2 | WA | Cowlitz | 22 | Conventional Hydroelectric | HY |  | W | 36 | 0.9 | 31 | 31 | 0 | N |  |  | N | Electric Utility | 1 | X | WAT
Conventional Hydroelectric.WAT | hydro | TRUE | 5860 | Empire District Electric Co | 6280 | Ozark Beach | MO | Taney | 5 | Conventional Hydroelectric | HY |  | S | 4 | 0.8 | 4 | 4 | 1 | N |  |  | N | Electric Utility | 1 | X | WAT
Conventional Hydroelectric.WAT | hydro | TRUE | 5860 | Empire District Electric Co | 6280 | Ozark Beach | MO | Taney | 6 | Conventional Hydroelectric | HY |  | S | 4 | 0.8 | 4 | 4 | 1 | N |  |  | N | Electric Utility | 1 | X | WAT
Conventional Hydroelectric.WAT | hydro | TRUE | 5860 | Empire District Electric Co | 6280 | Ozark Beach | MO | Taney | 7 | Conventional Hydroelectric | HY |  | S | 4 | 0.8 | 4 | 4 | 1 | N |  |  | N | Electric Utility | 1 | X | WAT
Conventional Hydroelectric.WAT | hydro | TRUE | 5860 | Empire District Electric Co | 6280 | Ozark Beach | MO | Taney | 8 | Conventional Hydroelectric | HY |  | S | 4 | 0.8 | 4 | 4 | 1 | N |  |  | N | Electric Utility | 1 | X | WAT
Petroleum Liquids.DFO | petroleum | TRUE | 10433 | Kodiak Electric Assn Inc | 6281 | Kodiak Microgrid | AK | Kodiak Island | 1 | Petroleum Liquids | IC |  | S | 2.5 | 0.9 | 2.5 | 2.5 | 0.6 | N |  |  | N | Electric Utility | 1 | X | DFO
Petroleum Liquids.DFO | petroleum | TRUE | 10433 | Kodiak Electric Assn Inc | 6281 | Kodiak Microgrid | AK | Kodiak Island | 2c | Petroleum Liquids | IC |  | S | 4.4 | 0.9 | 4.4 | 4.4 | 1.1 | N |  |  | N | Electric Utility | 1 | X | DFO
Petroleum Liquids.DFO | petroleum | TRUE | 10433 | Kodiak Electric Assn Inc | 6281 | Kodiak Microgrid | AK | Kodiak Island | 3c | Petroleum Liquids | IC |  | S | 4.4 | 0.9 | 4.4 | 4.4 | 1.1 | N |  |  | N | Electric Utility | 1 | X | DFO
Petroleum Liquids.DFO | petroleum | TRUE | 10433 | Kodiak Electric Assn Inc | 6281 | Kodiak Microgrid | AK | Kodiak Island | 4 | Petroleum Liquids | IC |  | S | 7 | 0.9 | 7 | 7 | 2.5 | N |  |  | N | Electric Utility | 1 | X | DFO
Petroleum Liquids.DFO | petroleum | TRUE | 10433 | Kodiak Electric Assn Inc | 6282 | Port Lions Microgrid | AK | Kodiak Island | 5 | Petroleum Liquids | IC |  | S | 0.5 | 0.8 | 0.5 | 0.5 | 0.1 | N |  |  | N | Electric Utility | 1 | X | DFO
Petroleum Liquids.DFO | petroleum | TRUE | 19558 | Homer Electric Assn Inc | 6283 | Seldovia | AK | Kenai Peninsula | 5 | Petroleum Liquids | IC |  | S | 1.2 | 0.9 | 1.2 | 1.2 | 0.1 | N |  |  | N | Electric Utility | 1 | X | DFO
Petroleum Liquids.DFO | petroleum | TRUE | 19558 | Homer Electric Assn Inc | 6283 | Seldovia | AK | Kenai Peninsula | 7 | Petroleum Liquids | IC |  | S | 1 | 0.8 | 1 | 1 | 0.1 | N |  |  | N | Electric Utility | 1 | X | DFO
Petroleum Liquids.DFO | petroleum | TRUE | 7353 | Golden Valley Elec Assn Inc | 6285 | North Pole | AK | Fairbanks North Star | 1 | Petroleum Liquids | GT |  | S | 60.5 | 0.9 | 44 | 60 | 8 | N |  |  | N | Electric Utility | 1 | X | DFO
Petroleum Liquids.DFO | petroleum | TRUE | 7353 | Golden Valley Elec Assn Inc | 6285 | North Pole | AK | Fairbanks North Star | 2 | Petroleum Liquids | GT |  | S | 60.5 | 0.9 | 50 | 64 | 8 | N |  |  | N | Electric Utility | 1 | X | DFO
Petroleum Liquids.WO | petroleum | TRUE | 7353 | Golden Valley Elec Assn Inc | 6285 | North Pole | AK | Fairbanks North Star | GT3 | Petroleum Liquids | CT | CST1 | S | 47 | 0.9 | 41 | 53 | 15 | N |  |  | N | Electric Utility | 1 | X | WO
Petroleum Liquids.WO | petroleum | TRUE | 7353 | Golden Valley Elec Assn Inc | 6285 | North Pole | AK | Fairbanks North Star | STG1 | Petroleum Liquids | CA | CST1 | S | 13 | 0.85 | 10 | 12 | 8 | N |  |  | N | Electric Utility | 1 | X | WO
Petroleum Liquids.DFO | petroleum | TRUE | 7353 | Golden Valley Elec Assn Inc | 6286 | Fairbanks | AK | Fairbanks North Star | 5 | Petroleum Liquids | IC |  | S | 2.7 | 0.8 | 2.8 | 2.8 | 2.8 | N |  |  | N | Electric Utility | 1 | X | DFO
Petroleum Liquids.DFO | petroleum | TRUE | 7353 | Golden Valley Elec Assn Inc | 6286 | Fairbanks | AK | Fairbanks North Star | 6 | Petroleum Liquids | IC |  | S | 2.7 | 0.8 | 2.8 | 2.8 | 2.8 | N |  |  | N | Electric Utility | 1 | X | DFO
Petroleum Liquids.DFO | petroleum | TRUE | 7353 | Golden Valley Elec Assn Inc | 6286 | Fairbanks | AK | Fairbanks North Star | GT1 | Petroleum Liquids | GT |  | S | 18.4 | 0.85 | 15.5 | 17.7 | 3 | N |  |  | N | Electric Utility | 1 | X | DFO
Petroleum Liquids.DFO | petroleum | TRUE | 7353 | Golden Valley Elec Assn Inc | 6286 | Fairbanks | AK | Fairbanks North Star | GT2 | Petroleum Liquids | GT |  | S | 18.4 | 0.85 | 15 | 17.7 | 3 | N |  |  | N | Electric Utility | 1 | X | DFO
Conventional Steam Coal.LIG | lignite | TRUE | 7353 | Golden Valley Elec Assn Inc | 6288 | Healy | AK | Denali | 1 | Conventional Steam Coal | ST |  | S | 28 | 0.85 | 25 | 25 | 1.5 | N |  |  | N | Electric Utility | 1 | X | LIG | WC
Conventional Steam Coal.LIG | lignite | TRUE | 7353 | Golden Valley Elec Assn Inc | 6288 | Healy | AK | Denali | 2 | Conventional Steam Coal | ST |  | S | 62 | 0.85 | 50 | 50 | 8 | N |  |  | N | Electric Utility | 1 | X | LIG | WC
Petroleum Liquids.DFO | petroleum | TRUE | 7353 | Golden Valley Elec Assn Inc | 6288 | Healy | AK | Denali | IC1 | Petroleum Liquids | IC |  | S | 2.8 | 0.8 | 2.8 | 2.8 | 2.5 | N |  |  | N | Electric Utility | 1 | X | DFO
Conventional Hydroelectric.WAT | hydro | TRUE | 3522 | Chugach Electric Assn Inc | 6291 | Cooper Lake | AK | Kenai Peninsula | 1 | Conventional Hydroelectric | HY |  | S | 9.7 | 0.85 | 9.7 | 9.7 | 6.5 | N |  |  | N | Electric Utility | 1 | X | WAT
Conventional Hydroelectric.WAT | hydro | TRUE | 3522 | Chugach Electric Assn Inc | 6291 | Cooper Lake | AK | Kenai Peninsula | 2 | Conventional Hydroelectric | HY |  | S | 9.7 | 0.85 | 9.7 | 9.7 | 6.5 | N |  |  | N | Electric Utility | 1 | X | WAT
Natural Gas Fired Combustion Turbine.NG | natural gas peaker | TRUE | 19558 | Homer Electric Assn Inc | 6292 | Bernice Lake | AK | Kenai Peninsula | 2 | Natural Gas Fired Combustion Turbine | GT |  | S | 20.7 | 0.95 | 17 | 19 | 2 | N |  |  | N | Electric Utility | 1 | X | NG
Natural Gas Fired Combustion Turbine.NG | natural gas peaker | TRUE | 19558 | Homer Electric Assn Inc | 6292 | Bernice Lake | AK | Kenai Peninsula | 3 | Natural Gas Fired Combustion Turbine | GT |  | S | 28.8 | 0.95 | 22.9 | 26 | 5 | N |  |  | N | Electric Utility | 1 | X | NG
Natural Gas Fired Combustion Turbine.NG | natural gas peaker | TRUE | 19558 | Homer Electric Assn Inc | 6292 | Bernice Lake | AK | Kenai Peninsula | 4 | Natural Gas Fired Combustion Turbine | GT |  | S | 27.2 | 0.95 | 22.5 | 26 | 5 | N |  |  | N | Electric Utility | 1 | X | NG
Natural Gas Fired Combustion Turbine.NG | natural gas peaker | TRUE | 3522 | Chugach Electric Assn Inc | 6293 | International | AK | Anchorage | 1 | Natural Gas Fired Combustion Turbine | GT |  | S | 15 | 0.85 | 12.6 | 14.1 | 1 | N |  |  | N | Electric Utility | 1 | X | NG
Petroleum Liquids.DFO | petroleum | TRUE | 40548 | Unalakleet Valley Elec Coop | 6299 | Unalakleet | AK | Nome | 5 | Petroleum Liquids | IC |  | S | 0.5 | 0.95 | 0.4 | 0.4 | 0.1 | N |  |  | N | Electric Utility | 1 | X | DFO
Petroleum Liquids.DFO | petroleum | TRUE | 40548 | Unalakleet Valley Elec Coop | 6299 | Unalakleet | AK | Nome | 6 | Petroleum Liquids | IC |  | S | 0.5 | 0.95 | 0.4 | 0.4 | 0.1 | N |  |  | N | Electric Utility | 1 | X | DFO
Petroleum Liquids.DFO | petroleum | TRUE | 40548 | Unalakleet Valley Elec Coop | 6299 | Unalakleet | AK | Nome | 7 | Petroleum Liquids | IC |  | S | 0.5 | 0.95 | 0.4 | 0.4 | 0.1 | N |  |  | N | Electric Utility | 1 | X | DFO
Petroleum Liquids.DFO | petroleum | TRUE | 40548 | Unalakleet Valley Elec Coop | 6299 | Unalakleet | AK | Nome | 8 | Petroleum Liquids | IC |  | S | 0.5 | 0.95 | 0.4 | 0.4 | 0.1 | N |  |  | N | Electric Utility | 1 | X | DFO
Petroleum Liquids.DFO | petroleum | TRUE | 13201 | Naknek Electric Assn, Inc | 6301 | Naknek | AK | Bristol Bay | 4A | Petroleum Liquids | IC |  | S | 1.3 | 0.97 | 1.3 | 1.3 | 1 | N |  |  | Y | Electric Utility | 1 | T | DFO
Petroleum Liquids.DFO | petroleum | TRUE | 13201 | Naknek Electric Assn, Inc | 6301 | Naknek | AK | Bristol Bay | 5A | Petroleum Liquids | IC |  | S | 1 | 0.97 | 1 | 1 | 1 | N |  |  | N | Electric Utility | 1 | X | DFO
Petroleum Liquids.DFO | petroleum | TRUE | 13201 | Naknek Electric Assn, Inc | 6301 | Naknek | AK | Bristol Bay | 6A | Petroleum Liquids | IC |  | S | 1 | 0.97 | 1 | 1 | 1 | N |  |  | N | Electric Utility | 1 | X | DFO
Petroleum Liquids.DFO | petroleum | TRUE | 13201 | Naknek Electric Assn, Inc | 6301 | Naknek | AK | Bristol Bay | 7A | Petroleum Liquids | IC |  | S | 1 | 0.97 | 1 | 1 | 1 | N |  |  | N | Electric Utility | 1 | X | DFO
Petroleum Liquids.DFO | petroleum | TRUE | 13201 | Naknek Electric Assn, Inc | 6301 | Naknek | AK | Bristol Bay | 8 | Petroleum Liquids | IC |  | S | 1 | 0.97 | 1 | 1 | 1 | N |  |  | N | Electric Utility | 1 | X | DFO
Petroleum Liquids.DFO | petroleum | TRUE | 13201 | Naknek Electric Assn, Inc | 6301 | Naknek | AK | Bristol Bay | NA1 | Petroleum Liquids | IC |  | S | 1.1 | 0.97 | 1.1 | 1.1 | 1 | N |  |  | Y | Electric Utility | 1 | T | DFO
Petroleum Liquids.DFO | petroleum | TRUE | 13201 | Naknek Electric Assn, Inc | 6301 | Naknek | AK | Bristol Bay | NA2 | Petroleum Liquids | IC |  | S | 1.1 | 0.97 | 1.1 | 1.1 | 1 | N |  |  | Y | Electric Utility | 1 | T | DFO
Petroleum Liquids.DFO | petroleum | TRUE | 13201 | Naknek Electric Assn, Inc | 6301 | Naknek | AK | Bristol Bay | NA3 | Petroleum Liquids | IC |  | S | 0.8 | 0.97 | 0.8 | 0.8 | 0.8 | N |  |  | Y | Electric Utility | 1 | T | DFO
Petroleum Liquids.DFO | petroleum | TRUE | 13201 | Naknek Electric Assn, Inc | 6301 | Naknek | AK | Bristol Bay | NA4 | Petroleum Liquids | IC |  | S | 0.8 | 0.97 | 0.8 | 0.8 | 0.8 | N |  |  | Y | Electric Utility | 1 | T | DFO
Petroleum Liquids.DFO | petroleum | TRUE | 13201 | Naknek Electric Assn, Inc | 6301 | Naknek | AK | Bristol Bay | NA5 | Petroleum Liquids | IC |  | S | 0.8 | 0.97 | 0.8 | 0.8 | 0.8 | N |  |  | Y | Electric Utility | 1 | T | DFO
Petroleum Liquids.DFO | petroleum | TRUE | 13201 | Naknek Electric Assn, Inc | 6301 | Naknek | AK | Bristol Bay | NA6 | Petroleum Liquids | IC |  | S | 3.3 | 0.8 | 3 | 0.1 | 1.7 | N |  |  | N | Electric Utility | 1 | X | DFO
Petroleum Liquids.DFO | petroleum | TRUE | 13201 | Naknek Electric Assn, Inc | 6301 | Naknek | AK | Bristol Bay | NA7 | Petroleum Liquids | IC |  | S | 3.3 | 0.8 | 3 | 0.1 | 1.7 | N |  |  | N | Electric Utility | 1 | X | DFO
Conventional Hydroelectric.WAT | hydro | TRUE | 12385 | Metlakatla Power & Light | 6302 | Purple Lake | AK | Prince of Wales Ketchikan | 1 | Conventional Hydroelectric | HY |  | S | 1.3 | 0.8 | 1.3 | 1.3 | 0.2 | N |  |  | N | Electric Utility | 1 | X | WAT
Conventional Hydroelectric.WAT | hydro | TRUE | 12385 | Metlakatla Power & Light | 6302 | Purple Lake | AK | Prince of Wales Ketchikan | 2 | Conventional Hydroelectric | HY |  | S | 1.3 | 0.8 | 1.3 | 1.3 | 0.2 | N |  |  | N | Electric Utility | 1 | X | WAT
Conventional Hydroelectric.WAT | hydro | TRUE | 12385 | Metlakatla Power & Light | 6302 | Purple Lake | AK | Prince of Wales Ketchikan | 3 | Conventional Hydroelectric | HY |  | S | 1.3 | 0.8 | 1.3 | 1.3 | 0.2 | N |  |  | N | Electric Utility | 1 | X | WAT
Petroleum Liquids.DFO | petroleum | TRUE | 10451 | Kotzebue Electric Assn Inc | 6304 | Kotzebue Hybrid | AK | NORTHWEST ARCTIC | 10 | Petroleum Liquids | IC |  | S | 3 | 0.8 | 3 | 3 | 1.5 | N |  |  | N | Electric Utility | 1 | X | DFO
Onshore Wind Turbine.WND | onshore wind | TRUE | 10451 | Kotzebue Electric Assn Inc | 6304 | Kotzebue Hybrid | AK | NORTHWEST ARCTIC | 11wt | Onshore Wind Turbine | WT |  | S | 0.1 |  | 0.1 | 0.1 | 0.1 | N | 5 | 2025 | N | Electric Utility | 1 | X | WND
Onshore Wind Turbine.WND | onshore wind | TRUE | 10451 | Kotzebue Electric Assn Inc | 6304 | Kotzebue Hybrid | AK | NORTHWEST ARCTIC | 13WT | Onshore Wind Turbine | WT |  | S | 0.1 |  | 0.1 | 0.1 | 0.1 | N | 5 | 2025 | N | Electric Utility | 1 | X | WND
Petroleum Liquids.DFO | petroleum | TRUE | 10451 | Kotzebue Electric Assn Inc | 6304 | Kotzebue Hybrid | AK | NORTHWEST ARCTIC | 14 | Petroleum Liquids | IC |  | S | 2.8 | 0.8 | 2.8 | 2.8 | 1 | N |  |  | N | Electric Utility | 1 | X | DFO
Onshore Wind Turbine.WND | onshore wind | TRUE | 10451 | Kotzebue Electric Assn Inc | 6304 | Kotzebue Hybrid | AK | NORTHWEST ARCTIC | 14wt | Onshore Wind Turbine | WT |  | S | 0.1 |  | 0.1 | 0.1 | 0.1 | N | 5 | 2025 | N | Electric Utility | 1 | X | WND
Petroleum Liquids.DFO | petroleum | TRUE | 10451 | Kotzebue Electric Assn Inc | 6304 | Kotzebue Hybrid | AK | NORTHWEST ARCTIC | 15 | Petroleum Liquids | IC |  | S | 2.8 | 0.8 | 2.8 | 2.8 | 1 | N |  |  | N | Electric Utility | 1 | X | DFO
Onshore Wind Turbine.WND | onshore wind | TRUE | 10451 | Kotzebue Electric Assn Inc | 6304 | Kotzebue Hybrid | AK | NORTHWEST ARCTIC | 15WT | Onshore Wind Turbine | WT |  | S | 0.1 |  | 0.1 | 0.1 | 0.1 | N | 5 | 2025 | N | Electric Utility | 1 | X | WND
Petroleum Liquids.DFO | petroleum | TRUE | 10451 | Kotzebue Electric Assn Inc | 6304 | Kotzebue Hybrid | AK | NORTHWEST ARCTIC | 16 | Petroleum Liquids | IC |  | S | 1.4 | 0.8 | 1.4 | 1.4 | 0.6 | N |  |  | N | Electric Utility | 1 | X | DFO
Onshore Wind Turbine.WND | onshore wind | TRUE | 10451 | Kotzebue Electric Assn Inc | 6304 | Kotzebue Hybrid | AK | NORTHWEST ARCTIC | 16WT | Onshore Wind Turbine | WT |  | S | 0.1 |  | 0.1 | 0.1 | 0.1 | N | 5 | 2025 | N | Electric Utility | 1 | X | WND
Petroleum Liquids.DFO | petroleum | TRUE | 10451 | Kotzebue Electric Assn Inc | 6304 | Kotzebue Hybrid | AK | NORTHWEST ARCTIC | 17 | Petroleum Liquids | IC |  | S | 0.7 | 0.8 | 0.7 | 0.7 | 0.1 | N |  |  | N | Electric Utility | 1 | X | DFO
Onshore Wind Turbine.WND | onshore wind | TRUE | 10451 | Kotzebue Electric Assn Inc | 6304 | Kotzebue Hybrid | AK | NORTHWEST ARCTIC | 17WT | Onshore Wind Turbine | WT |  | S | 0.1 |  | 0.1 | 0.1 | 0.1 | N | 5 | 2025 | N | Electric Utility | 1 | X | WND
Onshore Wind Turbine.WND | onshore wind | TRUE | 10451 | Kotzebue Electric Assn Inc | 6304 | Kotzebue Hybrid | AK | NORTHWEST ARCTIC | 18WT | Onshore Wind Turbine | WT |  | S | 0.9 |  | 0.9 | 0.9 | 0.9 | N |  |  | N | Electric Utility | 1 | X | WND
Onshore Wind Turbine.WND | onshore wind | TRUE | 10451 | Kotzebue Electric Assn Inc | 6304 | Kotzebue Hybrid | AK | NORTHWEST ARCTIC | 19WT | Onshore Wind Turbine | WT |  | S | 0.9 |  | 0.9 | 0.9 | 0.9 | N |  |  | N | Electric Utility | 1 | X | WND
Onshore Wind Turbine.WND | onshore wind | TRUE | 10451 | Kotzebue Electric Assn Inc | 6304 | Kotzebue Hybrid | AK | NORTHWEST ARCTIC | 1WT | Onshore Wind Turbine | WT |  | S | 0.6 |  | 0.6 | 0.6 | 0.6 | N | 5 | 2025 | N | Electric Utility | 1 | X | WND
Onshore Wind Turbine.WND | onshore wind | TRUE | 10451 | Kotzebue Electric Assn Inc | 6304 | Kotzebue Hybrid | AK | NORTHWEST ARCTIC | 2WT | Onshore Wind Turbine | WT |  | S | 0.1 |  | 0.1 | 0.1 | 0.1 | N | 5 | 2025 | N | Electric Utility | 1 | X | WND
Onshore Wind Turbine.WND | onshore wind | TRUE | 10451 | Kotzebue Electric Assn Inc | 6304 | Kotzebue Hybrid | AK | NORTHWEST ARCTIC | 3WT | Onshore Wind Turbine | WT |  | S | 0.2 |  | 0.2 | 0.2 | 0.1 | N | 5 | 2025 | N | Electric Utility | 1 | X | WND
Petroleum Liquids.DFO | petroleum | TRUE | 10451 | Kotzebue Electric Assn Inc | 6304 | Kotzebue Hybrid | AK | NORTHWEST ARCTIC | 7A | Petroleum Liquids | IC |  | S | 1.1 | 0.8 | 1.1 | 1.1 | 0.4 | N |  |  | N | Electric Utility | 1 | X | DFO
Batteries.MWH | battery storage | 0 | 10451 | Kotzebue Electric Assn Inc | 6304 | Kotzebue Hybrid | AK | NORTHWEST ARCTIC | ES1 | Batteries | BA |  | S | 1.2 |  | 1.2 | 1.2 | 0 | N |  |  | N | Electric Utility | 1 | X | MWH
Solar Photovoltaic.SUN | solar PV | TRUE | 10451 | Kotzebue Electric Assn Inc | 6304 | Kotzebue Hybrid | AK | NORTHWEST ARCTIC | PV1 | Solar Photovoltaic | PV |  | S | 0.1 |  | 0.1 | 0.1 | 0.1 | N | 7 | 2040 | N | Electric Utility | 1 | X | SUN
Solar Photovoltaic.SUN | solar PV | TRUE | 10451 | Kotzebue Electric Assn Inc | 6304 | Kotzebue Hybrid | AK | NORTHWEST ARCTIC | PV2 | Solar Photovoltaic | PV |  | S | 0.1 |  | 0.1 | 0.1 | 0.1 | N | 7 | 2040 | N | Electric Utility | 1 | X | SUN
Solar Photovoltaic.SUN | solar PV | TRUE | 10451 | Kotzebue Electric Assn Inc | 6304 | Kotzebue Hybrid | AK | NORTHWEST ARCTIC | PV3 | Solar Photovoltaic | PV |  | S | 0.1 |  | 0.1 | 0.1 | 0.1 | N | 7 | 2040 | N | Electric Utility | 1 | X | SUN
Solar Photovoltaic.SUN | solar PV | TRUE | 10451 | Kotzebue Electric Assn Inc | 6304 | Kotzebue Hybrid | AK | NORTHWEST ARCTIC | PV4 | Solar Photovoltaic | PV |  | S | 0.1 |  | 0.1 | 0.1 | 0.1 | N | 7 | 2040 | N | Electric Utility | 1 | X | SUN
Solar Photovoltaic.SUN | solar PV | TRUE | 10451 | Kotzebue Electric Assn Inc | 6304 | Kotzebue Hybrid | AK | NORTHWEST ARCTIC | PV5 | Solar Photovoltaic | PV |  | S | 0.1 |  | 0.1 | 0.1 | 0.1 | N | 7 | 2040 | N | Electric Utility | 1 | X | SUN
Solar Photovoltaic.SUN | solar PV | TRUE | 10451 | Kotzebue Electric Assn Inc | 6304 | Kotzebue Hybrid | AK | NORTHWEST ARCTIC | PV6 | Solar Photovoltaic | PV |  | S | 0.1 |  | 0.1 | 0.1 | 0.1 | N | 7 | 2040 | N | Electric Utility | 1 | X | SUN
Solar Photovoltaic.SUN | solar PV | TRUE | 10451 | Kotzebue Electric Assn Inc | 6304 | Kotzebue Hybrid | AK | NORTHWEST ARCTIC | PV7 | Solar Photovoltaic | PV |  | S | 0.1 |  | 0.1 | 0.1 | 0.1 | N | 7 | 2040 | N | Electric Utility | 1 | X | SUN
Solar Photovoltaic.SUN | solar PV | TRUE | 10451 | Kotzebue Electric Assn Inc | 6304 | Kotzebue Hybrid | AK | NORTHWEST ARCTIC | PV8 | Solar Photovoltaic | PV |  | S | 0.1 |  | 0.1 | 0.1 | 0.1 | N | 7 | 2040 | N | Electric Utility | 1 | X | SUN
Petroleum Liquids.DFO | petroleum | TRUE | 4329 | Copper Valley Elec Assn, Inc | 6305 | Glennallen | AK | Valdez Cordova | 6 | Petroleum Liquids | IC |  | S | 2.6 | 0.8 | 2.5 | 2.5 | 0.5 | N |  |  | N | Electric Utility | 1 | X | DFO
Petroleum Liquids.DFO | petroleum | TRUE | 4329 | Copper Valley Elec Assn, Inc | 6305 | Glennallen | AK | Valdez Cordova | 7 | Petroleum Liquids | IC |  | S | 2.6 | 0.8 | 2.5 | 2.5 | 0.5 | N |  |  | N | Electric Utility | 1 | X | DFO
Petroleum Liquids.DFO | petroleum | TRUE | 4329 | Copper Valley Elec Assn, Inc | 6305 | Glennallen | AK | Valdez Cordova | 8 | Petroleum Liquids | IC |  | S | 1.2 | 0.8 | 1.2 | 1.2 | 0.2 | N |  |  | N | Electric Utility | 1 | X | DFO
Petroleum Liquids.DFO | petroleum | TRUE | 4329 | Copper Valley Elec Assn, Inc | 6305 | Glennallen | AK | Valdez Cordova | 9 | Petroleum Liquids | IC |  | S | 2.8 | 0.8 | 2.8 | 2.8 | 0.5 | N |  |  | N | Electric Utility | 1 | X | DFO
Petroleum Liquids.DFO | petroleum | TRUE | 4329 | Copper Valley Elec Assn, Inc | 6306 | Valdez | AK | Valdez Cordova | 11 | Petroleum Liquids | IC |  | S | 1.6 | 0.8 | 1.6 | 1.6 | 0.1 | N |  |  | N | Electric Utility | 1 | X | DFO
Petroleum Liquids.DFO | petroleum | TRUE | 4329 | Copper Valley Elec Assn, Inc | 6306 | Valdez | AK | Valdez Cordova | 12 | Petroleum Liquids | IC |  | S | 1.6 | 0.8 | 1.6 | 1.6 | 0.1 | N |  |  | N | Electric Utility | 1 | X | DFO
Petroleum Liquids.DFO | petroleum | TRUE | 4329 | Copper Valley Elec Assn, Inc | 6306 | Valdez | AK | Valdez Cordova | 4 | Petroleum Liquids | IC |  | S | 1.9 | 0.8 | 1.5 | 1.5 | 0.2 | N |  |  | N | Electric Utility | 1 | X | DFO
Petroleum Liquids.DFO | petroleum | TRUE | 4329 | Copper Valley Elec Assn, Inc | 6306 | Valdez | AK | Valdez Cordova | 5 | Petroleum Liquids | IC |  | S | 2.6 | 0.8 | 2 | 2 | 0.5 | N |  |  | N | Electric Utility | 1 | X | DFO
Petroleum Liquids.DFO | petroleum | TRUE | 4329 | Copper Valley Elec Assn, Inc | 6306 | Valdez | AK | Valdez Cordova | 6 | Petroleum Liquids | IC |  | S | 0.9 | 0.8 | 0.8 | 0.8 | 0.1 | N |  |  | N | Electric Utility | 1 | X | DFO
Petroleum Liquids.DFO | petroleum | TRUE | 221 | Alaska Village Elec Coop, Inc | 6311 | Chevak | AK | Bethel | 1A | Petroleum Liquids | IC |  | S | 0.5 | 0.9 | 0.5 | 0.5 | 0.1 | N |  |  | N | Electric Utility | 1 | X | DFO
Petroleum Liquids.DFO | petroleum | TRUE | 221 | Alaska Village Elec Coop, Inc | 6311 | Chevak | AK | Bethel | 2A | Petroleum Liquids | IC |  | S | 0.5 | 0.9 | 0.5 | 0.5 | 0.1 | N |  |  | N | Electric Utility | 1 | X | DFO
Petroleum Liquids.DFO | petroleum | TRUE | 221 | Alaska Village Elec Coop, Inc | 6311 | Chevak | AK | Bethel | 3A | Petroleum Liquids | IC |  | S | 0.8 | 0.9 | 0.8 | 0.8 | 0.1 | N |  |  | N | Electric Utility | 1 | X | DFO
Petroleum Liquids.DFO | petroleum | TRUE | 221 | Alaska Village Elec Coop, Inc | 6314 | Emmonak | AK | Wade Hampton | 2A | Petroleum Liquids | IC |  | S | 0.5 | 0.9 | 0.5 | 0.5 | 0.1 | N |  |  | N | Electric Utility | 1 | X | DFO
Petroleum Liquids.DFO | petroleum | TRUE | 221 | Alaska Village Elec Coop, Inc | 6314 | Emmonak | AK | Wade Hampton | 4a | Petroleum Liquids | IC |  | S | 0.5 | 0.9 | 0.5 | 0.5 | 0.1 | N |  |  | N | Electric Utility | 1 | X | DFO
Petroleum Liquids.DFO | petroleum | TRUE | 221 | Alaska Village Elec Coop, Inc | 6314 | Emmonak | AK | Wade Hampton | 5B | Petroleum Liquids | IC |  | S | 1.3 | 0.9 | 1.3 | 1.3 | 0.3 | N |  |  | N | Electric Utility | 1 | X | DFO
Petroleum Liquids.DFO | petroleum | TRUE | 221 | Alaska Village Elec Coop, Inc | 6314 | Emmonak | AK | Wade Hampton | 6 | Petroleum Liquids | IC |  | S | 0.9 | 0.9 | 0.9 | 0.9 | 0.2 | N |  |  | N | Electric Utility | 1 | X | DFO
Petroleum Liquids.DFO | petroleum | TRUE | 221 | Alaska Village Elec Coop, Inc | 6319 | Hooper Bay | AK | Bethel | 3B | Petroleum Liquids | IC |  | S | 0.4 | 0.9 | 0.4 | 0.4 | 0.1 | N |  |  | N | Electric Utility | 1 | X | DFO
Petroleum Liquids.DFO | petroleum | TRUE | 221 | Alaska Village Elec Coop, Inc | 6319 | Hooper Bay | AK | Bethel | 4B | Petroleum Liquids | IC |  | S | 0.5 | 0.9 | 0.5 | 0.5 | 0.1 | N |  |  | N | Electric Utility | 1 | X | DFO
Petroleum Liquids.DFO | petroleum | TRUE | 221 | Alaska Village Elec Coop, Inc | 6319 | Hooper Bay | AK | Bethel | 5A | Petroleum Liquids | IC |  | S | 0.8 | 0.9 | 0.8 | 0.8 | 0.2 | N |  |  | N | Electric Utility | 1 | X | DFO
Petroleum Liquids.DFO | petroleum | TRUE | 221 | Alaska Village Elec Coop, Inc | 6319 | Hooper Bay | AK | Bethel | 6 | Petroleum Liquids | IC |  | S | 0.5 | 0.9 | 0.5 | 0.5 | 0.2 | N |  |  | N | Electric Utility | 1 | X | DFO
Petroleum Liquids.DFO | petroleum | TRUE | 221 | Alaska Village Elec Coop, Inc | 6323 | Kiana | AK | Northwest Arctic | 1B | Petroleum Liquids | IC |  | S | 0.3 | 0.9 | 0.3 | 0.3 | 0.1 | N |  |  | N | Electric Utility | 1 | X | DFO
Petroleum Liquids.DFO | petroleum | TRUE | 221 | Alaska Village Elec Coop, Inc | 6323 | Kiana | AK | Northwest Arctic | 3B | Petroleum Liquids | IC |  | S | 0.4 | 0.9 | 0.4 | 0.4 | 0.1 | N |  |  | N | Electric Utility | 1 | X | DFO
Petroleum Liquids.DFO | petroleum | TRUE | 221 | Alaska Village Elec Coop, Inc | 6323 | Kiana | AK | Northwest Arctic | 4 | Petroleum Liquids | IC |  | S | 0.5 | 0.9 | 0.5 | 0.5 | 0.1 | N |  |  | N | Electric Utility | 1 | X | DFO
Petroleum Liquids.DFO | petroleum | TRUE | 221 | Alaska Village Elec Coop, Inc | 6329 | Mountain Village | AK | Bethel | 1 | Petroleum Liquids | IC |  | S | 0.3 | 0.9 | 0.3 | 0.3 | 0.1 | N |  |  | N | Electric Utility | 1 | X | DFO
Petroleum Liquids.DFO | petroleum | TRUE | 221 | Alaska Village Elec Coop, Inc | 6329 | Mountain Village | AK | Bethel | 3B | Petroleum Liquids | IC |  | S | 0.5 | 0.9 | 0.5 | 0.5 | 0.1 | N | 5 | 2023 | N | Electric Utility | 1 | X | DFO
Petroleum Liquids.DFO | petroleum | TRUE | 221 | Alaska Village Elec Coop, Inc | 6329 | Mountain Village | AK | Bethel | 4A | Petroleum Liquids | IC |  | S | 0.8 | 0.9 | 0.8 | 0.8 | 0.2 | N |  |  | N | Electric Utility | 1 | X | DFO
Petroleum Liquids.DFO | petroleum | TRUE | 221 | Alaska Village Elec Coop, Inc | 6329 | Mountain Village | AK | Bethel | 5A | Petroleum Liquids | IC |  | S | 0.7 | 0.9 | 0.7 | 0.7 | 0.2 | N |  |  | N | Electric Utility | 1 | X | DFO
Petroleum Liquids.DFO | petroleum | TRUE | 221 | Alaska Village Elec Coop, Inc | 6330 | Noorvik | AK | Northwest Arctic | 1A | Petroleum Liquids | IC |  | S | 0.3 | 0.9 | 0.3 | 0.3 | 0.1 | N |  |  | N | Electric Utility | 1 | X | DFO
Petroleum Liquids.DFO | petroleum | TRUE | 221 | Alaska Village Elec Coop, Inc | 6330 | Noorvik | AK | Northwest Arctic | 2B | Petroleum Liquids | IC |  | S | 0.5 | 0.9 | 0.5 | 0.5 | 0.1 | N |  |  | N | Electric Utility | 1 | X | DFO
Petroleum Liquids.DFO | petroleum | TRUE | 221 | Alaska Village Elec Coop, Inc | 6330 | Noorvik | AK | Northwest Arctic | 3A | Petroleum Liquids | IC |  | S | 0.7 | 0.9 | 0.7 | 0.7 | 0.2 | N |  |  | N | Electric Utility | 1 | X | DFO
Petroleum Liquids.DFO | petroleum | TRUE | 221 | Alaska Village Elec Coop, Inc | 6333 | Nunapitchuk | AK | Bethel | 1A | Petroleum Liquids | IC |  | S | 0.5 | 0.9 | 0.5 | 0.5 | 0.1 | N |  |  | N | Electric Utility | 1 | X | DFO
Petroleum Liquids.DFO | petroleum | TRUE | 221 | Alaska Village Elec Coop, Inc | 6338 | St Marys IC | AK | Bethel | 1C | Petroleum Liquids | IC |  | S | 0.5 | 0.9 | 0.5 | 0.5 | 0.1 | N |  |  | Y | Electric Utility | 1 | T | DFO
Petroleum Liquids.DFO | petroleum | TRUE | 221 | Alaska Village Elec Coop, Inc | 6338 | St Marys IC | AK | Bethel | 2A | Petroleum Liquids | IC |  | S | 0.5 | 0.9 | 0.5 | 0.5 | 0.1 | N |  |  | Y | Electric Utility | 1 | T | DFO
Petroleum Liquids.DFO | petroleum | TRUE | 221 | Alaska Village Elec Coop, Inc | 6338 | St Marys IC | AK | Bethel | 3A | Petroleum Liquids | IC |  | S | 1.8 | 0.8 | 1.8 | 1.8 | 0.2 | N |  |  | Y | Electric Utility | 1 | T | DFO
Petroleum Liquids.DFO | petroleum | TRUE | 221 | Alaska Village Elec Coop, Inc | 6338 | St Marys IC | AK | Bethel | 4 | Petroleum Liquids | IC |  | S | 1.8 | 0.8 | 1.8 | 1.8 | 0.2 | N |  |  | Y | Electric Utility | 1 | T | DFO
Petroleum Liquids.DFO | petroleum | TRUE | 221 | Alaska Village Elec Coop, Inc | 6341 | Selawik | AK | Northwest Arctic | 1B | Petroleum Liquids | IC |  | S | 0.8 | 0.9 | 0.8 | 0.8 | 0.2 | N |  |  | N | Electric Utility | 1 | X | DFO
Petroleum Liquids.DFO | petroleum | TRUE | 221 | Alaska Village Elec Coop, Inc | 6341 | Selawik | AK | Northwest Arctic | 2B | Petroleum Liquids | IC |  | S | 0.5 | 0.9 | 0.5 | 0.5 | 0.1 | N |  |  | N | Electric Utility | 1 | X | DFO
Petroleum Liquids.DFO | petroleum | TRUE | 221 | Alaska Village Elec Coop, Inc | 6341 | Selawik | AK | Northwest Arctic | 3B | Petroleum Liquids | IC |  | S | 0.9 | 0.9 | 0.5 | 0.5 | 0.2 | N |  |  | N | Electric Utility | 1 | X | DFO
Petroleum Liquids.DFO | petroleum | TRUE | 221 | Alaska Village Elec Coop, Inc | 6345 | Shishmaref | AK | Nome | 1 | Petroleum Liquids | IC |  | S | 0.3 | 0.9 | 0.3 | 0.3 | 0.1 | N |  |  | N | Electric Utility | 1 | X | DFO
Petroleum Liquids.DFO | petroleum | TRUE | 221 | Alaska Village Elec Coop, Inc | 6345 | Shishmaref | AK | Nome | 2 | Petroleum Liquids | IC |  | S | 0.3 | 0.9 | 0.3 | 0.3 | 0.1 | N |  |  | N | Electric Utility | 1 | X | DFO
Petroleum Liquids.DFO | petroleum | TRUE | 221 | Alaska Village Elec Coop, Inc | 6345 | Shishmaref | AK | Nome | 3A | Petroleum Liquids | IC |  | S | 0.4 | 0.9 | 0.4 | 0.4 | 0.1 | N |  |  | N | Electric Utility | 1 | X | DFO
Petroleum Liquids.DFO | petroleum | TRUE | 221 | Alaska Village Elec Coop, Inc | 6345 | Shishmaref | AK | Nome | 4A | Petroleum Liquids | IC |  | S | 0.5 | 0.9 | 0.5 | 0.5 | 0.1 | N |  |  | N | Electric Utility | 1 | X | DFO
Petroleum Liquids.DFO | petroleum | TRUE | 221 | Alaska Village Elec Coop, Inc | 6348 | Togiak | AK | Dillingham | 1 | Petroleum Liquids | IC |  | S | 0.6 | 0.9 | 0.6 | 0.6 | 0.1 | N |  |  | N | Electric Utility | 1 | X | DFO
Petroleum Liquids.DFO | petroleum | TRUE | 221 | Alaska Village Elec Coop, Inc | 6348 | Togiak | AK | Dillingham | 2B | Petroleum Liquids | IC |  | S | 0.6 | 0.9 | 0.6 | 0.6 | 0.1 | N |  |  | N | Electric Utility | 1 | X | DFO
Petroleum Liquids.DFO | petroleum | TRUE | 221 | Alaska Village Elec Coop, Inc | 6348 | Togiak | AK | Dillingham | 3 | Petroleum Liquids | IC |  | S | 1.1 | 0.9 | 1.1 | 1.1 | 0.2 | N |  |  | N | Electric Utility | 1 | X | DFO
Petroleum Liquids.DFO | petroleum | TRUE | 221 | Alaska Village Elec Coop, Inc | 6348 | Togiak | AK | Dillingham | 4C | Petroleum Liquids | IC |  | S | 0.5 | 0.9 | 0.5 | 0.5 | 0.1 | N |  |  | N | Electric Utility | 1 | X | DFO
Petroleum Liquids.DFO | petroleum | TRUE | 8723 | City of Holland | 6356 | Sixth Street Gas Turbine | MI | Ottawa | 1 | Petroleum Liquids | GT |  | S | 24 | 0.9 | 16 | 20 | 10 | N | 5 | 2023 | N | Electric Utility | 1 | X | DFO
Natural Gas Fired Combined Cycle.NG | natural gas combined cycle | TRUE | 9130 | Hutchinson Utilities Comm | 6358 | Hutchinson Plant #2 | MN | McLeod | 2 | Natural Gas Fired Combined Cycle | CT | CC1 | S | 54 | 0.8 | 41 | 41 | 10 | N |  |  | N | Electric Utility | 1 | X | NG
Natural Gas Fired Combined Cycle.NG | natural gas combined cycle | TRUE | 9130 | Hutchinson Utilities Comm | 6358 | Hutchinson Plant #2 | MN | McLeod | 3 | Natural Gas Fired Combined Cycle | CA | CC1 | S | 11.5 | 0.8 | 10 | 10 | 2.5 | N |  |  | N | Electric Utility | 1 | X | NG
Natural Gas Fired Combustion Turbine.NG | natural gas peaker | TRUE | 9130 | Hutchinson Utilities Comm | 6358 | Hutchinson Plant #2 | MN | McLeod | 9 | Natural Gas Fired Combustion Turbine | GT |  | S | 25 | 0.8 | 22 | 24.3 | 5 | N |  |  | N | Electric Utility | 1 | X | NG
Conventional Hydroelectric.WAT | hydro | TRUE | 6169 | Fall River Rural Elec Coop Inc | 6359 | Felt | ID | Teton | 1 | Conventional Hydroelectric | HY |  | S | 2.7 | 1 | 2.3 | 2.3 | 1 | N |  |  | N | Electric Utility | 1 | X | WAT
Conventional Hydroelectric.WAT | hydro | TRUE | 6169 | Fall River Rural Elec Coop Inc | 6359 | Felt | ID | Teton | 2 | Conventional Hydroelectric | HY |  | S | 2.7 | 1 | 2.3 | 2.3 | 1 | N |  |  | N | Electric Utility | 1 | X | WAT
Conventional Hydroelectric.WAT | hydro | TRUE | 6169 | Fall River Rural Elec Coop Inc | 6359 | Felt | ID | Teton | 4 | Conventional Hydroelectric | HY |  | S | 0.9 | 0.9 | 0.5 | 0.5 | 0.1 | N |  |  | N | Electric Utility | 1 | X | WAT
Conventional Hydroelectric.WAT | hydro | TRUE | 6169 | Fall River Rural Elec Coop Inc | 6359 | Felt | ID | Teton | 5 | Conventional Hydroelectric | HY |  | S | 1.1 | 0.9 | 0.8 | 0.8 | 0.7 | N |  |  | N | Electric Utility | 1 | X | WAT
Petroleum Liquids.DFO | petroleum | TRUE | 3828 | Cloverland Electric Co-op | 6369 | Detour | MI | Chippewa | 6 | Petroleum Liquids | IC |  | S | 3 | 0.9 | 2.5 | 2.5 | 2.5 | N |  |  | N | Electric Utility | 1 | X | DFO
Petroleum Liquids.DFO | petroleum | TRUE | 3828 | Cloverland Electric Co-op | 6369 | Detour | MI | Chippewa | 7 | Petroleum Liquids | IC |  | S | 3 | 0.9 | 2.5 | 2.5 | 2.5 | N |  |  | N | Electric Utility | 1 | X | DFO
Natural Gas Fired Combustion Turbine.NG | natural gas peaker | TRUE | 11018 | Lincoln Electric System | 6373 | Rokeby | NE | Lancaster | 1 | Natural Gas Fired Combustion Turbine | GT |  | S | 72.4 | 0.9 | 70.5 | 72 | 10 | N |  |  | N | Electric Utility | 1 | X | NG | DFO
Natural Gas Fired Combustion Turbine.NG | natural gas peaker | TRUE | 11018 | Lincoln Electric System | 6373 | Rokeby | NE | Lancaster | 2 | Natural Gas Fired Combustion Turbine | GT |  | S | 95.4 | 0.8 | 90.4 | 91 | 20 | N |  |  | N | Electric Utility | 1 | X | NG | DFO
Natural Gas Fired Combustion Turbine.NG | natural gas peaker | TRUE | 11018 | Lincoln Electric System | 6373 | Rokeby | NE | Lancaster | 3 | Natural Gas Fired Combustion Turbine | GT |  | S | 95.4 | 0.8 | 94.2 | 96 | 50 | N |  |  | N | Electric Utility | 1 | X | NG | DFO
Petroleum Liquids.DFO | petroleum | TRUE | 11018 | Lincoln Electric System | 6373 | Rokeby | NE | Lancaster | BSU | Petroleum Liquids | IC |  | S | 2.9 | 0.8 | 3.2 | 3.2 | 0 | N |  |  | N | Electric Utility | 1 | X | DFO
Petroleum Liquids.DFO | petroleum | TRUE | 13683 | North Carolina El Member Corp | 6377 | Ocracoke Hybrid | NC | Hyde | 1 | Petroleum Liquids | IC |  | S | 3 | 0.8 | 3 | 3 | 3 | N |  |  | N | Electric Utility | 1 | X | DFO
Batteries.MWH | battery storage | 0 | 13683 | North Carolina El Member Corp | 6377 | Ocracoke Hybrid | NC | Hyde | BAT | Batteries | BA |  | S | 1 |  | 1 | 1 | 0 | N |  |  | N | Electric Utility | 1 | X | MWH
Conventional Hydroelectric.WAT | hydro | TRUE | 61350 | Central Rivers Power MA, LLC | 6378 | Dwight | MA | Hampden | DW2 | Conventional Hydroelectric | HY |  | S | 0.4 | 0.8 | 0.4 | 0.4 | 0.4 | N |  |  | N | IPP Non-CHP | 2 | X | WAT
Conventional Hydroelectric.WAT | hydro | TRUE | 61350 | Central Rivers Power MA, LLC | 6378 | Dwight | MA | Hampden | DW3 | Conventional Hydroelectric | HY |  | S | 0.4 | 0.8 | 0.4 | 0.4 | 0.4 | N |  |  | N | IPP Non-CHP | 2 | X | WAT
Conventional Hydroelectric.WAT | hydro | TRUE | 61350 | Central Rivers Power MA, LLC | 6378 | Dwight | MA | Hampden | DW4 | Conventional Hydroelectric | HY |  | S | 0.4 | 0.8 | 0.4 | 0.4 | 0.4 | N |  |  | N | IPP Non-CHP | 2 | X | WAT
Conventional Hydroelectric.WAT | hydro | TRUE | 61350 | Central Rivers Power MA, LLC | 6379 | Indian Orchard | MA | Hampden | IO3 | Conventional Hydroelectric | HY |  | S | 1.5 | 0.8 | 1.5 | 1.5 | 1.5 | N |  |  | N | IPP Non-CHP | 2 | X | WAT
Conventional Hydroelectric.WAT | hydro | TRUE | 61350 | Central Rivers Power MA, LLC | 6379 | Indian Orchard | MA | Hampden | IO4 | Conventional Hydroelectric | HY |  | S | 2.2 | 0.8 | 2.2 | 2.2 | 2.2 | N |  |  | N | IPP Non-CHP | 2 | X | WAT
Conventional Hydroelectric.WAT | hydro | TRUE | 58185 | FirstLight Power Resources, Inc. - MA | 6388 | Turners Falls | MA | Franklin | 1 | Conventional Hydroelectric | HY |  | S | 1.4 | 1 | 1.9 | 1.9 | 0.9 | N |  |  | N | IPP Non-CHP | 2 | X | WAT
Conventional Hydroelectric.WAT | hydro | TRUE | 58185 | FirstLight Power Resources, Inc. - MA | 6388 | Turners Falls | MA | Franklin | 2 | Conventional Hydroelectric | HY |  | S | 0.4 | 1 | 0.4 | 0.4 | 0.4 | N |  |  | N | IPP Non-CHP | 2 | X | WAT
Conventional Hydroelectric.WAT | hydro | TRUE | 58185 | FirstLight Power Resources, Inc. - MA | 6388 | Turners Falls | MA | Franklin | 3 | Conventional Hydroelectric | HY |  | S | 1.3 | 1 | 1.3 | 1.3 | 1.3 | N |  |  | N | IPP Non-CHP | 2 | X | WAT
Conventional Hydroelectric.WAT | hydro | TRUE | 58185 | FirstLight Power Resources, Inc. - MA | 6388 | Turners Falls | MA | Franklin | 5 | Conventional Hydroelectric | HY |  | S | 1.3 | 1 | 1.4 | 1.4 | 1.3 | N |  |  | N | IPP Non-CHP | 2 | X | WAT
Conventional Hydroelectric.WAT | hydro | TRUE | 58185 | FirstLight Power Resources, Inc. - MA | 6388 | Turners Falls | MA | Franklin | 7 | Conventional Hydroelectric | HY |  | S | 1.3 | 1 | 1.4 | 1.4 | 1.3 | N |  |  | N | IPP Non-CHP | 2 | X | WAT
Petroleum Liquids.DFO | petroleum | TRUE | 84 | A & N Electric Coop | 6390 | Tangier | VA | Accomack | 5 | Petroleum Liquids | IC |  | S | 1.2 | 0.8 | 1.2 | 1.2 | 0.1 | N |  |  | N | Electric Utility | 1 | X | DFO
Petroleum Liquids.DFO | petroleum | TRUE | 84 | A & N Electric Coop | 6390 | Tangier | VA | Accomack | 6 | Petroleum Liquids | IC |  | S | 1.2 | 0.8 | 1.2 | 1.2 | 0.1 | N |  |  | N | Electric Utility | 1 | X | DFO
Petroleum Liquids.DFO | petroleum | TRUE | 84 | A & N Electric Coop | 6391 | Smith Island | MD | Somerset | 2 | Petroleum Liquids | IC |  | S | 0.5 | 0.8 | 0.4 | 0.4 | 0.1 | N |  |  | N | Electric Utility | 1 | X | DFO
Petroleum Liquids.DFO | petroleum | TRUE | 84 | A & N Electric Coop | 6391 | Smith Island | MD | Somerset | 4 | Petroleum Liquids | IC |  | S | 1 | 0.8 | 1 | 1 | 0.1 | N |  |  | N | Electric Utility | 1 | X | DFO
Conventional Hydroelectric.WAT | hydro | TRUE | 11273 | Lower Valley Energy Inc | 6393 | Strawberry Creek | WY | Lincoln | 1 | Conventional Hydroelectric | HY |  | S | 0.5 | 0.86 | 0.5 | 0.5 | 0.1 | N |  |  | N | Electric Utility | 1 | X | WAT
Conventional Hydroelectric.WAT | hydro | TRUE | 11273 | Lower Valley Energy Inc | 6393 | Strawberry Creek | WY | Lincoln | 2 | Conventional Hydroelectric | HY |  | S | 0.5 | 0.86 | 0.5 | 0.5 | 0.1 | N |  |  | N | Electric Utility | 1 | X | WAT
Conventional Hydroelectric.WAT | hydro | TRUE | 11273 | Lower Valley Energy Inc | 6393 | Strawberry Creek | WY | Lincoln | 3 | Conventional Hydroelectric | HY |  | S | 0.5 | 0.86 | 0.5 | 0.5 | 0.1 | N |  |  | N | Electric Utility | 1 | X | WAT
Conventional Hydroelectric.WAT | hydro | TRUE | 11273 | Lower Valley Energy Inc | 6394 | Swift Creek | WY | Lincoln | 3 | Conventional Hydroelectric | HY |  | S | 0.8 | 0.817 | 0.8 | 0.8 | 0.1 | N |  |  | N | Electric Utility | 1 | X | WAT
Conventional Hydroelectric.WAT | hydro | TRUE | 11273 | Lower Valley Energy Inc | 6394 | Swift Creek | WY | Lincoln | 4 | Conventional Hydroelectric | HY |  | S | 0.6 | 0.817 | 0.6 | 0.6 | 0.1 | N |  |  | N | Electric Utility | 1 | X | WAT
Conventional Hydroelectric.WAT | hydro | TRUE | 11273 | Lower Valley Energy Inc | 6394 | Swift Creek | WY | Lincoln | 5 | Conventional Hydroelectric | HY |  | S | 0.3 | 0.8 | 0.3 | 0.3 | 0.1 | N |  |  | N | Electric Utility | 1 | X | WAT
Conventional Hydroelectric.WAT | hydro | TRUE | 2518 | U S Bureau of Reclamation | 6395 | Anderson Ranch | ID | Elmore | 1 | Conventional Hydroelectric | HY |  | S | 20 | 1 | 20 | 20 | 0 | N |  |  | N | Electric Utility | 1 | X | WAT
Conventional Hydroelectric.WAT | hydro | TRUE | 2518 | U S Bureau of Reclamation | 6395 | Anderson Ranch | ID | Elmore | 2 | Conventional Hydroelectric | HY |  | S | 20 | 1 | 20 | 20 | 0 | N |  |  | N | Electric Utility | 1 | X | WAT
Conventional Hydroelectric.WAT | hydro | TRUE | 2518 | U S Bureau of Reclamation | 6396 | Black Canyon | ID | Gem | 1 | Conventional Hydroelectric | HY |  | S | 5.1 | 1 | 5.1 | 5.1 | 0 | N |  |  | N | Electric Utility | 1 | X | WAT
Conventional Hydroelectric.WAT | hydro | TRUE | 2518 | U S Bureau of Reclamation | 6396 | Black Canyon | ID | Gem | 2 | Conventional Hydroelectric | HY |  | S | 5.1 | 1 | 5.1 | 5.1 | 0 | N |  |  | N | Electric Utility | 1 | X | WAT
Conventional Hydroelectric.WAT | hydro | TRUE | 2518 | U S Bureau of Reclamation | 6397 | Boise R Diversion | ID | Ada | 1A | Conventional Hydroelectric | HY |  | S | 1.1 | 1 | 1.1 | 1.1 | 0 | N |  |  | N | Electric Utility | 1 | X | WAT
Conventional Hydroelectric.WAT | hydro | TRUE | 2518 | U S Bureau of Reclamation | 6397 | Boise R Diversion | ID | Ada | 2A | Conventional Hydroelectric | HY |  | S | 1.1 | 1 | 1.1 | 1.1 | 0 | N |  |  | N | Electric Utility | 1 | X | WAT
Conventional Hydroelectric.WAT | hydro | TRUE | 2518 | U S Bureau of Reclamation | 6397 | Boise R Diversion | ID | Ada | 3A | Conventional Hydroelectric | HY |  | S | 1.1 | 1 | 1.1 | 1.1 | 0 | N |  |  | N | Electric Utility | 1 | X | WAT
Conventional Hydroelectric.WAT | hydro | TRUE | 2518 | U S Bureau of Reclamation | 6398 | Minidoka | ID | Minidoka | 6 | Conventional Hydroelectric | HY |  | S | 2.7 | 0.9 | 2.7 | 2.7 | 0 | N |  |  | N | Electric Utility | 1 | X | WAT
Conventional Hydroelectric.WAT | hydro | TRUE | 2518 | U S Bureau of Reclamation | 6398 | Minidoka | ID | Minidoka | 7 | Conventional Hydroelectric | HY |  | S | 5 | 0.83 | 5 | 5 | 0 | N |  |  | N | Electric Utility | 1 | X | WAT
Conventional Hydroelectric.WAT | hydro | TRUE | 2518 | U S Bureau of Reclamation | 6398 | Minidoka | ID | Minidoka | 8 | Conventional Hydroelectric | HY |  | S | 10 | 0.9 | 10 | 10 | 0 | N |  |  | N | Electric Utility | 1 | X | WAT
Conventional Hydroelectric.WAT | hydro | TRUE | 2518 | U S Bureau of Reclamation | 6398 | Minidoka | ID | Minidoka | 9 | Conventional Hydroelectric | HY |  | S | 10 | 0.9 | 10 | 10 | 0 | N |  |  | N | Electric Utility | 1 | X | WAT
Conventional Hydroelectric.WAT | hydro | TRUE | 2518 | U S Bureau of Reclamation | 6400 | Canyon Ferry | MT | Lewis and Clark | 1 | Conventional Hydroelectric | HY |  | S | 16.6 | 1 | 19.2 | 19.2 | 0 | N |  |  | N | Electric Utility | 1 | X | WAT
Conventional Hydroelectric.WAT | hydro | TRUE | 2518 | U S Bureau of Reclamation | 6400 | Canyon Ferry | MT | Lewis and Clark | 2 | Conventional Hydroelectric | HY |  | S | 16.6 | 1 | 19.2 | 19.2 | 0 | N |  |  | N | Electric Utility | 1 | X | WAT
Conventional Hydroelectric.WAT | hydro | TRUE | 2518 | U S Bureau of Reclamation | 6400 | Canyon Ferry | MT | Lewis and Clark | 3 | Conventional Hydroelectric | HY |  | S | 16.6 | 1 | 19.2 | 19.2 | 0 | N |  |  | N | Electric Utility | 1 | X | WAT
Conventional Hydroelectric.WAT | hydro | TRUE | 2518 | U S Bureau of Reclamation | 6402 | Elephant Butte | NM | Sierra | 1 | Conventional Hydroelectric | HY |  | S | 9.3 | 0.93 | 9.3 | 9.3 | 0 | N |  |  | N | Electric Utility | 1 | X | WAT
Conventional Hydroelectric.WAT | hydro | TRUE | 2518 | U S Bureau of Reclamation | 6402 | Elephant Butte | NM | Sierra | 2 | Conventional Hydroelectric | HY |  | S | 9.3 | 0.93 | 9.3 | 9.3 | 0 | N |  |  | N | Electric Utility | 1 | X | WAT
Conventional Hydroelectric.WAT | hydro | TRUE | 2518 | U S Bureau of Reclamation | 6402 | Elephant Butte | NM | Sierra | 3 | Conventional Hydroelectric | HY |  | S | 9.3 | 0.93 | 9.3 | 9.3 | 0 | N |  |  | N | Electric Utility | 1 | X | WAT
Conventional Hydroelectric.WAT | hydro | TRUE | 2518 | U S Bureau of Reclamation | 6403 | Green Springs | OR | Jackson | 1 | Conventional Hydroelectric | HY |  | S | 17.2 | 0.95 | 17.2 | 17.2 | 0 | N |  |  | N | Electric Utility | 1 | X | WAT
Conventional Hydroelectric.WAT | hydro | TRUE | 2518 | U S Bureau of Reclamation | 6404 | Deer Creek (UT) | UT | Wasatch | 1 | Conventional Hydroelectric | HY |  | S | 2.4 | 0.9 | 2.7 | 2.7 | 0 | N |  |  | N | Electric Utility | 1 | X | WAT
Conventional Hydroelectric.WAT | hydro | TRUE | 2518 | U S Bureau of Reclamation | 6404 | Deer Creek (UT) | UT | Wasatch | 2 | Conventional Hydroelectric | HY |  | S | 2.4 | 0.9 | 2.7 | 2.7 | 0 | N |  |  | N | Electric Utility | 1 | X | WAT
Conventional Hydroelectric.WAT | hydro | TRUE | 2518 | U S Bureau of Reclamation | 6405 | Flaming Gorge | UT | Daggett | 1 | Conventional Hydroelectric | HY |  | S | 50.6 | 0.9 | 50.6 | 50.6 | 0 | N |  |  | N | Electric Utility | 1 | X | WAT
Conventional Hydroelectric.WAT | hydro | TRUE | 2518 | U S Bureau of Reclamation | 6405 | Flaming Gorge | UT | Daggett | 2 | Conventional Hydroelectric | HY |  | S | 50.6 | 0.9 | 50.6 | 50.6 | 0 | N |  |  | N | Electric Utility | 1 | X | WAT
Conventional Hydroelectric.WAT | hydro | TRUE | 2518 | U S Bureau of Reclamation | 6405 | Flaming Gorge | UT | Daggett | 3 | Conventional Hydroelectric | HY |  | S | 50.6 | 0.9 | 50.6 | 50.6 | 0 | N |  |  | N | Electric Utility | 1 | X | WAT
Conventional Hydroelectric.WAT | hydro | TRUE | 2518 | U S Bureau of Reclamation | 6406 | Chandler | WA | Benton | 1 | Conventional Hydroelectric | HY |  | S | 6 | 1 | 6 | 6 | 0 | N |  |  | N | Electric Utility | 1 | X | WAT
Conventional Hydroelectric.WAT | hydro | TRUE | 2518 | U S Bureau of Reclamation | 6406 | Chandler | WA | Benton | 2 | Conventional Hydroelectric | HY |  | S | 6 | 1 | 6 | 6 | 0 | N |  |  | N | Electric Utility | 1 | X | WAT
Conventional Hydroelectric.WAT | hydro | TRUE | 2518 | U S Bureau of Reclamation | 6407 | Roza | WA | Yakima | 1 | Conventional Hydroelectric | HY |  | S | 12.9 | 0.95 | 12.9 | 12.9 | 0 | N |  |  | N | Electric Utility | 1 | X | WAT
Conventional Hydroelectric.WAT | hydro | TRUE | 2518 | U S Bureau of Reclamation | 6408 | Heart Mountain | WY | Park | 1 | Conventional Hydroelectric | HY |  | S | 5 | 0.83 | 5 | 4.6 | 0 | N |  |  | N | Electric Utility | 1 | X | WAT
Conventional Hydroelectric.WAT | hydro | TRUE | 2518 | U S Bureau of Reclamation | 6409 | Alcova | WY | Natrona | 1 | Conventional Hydroelectric | HY |  | S | 20.7 | 1 | 20.7 | 20.7 | 0 | N |  |  | N | Electric Utility | 1 | X | WAT
Conventional Hydroelectric.WAT | hydro | TRUE | 2518 | U S Bureau of Reclamation | 6409 | Alcova | WY | Natrona | 2 | Conventional Hydroelectric | HY |  | S | 20.7 | 1 | 20.7 | 20.7 | 0 | N |  |  | N | Electric Utility | 1 | X | WAT
Conventional Hydroelectric.WAT | hydro | TRUE | 9339 | International Bound & Wtr Comm | 6410 | Falcon Dam & Power | TX | Starr | 1 | Conventional Hydroelectric | HY |  | S | 10.5 | 0.9 | 10.5 | 10.5 | 3 | N |  |  | N | Electric Utility | 1 | X | WAT
Conventional Hydroelectric.WAT | hydro | TRUE | 9339 | International Bound & Wtr Comm | 6410 | Falcon Dam & Power | TX | Starr | 2 | Conventional Hydroelectric | HY |  | S | 10.5 | 0.9 | 10 | 10 | 3 | N |  |  | N | Electric Utility | 1 | X | WAT
Conventional Hydroelectric.WAT | hydro | TRUE | 9339 | International Bound & Wtr Comm | 6410 | Falcon Dam & Power | TX | Starr | 3 | Conventional Hydroelectric | HY |  | S | 10.5 | 0.9 | 10 | 10 | 3 | N |  |  | N | Electric Utility | 1 | X | WAT
Conventional Hydroelectric.WAT | hydro | TRUE | 19449 | USACE-Fort Worth District | 6413 | Sam Rayburn Dam | TX | Jasper | 1 | Conventional Hydroelectric | HY |  | S | 26 | 0.95 | 26 | 26 | 10 | N |  |  | N | Electric Utility | 1 | X | WAT
Conventional Hydroelectric.WAT | hydro | TRUE | 19449 | USACE-Fort Worth District | 6413 | Sam Rayburn Dam | TX | Jasper | 2 | Conventional Hydroelectric | HY |  | S | 26 | 0.95 | 26 | 26 | 10 | N |  |  | N | Electric Utility | 1 | X | WAT
Conventional Hydroelectric.WAT | hydro | TRUE | 19449 | USACE-Fort Worth District | 6414 | Whitney | TX | Bosque | 1 | Conventional Hydroelectric | HY |  | S | 20.9 | 0.9 | 21 | 21 | 1 | N |  |  | N | Electric Utility | 1 | X | WAT
Conventional Hydroelectric.WAT | hydro | TRUE | 19449 | USACE-Fort Worth District | 6414 | Whitney | TX | Bosque | 2 | Conventional Hydroelectric | HY |  | S | 20.9 | 0.9 | 21 | 21 | 1 | N |  |  | N | Electric Utility | 1 | X | WAT
Conventional Hydroelectric.WAT | hydro | TRUE | 27470 | USCE-Tulsa District | 6415 | Broken Bow Dam | OK | McCurtain | 1 | Conventional Hydroelectric | HY |  | S | 50 | 0.95 | 57.5 | 57.5 | 18 | N |  |  | N | Electric Utility | 1 | X | WAT
Conventional Hydroelectric.WAT | hydro | TRUE | 27470 | USCE-Tulsa District | 6415 | Broken Bow Dam | OK | McCurtain | 2 | Conventional Hydroelectric | HY |  | S | 50 | 0.95 | 57.5 | 57.5 | 18 | N |  |  | N | Electric Utility | 1 | X | WAT
Conventional Hydroelectric.WAT | hydro | TRUE | 27470 | USCE-Tulsa District | 6416 | Denison | TX | Grayson | 1 | Conventional Hydroelectric | HY |  | S | 53.5 | 0.95 | 50 | 50 | 25 | N |  |  | N | Electric Utility | 1 | X | WAT
Conventional Hydroelectric.WAT | hydro | TRUE | 27470 | USCE-Tulsa District | 6416 | Denison | TX | Grayson | 2 | Conventional Hydroelectric | HY |  | S | 50.8 | 0.95 | 50 | 50 | 25 | Y |  |  | N | Electric Utility | 1 | X | WAT
Conventional Hydroelectric.WAT | hydro | TRUE | 19462 | USCE-Nashville District | 6417 | Center Hill | TN | DeKalb | 1 | Conventional Hydroelectric | HY |  | S | 45 | 0.9 | 52 | 52 | 45 | N |  |  | N | Electric Utility | 1 | X | WAT
Conventional Hydroelectric.WAT | hydro | TRUE | 19462 | USCE-Nashville District | 6417 | Center Hill | TN | DeKalb | 2 | Conventional Hydroelectric | HY |  | S | 50 | 0.9 | 50 | 50 | 45 | N |  |  | N | Electric Utility | 1 | X | WAT
Conventional Hydroelectric.WAT | hydro | TRUE | 19462 | USCE-Nashville District | 6417 | Center Hill | TN | DeKalb | 3 | Conventional Hydroelectric | HY |  | S | 45 | 0.9 | 52 | 52 | 45 | N |  |  | N | Electric Utility | 1 | X | WAT
Conventional Hydroelectric.WAT | hydro | TRUE | 19462 | USCE-Nashville District | 6418 | Cheatham | TN | Dickson | 1 | Conventional Hydroelectric | HY |  | S | 12 | 0.9 | 13.8 | 13.8 | 12 | N |  |  | N | Electric Utility | 1 | X | WAT
Conventional Hydroelectric.WAT | hydro | TRUE | 19462 | USCE-Nashville District | 6418 | Cheatham | TN | Dickson | 2 | Conventional Hydroelectric | HY |  | S | 12 | 0.9 | 13.8 | 13.8 | 12 | N |  |  | N | Electric Utility | 1 | X | WAT
Conventional Hydroelectric.WAT | hydro | TRUE | 19462 | USCE-Nashville District | 6418 | Cheatham | TN | Dickson | 3 | Conventional Hydroelectric | HY |  | S | 12 | 0.9 | 13.8 | 13.8 | 12 | N |  |  | N | Electric Utility | 1 | X | WAT
Conventional Hydroelectric.WAT | hydro | TRUE | 27470 | USCE-Tulsa District | 6419 | Eufaula Dam | OK | Haskell | 1 | Conventional Hydroelectric | HY |  | S | 30 | 0.95 | 34.5 | 34.5 | 10 | N |  |  | N | Electric Utility | 1 | X | WAT
Conventional Hydroelectric.WAT | hydro | TRUE | 27470 | USCE-Tulsa District | 6419 | Eufaula Dam | OK | Haskell | 2 | Conventional Hydroelectric | HY |  | S | 30 | 0.95 | 34.5 | 34.5 | 10 | N |  |  | N | Electric Utility | 1 | X | WAT
Conventional Hydroelectric.WAT | hydro | TRUE | 27470 | USCE-Tulsa District | 6419 | Eufaula Dam | OK | Haskell | 3 | Conventional Hydroelectric | HY |  | S | 30 | 0.95 | 34.5 | 34.5 | 10 | N |  |  | N | Electric Utility | 1 | X | WAT
Conventional Hydroelectric.WAT | hydro | TRUE | 14354 | PacifiCorp | 6421 | Lemolo 2 | OR | Douglas | 1 | Conventional Hydroelectric | HY |  | S | 43.7 | 0.97 | 38.5 | 38.5 | 0 | N |  |  | N | Electric Utility | 1 | X | WAT
Conventional Hydroelectric.WAT | hydro | TRUE | 13902 | NorthWestern Energy (MT Hydro) | 6422 | Madison Dam | MT | Madison | MAD5 | Conventional Hydroelectric | HY |  | S | 4.1 | 0.9 | 4.1 | 4.1 | 0.5 | N |  |  | N | Electric Utility | 1 | X | WAT
Conventional Hydroelectric.WAT | hydro | TRUE | 13902 | NorthWestern Energy (MT Hydro) | 6422 | Madison Dam | MT | Madison | MAD6 | Conventional Hydroelectric | HY |  | S | 4.1 | 0.9 | 4.1 | 4.1 | 0.5 | N |  |  | N | Electric Utility | 1 | X | WAT
Conventional Hydroelectric.WAT | hydro | TRUE | 13902 | NorthWestern Energy (MT Hydro) | 6422 | Madison Dam | MT | Madison | MAD7 | Conventional Hydroelectric | HY |  | S | 4.1 | 0.9 | 4.1 | 4.1 | 0.5 | N |  |  | N | Electric Utility | 1 | X | WAT
Conventional Hydroelectric.WAT | hydro | TRUE | 13902 | NorthWestern Energy (MT Hydro) | 6422 | Madison Dam | MT | Madison | MAD8 | Conventional Hydroelectric | HY |  | S | 4.1 | 0.9 | 4.1 | 4.1 | 0.5 | N |  |  | N | Electric Utility | 1 | X | WAT
Conventional Hydroelectric.WAT | hydro | TRUE | 3413 | PUD No 1 of Chelan County | 6424 | Chelan | WA | Chelan | A-1 | Conventional Hydroelectric | HY |  | S | 29.6 | 0.8 | 31.4 | 31.4 | 23 | N |  |  | N | Electric Utility | 1 | X | WAT
Conventional Hydroelectric.WAT | hydro | TRUE | 3413 | PUD No 1 of Chelan County | 6424 | Chelan | WA | Chelan | A-2 | Conventional Hydroelectric | HY |  | S | 29.6 | 0.8 | 30.7 | 30.7 | 23 | N |  |  | N | Electric Utility | 1 | X | WAT
Conventional Hydroelectric.WAT | hydro | TRUE | 16868 | City of Seattle - (WA) | 6430 | Cedar Falls (WA) | WA | King | 5 | Conventional Hydroelectric | HY |  | S | 15 | 0.95 | 15 | 15 | 0.2 | N |  |  | N | Electric Utility | 1 | X | WAT
Conventional Hydroelectric.WAT | hydro | TRUE | 16868 | City of Seattle - (WA) | 6430 | Cedar Falls (WA) | WA | King | 6 | Conventional Hydroelectric | HY |  | S | 15 | 0.95 | 15 | 15 | 0.2 | N |  |  | N | Electric Utility | 1 | X | WAT
Conventional Hydroelectric.WAT | hydro | TRUE | 16868 | City of Seattle - (WA) | 6431 | Gorge | WA | Whatcom | 21 | Conventional Hydroelectric | HY |  | S | 36.8 | 0.97 | 32 | 32 | 0 | N |  |  | N | Electric Utility | 1 | X | WAT
Conventional Hydroelectric.WAT | hydro | TRUE | 16868 | City of Seattle - (WA) | 6431 | Gorge | WA | Whatcom | 22 | Conventional Hydroelectric | HY |  | S | 36.8 | 0.97 | 32 | 32 | 0 | N |  |  | N | Electric Utility | 1 | X | WAT
Conventional Hydroelectric.WAT | hydro | TRUE | 16868 | City of Seattle - (WA) | 6431 | Gorge | WA | Whatcom | 23 | Conventional Hydroelectric | HY |  | S | 36.8 | 0.97 | 32 | 32 | 0 | N |  |  | N | Electric Utility | 1 | X | WAT
Conventional Hydroelectric.WAT | hydro | TRUE | 16868 | City of Seattle - (WA) | 6431 | Gorge | WA | Whatcom | 24 | Conventional Hydroelectric | HY |  | S | 96.9 | 0.97 | 97 | 97 | 0 | N |  |  | N | Electric Utility | 1 | X | WAT
Conventional Hydroelectric.WAT | hydro | TRUE | 16868 | City of Seattle - (WA) | 6432 | Diablo | WA | Whatcom | 31 | Conventional Hydroelectric | HY |  | S | 90 | 0.9 | 90 | 90 | 0 | N |  |  | N | Electric Utility | 1 | X | WAT
Conventional Hydroelectric.WAT | hydro | TRUE | 16868 | City of Seattle - (WA) | 6432 | Diablo | WA | Whatcom | 32 | Conventional Hydroelectric | HY |  | S | 90 | 0.9 | 90 | 90 | 0 | N |  |  | N | Electric Utility | 1 | X | WAT
Conventional Hydroelectric.WAT | hydro | TRUE | 16868 | City of Seattle - (WA) | 6432 | Diablo | WA | Whatcom | 35 | Conventional Hydroelectric | HY |  | S | 1.2 | 0.8 | 1.2 | 1.2 | 0 | N |  |  | N | Electric Utility | 1 | X | WAT
Conventional Hydroelectric.WAT | hydro | TRUE | 16868 | City of Seattle - (WA) | 6432 | Diablo | WA | Whatcom | 36 | Conventional Hydroelectric | HY |  | S | 1.2 | 0.8 | 1.2 | 1.2 | 0 | N |  |  | N | Electric Utility | 1 | X | WAT
Conventional Hydroelectric.WAT | hydro | TRUE | 16868 | City of Seattle - (WA) | 6433 | Boundary | WA | Pend Oreille | 51 | Conventional Hydroelectric | HY |  | S | 158.4 | 0.95 | 158.4 | 158.4 | 0 | N |  |  | N | Electric Utility | 1 | X | WAT
Conventional Hydroelectric.WAT | hydro | TRUE | 16868 | City of Seattle - (WA) | 6433 | Boundary | WA | Pend Oreille | 52 | Conventional Hydroelectric | HY |  | S | 161.5 | 0.95 | 161.5 | 161.5 | 0 | N |  |  | N | Electric Utility | 1 | X | WAT
Conventional Hydroelectric.WAT | hydro | TRUE | 16868 | City of Seattle - (WA) | 6433 | Boundary | WA | Pend Oreille | 53 | Conventional Hydroelectric | HY |  | S | 158.4 | 0.95 | 158.4 | 158.4 | 0 | N |  |  | N | Electric Utility | 1 | X | WAT
Conventional Hydroelectric.WAT | hydro | TRUE | 16868 | City of Seattle - (WA) | 6433 | Boundary | WA | Pend Oreille | 54 | Conventional Hydroelectric | HY |  | S | 161.5 | 0.95 | 161.5 | 161.5 | 0 | N |  |  | N | Electric Utility | 1 | X | WAT
Conventional Hydroelectric.WAT | hydro | TRUE | 16868 | City of Seattle - (WA) | 6433 | Boundary | WA | Pend Oreille | 55 | Conventional Hydroelectric | HY |  | S | 239.4 | 0.95 | 232 | 232 | 0 | N |  |  | N | Electric Utility | 1 | X | WAT
Conventional Hydroelectric.WAT | hydro | TRUE | 16868 | City of Seattle - (WA) | 6433 | Boundary | WA | Pend Oreille | 56 | Conventional Hydroelectric | HY |  | S | 239.4 | 0.95 | 232 | 232 | 0 | N |  |  | N | Electric Utility | 1 | X | WAT
Conventional Hydroelectric.WAT | hydro | TRUE | 5416 | Duke Energy Carolinas, LLC | 6438 | Queens Creek | NC | Macon | 1 | Conventional Hydroelectric | HY |  | S | 1.4 | 0.8 | 1.4 | 1.4 | 1.4 | N |  |  | N | Electric Utility | 1 | X | WAT
Conventional Hydroelectric.WAT | hydro | TRUE | 18642 | Tennessee Valley Authority | 6440 | Wilson Dam | AL | Lauderdale | 1 | Conventional Hydroelectric | HY |  | S | 23 | 0.8 | 22 | 21.8 | 21 | N |  |  | N | Electric Utility | 1 | X | WAT
Conventional Hydroelectric.WAT | hydro | TRUE | 18642 | Tennessee Valley Authority | 6440 | Wilson Dam | AL | Lauderdale | 10 | Conventional Hydroelectric | HY |  | S | 29.2 | 0.9 | 29.5 | 29.2 | 18 | N |  |  | N | Electric Utility | 1 | X | WAT
Conventional Hydroelectric.WAT | hydro | TRUE | 18642 | Tennessee Valley Authority | 6440 | Wilson Dam | AL | Lauderdale | 11 | Conventional Hydroelectric | HY |  | S | 29.2 | 0.9 | 29.2 | 29 | 18 | N |  |  | N | Electric Utility | 1 | X | WAT
Conventional Hydroelectric.WAT | hydro | TRUE | 18642 | Tennessee Valley Authority | 6440 | Wilson Dam | AL | Lauderdale | 12 | Conventional Hydroelectric | HY |  | S | 29.2 | 0.9 | 29.2 | 29 | 22 | N |  |  | N | Electric Utility | 1 | X | WAT
Conventional Hydroelectric.WAT | hydro | TRUE | 18642 | Tennessee Valley Authority | 6440 | Wilson Dam | AL | Lauderdale | 13 | Conventional Hydroelectric | HY |  | S | 29.2 | 0.9 | 29.4 | 29.1 | 18 | N |  |  | N | Electric Utility | 1 | X | WAT
Conventional Hydroelectric.WAT | hydro | TRUE | 18642 | Tennessee Valley Authority | 6440 | Wilson Dam | AL | Lauderdale | 14 | Conventional Hydroelectric | HY |  | S | 25.2 | 0.9 | 29.4 | 29.1 | 22 | N |  |  | N | Electric Utility | 1 | X | WAT
Conventional Hydroelectric.WAT | hydro | TRUE | 18642 | Tennessee Valley Authority | 6440 | Wilson Dam | AL | Lauderdale | 15 | Conventional Hydroelectric | HY |  | S | 29.2 | 0.9 | 29.2 | 29 | 18 | N |  |  | N | Electric Utility | 1 | X | WAT
Conventional Hydroelectric.WAT | hydro | TRUE | 18642 | Tennessee Valley Authority | 6440 | Wilson Dam | AL | Lauderdale | 16 | Conventional Hydroelectric | HY |  | S | 29.2 | 0.9 | 29.2 | 29 | 18 | N |  |  | N | Electric Utility | 1 | X | WAT
Conventional Hydroelectric.WAT | hydro | TRUE | 18642 | Tennessee Valley Authority | 6440 | Wilson Dam | AL | Lauderdale | 17 | Conventional Hydroelectric | HY |  | S | 29.2 | 0.9 | 29 | 28.8 | 18 | N |  |  | N | Electric Utility | 1 | X | WAT
Conventional Hydroelectric.WAT | hydro | TRUE | 18642 | Tennessee Valley Authority | 6440 | Wilson Dam | AL | Lauderdale | 18 | Conventional Hydroelectric | HY |  | S | 25.2 | 0.9 | 29 | 28.7 | 18 | N |  |  | N | Electric Utility | 1 | X | WAT
Conventional Hydroelectric.WAT | hydro | TRUE | 18642 | Tennessee Valley Authority | 6440 | Wilson Dam | AL | Lauderdale | 19 | Conventional Hydroelectric | HY |  | S | 54 | 0.9 | 55 | 54.9 | 50 | N |  |  | N | Electric Utility | 1 | X | WAT
Conventional Hydroelectric.WAT | hydro | TRUE | 18642 | Tennessee Valley Authority | 6440 | Wilson Dam | AL | Lauderdale | 2 | Conventional Hydroelectric | HY |  | S | 23 | 0.8 | 22.3 | 22.1 | 21 | N |  |  | N | Electric Utility | 1 | X | WAT
Conventional Hydroelectric.WAT | hydro | TRUE | 18642 | Tennessee Valley Authority | 6440 | Wilson Dam | AL | Lauderdale | 20 | Conventional Hydroelectric | HY |  | S | 54 | 0.9 | 55 | 55 | 50 | N |  |  | N | Electric Utility | 1 | X | WAT
Conventional Hydroelectric.WAT | hydro | TRUE | 18642 | Tennessee Valley Authority | 6440 | Wilson Dam | AL | Lauderdale | 21 | Conventional Hydroelectric | HY |  | S | 54 | 0.9 | 55 | 55 | 51.2 | N |  |  | N | Electric Utility | 1 | X | WAT
Conventional Hydroelectric.WAT | hydro | TRUE | 18642 | Tennessee Valley Authority | 6440 | Wilson Dam | AL | Lauderdale | 3 | Conventional Hydroelectric | HY |  | S | 23 | 0.8 | 23 | 22.7 | 21 | N |  |  | N | Electric Utility | 1 | X | WAT
Conventional Hydroelectric.WAT | hydro | TRUE | 18642 | Tennessee Valley Authority | 6440 | Wilson Dam | AL | Lauderdale | 4 | Conventional Hydroelectric | HY |  | S | 23 | 0.8 | 22 | 21.8 | 21 | N |  |  | N | Electric Utility | 1 | X | WAT
Conventional Hydroelectric.WAT | hydro | TRUE | 18642 | Tennessee Valley Authority | 6440 | Wilson Dam | AL | Lauderdale | 5 | Conventional Hydroelectric | HY |  | S | 36 | 0.9 | 30.3 | 30 | 20 | N |  |  | N | Electric Utility | 1 | X | WAT
Conventional Hydroelectric.WAT | hydro | TRUE | 18642 | Tennessee Valley Authority | 6440 | Wilson Dam | AL | Lauderdale | 6 | Conventional Hydroelectric | HY |  | S | 30.9 | 0.9 | 30.4 | 30.1 | 20 | N |  |  | N | Electric Utility | 1 | X | WAT
Conventional Hydroelectric.WAT | hydro | TRUE | 18642 | Tennessee Valley Authority | 6440 | Wilson Dam | AL | Lauderdale | 7 | Conventional Hydroelectric | HY |  | S | 30.9 | 0.9 | 29.1 | 28.8 | 20 | N |  |  | N | Electric Utility | 1 | X | WAT
Conventional Hydroelectric.WAT | hydro | TRUE | 18642 | Tennessee Valley Authority | 6440 | Wilson Dam | AL | Lauderdale | 8 | Conventional Hydroelectric | HY |  | S | 30.9 | 0.9 | 30.7 | 30.4 | 20 | N |  |  | N | Electric Utility | 1 | X | WAT
Conventional Hydroelectric.WAT | hydro | TRUE | 18642 | Tennessee Valley Authority | 6440 | Wilson Dam | AL | Lauderdale | 9 | Conventional Hydroelectric | HY |  | S | 29.2 | 0.9 | 29.6 | 29.3 | 18 | N |  |  | N | Electric Utility | 1 | X | WAT
Conventional Hydroelectric.WAT | hydro | TRUE | 14534 | City of Pasadena - (CA) | 6449 | Azusa | CA | Los Angeles | 1 | Conventional Hydroelectric | HY |  | S | 3 | 0.85 | 2 | 2 | 2 | N |  |  | N | Electric Utility | 1 | X | WAT
Conventional Hydroelectric.WAT | hydro | TRUE | 7601 | Green Mountain Power Corp | 6450 | Proctor | VT | Rutland | 1 | Conventional Hydroelectric | HY |  | S | 1.6 | 0.8 | 1.6 | 1.6 | 0.2 | N |  |  | N | Electric Utility | 1 | X | WAT
Conventional Hydroelectric.WAT | hydro | TRUE | 7601 | Green Mountain Power Corp | 6450 | Proctor | VT | Rutland | 2 | Conventional Hydroelectric | HY |  | S | 0.8 | 0.8 | 0.7 | 0.7 | 0.2 | N |  |  | N | Electric Utility | 1 | X | WAT
Conventional Hydroelectric.WAT | hydro | TRUE | 7601 | Green Mountain Power Corp | 6450 | Proctor | VT | Rutland | 3 | Conventional Hydroelectric | HY |  | S | 0.8 | 0.8 | 0.7 | 0.7 | 0.2 | N |  |  | N | Electric Utility | 1 | X | WAT
Conventional Hydroelectric.WAT | hydro | TRUE | 7601 | Green Mountain Power Corp | 6450 | Proctor | VT | Rutland | 4 | Conventional Hydroelectric | HY |  | S | 0.8 | 0.8 | 0.7 | 0.7 | 0.2 | N |  |  | N | Electric Utility | 1 | X | WAT
Conventional Hydroelectric.WAT | hydro | TRUE | 7601 | Green Mountain Power Corp | 6450 | Proctor | VT | Rutland | 5 | Conventional Hydroelectric | HY |  | S | 2.9 | 0.8 | 2.8 | 2.9 | 0.2 | N |  |  | N | Electric Utility | 1 | X | WAT
Conventional Hydroelectric.WAT | hydro | TRUE | 7601 | Green Mountain Power Corp | 6451 | Beldens | VT | Addison | 1 | Conventional Hydroelectric | HY |  | S | 0.8 | 0.8 | 0.6 | 0.8 | 0.2 | N |  |  | N | Electric Utility | 1 | X | WAT
Conventional Hydroelectric.WAT | hydro | TRUE | 7601 | Green Mountain Power Corp | 6451 | Beldens | VT | Addison | 2 | Conventional Hydroelectric | HY |  | S | 0.8 | 0.8 | 0.6 | 0.8 | 0.2 | N |  |  | N | Electric Utility | 1 | X | WAT
Conventional Hydroelectric.WAT | hydro | TRUE | 7601 | Green Mountain Power Corp | 6451 | Beldens | VT | Addison | HC3 | Conventional Hydroelectric | HY |  | S | 4.1 | 0.8 | 3.2 | 4.1 | 0.2 | N |  |  | N | Electric Utility | 1 | X | WAT
Conventional Hydroelectric.WAT | hydro | TRUE | 7601 | Green Mountain Power Corp | 6456 | Carver Falls | NY | Washington | 1 | Conventional Hydroelectric | HY |  | S | 1.3 | 0.8 | 1.3 | 1.3 | 0.2 | N |  |  | N | Electric Utility | 1 | X | WAT
Conventional Hydroelectric.WAT | hydro | TRUE | 7601 | Green Mountain Power Corp | 6456 | Carver Falls | NY | Washington | 2 | Conventional Hydroelectric | HY |  | S | 0.6 | 0.8 | 0.6 | 0.6 | 0.2 | N |  |  | N | Electric Utility | 1 | X | WAT
Conventional Hydroelectric.WAT | hydro | TRUE | 14354 | PacifiCorp | 6459 | Big Fork | MT | Flathead | 1 | Conventional Hydroelectric | HY |  | S | 1.7 | 0.8 | 1.9 | 1.9 | 0 | N |  |  | N | Electric Utility | 1 | X | WAT
Conventional Hydroelectric.WAT | hydro | TRUE | 14354 | PacifiCorp | 6459 | Big Fork | MT | Flathead | 2 | Conventional Hydroelectric | HY |  | S | 1.7 | 0.8 | 1.9 | 1.9 | 0 | N |  |  | N | Electric Utility | 1 | X | WAT
Conventional Hydroelectric.WAT | hydro | TRUE | 14354 | PacifiCorp | 6459 | Big Fork | MT | Flathead | 3 | Conventional Hydroelectric | HY |  | S | 0.7 | 0.8 | 0.8 | 0.8 | 0 | N |  |  | N | Electric Utility | 1 | X | WAT
Nuclear.NUC | nuclear | TRUE | 11241 | Entergy Louisiana LLC | 6462 | River Bend | LA | West Feliciana | 1 | Nuclear | ST |  | S | 1035.9 | 0.9 | 967.5 | 967 | 103.6 | N |  |  | N | Electric Utility | 1 | X | NUC
Petroleum Liquids.DFO | petroleum | TRUE | 554 | City of Ames - (IA) | 6463 | Ames GT | IA | Story | GT1 | Petroleum Liquids | GT |  | S | 21.3 | 0.85 | 16.1 | 23.9 | 1 | N |  |  | N | Electric Utility | 1 | X | DFO
Petroleum Liquids.DFO | petroleum | TRUE | 554 | City of Ames - (IA) | 6463 | Ames GT | IA | Story | GT2 | Petroleum Liquids | GT |  | S | 57.4 | 0.85 | 22.2 |  | 15 | N |  |  | N | Electric Utility | 1 | X | DFO
Conventional Steam Coal.LIG | lignite | TRUE | 1307 | Basin Electric Power Coop | 6469 | Antelope Valley | ND | Mercer | 1 | Conventional Steam Coal | ST |  | S | 477 | 0.9 | 450 | 450 | 200 | N |  |  | N | Electric Utility | 1 | X | LIG
Conventional Steam Coal.LIG | lignite | TRUE | 1307 | Basin Electric Power Coop | 6469 | Antelope Valley | ND | Mercer | 2 | Conventional Steam Coal | ST |  | S | 477 | 0.9 | 450 | 450 | 200 | N |  |  | N | Electric Utility | 1 | X | LIG
Petroleum Liquids.DFO | petroleum | TRUE | 10071 | Kauai Island Utility Cooperative | 6474 | Port Allen (HI) | HI | Kauai | 3 | Petroleum Liquids | IC |  | S | 2.7 | 0.8 | 2.5 | 2.5 | 0.5 | N |  |  | N | Electric Utility | 1 | X | DFO | OBL
Petroleum Liquids.DFO | petroleum | TRUE | 10071 | Kauai Island Utility Cooperative | 6474 | Port Allen (HI) | HI | Kauai | 4 | Petroleum Liquids | IC |  | S | 2.7 | 0.8 | 1.2 | 1.2 | 0.5 | N |  |  | N | Electric Utility | 1 | X | DFO | OBL
Petroleum Liquids.DFO | petroleum | TRUE | 10071 | Kauai Island Utility Cooperative | 6474 | Port Allen (HI) | HI | Kauai | 5 | Petroleum Liquids | IC |  | S | 2.7 | 0.8 | 2.5 | 2.5 | 0.5 | N |  |  | N | Electric Utility | 1 | X | DFO | OBL
Petroleum Liquids.DFO | petroleum | TRUE | 10071 | Kauai Island Utility Cooperative | 6474 | Port Allen (HI) | HI | Kauai | 8 | Petroleum Liquids | IC |  | S | 8.6 | 0.8 | 7.6 | 7.6 | 1 | N |  |  | N | Electric Utility | 1 | X | DFO | WO | OBL
Petroleum Liquids.DFO | petroleum | TRUE | 10071 | Kauai Island Utility Cooperative | 6474 | Port Allen (HI) | HI | Kauai | 9 | Petroleum Liquids | IC |  | S | 8.6 | 0.8 | 7.6 | 7.6 | 1 | N |  |  | N | Electric Utility | 1 | X | DFO | WO | OBL
Petroleum Liquids.DFO | petroleum | TRUE | 10071 | Kauai Island Utility Cooperative | 6474 | Port Allen (HI) | HI | Kauai | D6 | Petroleum Liquids | IC |  | S | 8.6 | 0.8 | 7.6 | 7.6 | 1 | N |  |  | N | Electric Utility | 1 | X | DFO | WO | OBL
Petroleum Liquids.DFO | petroleum | TRUE | 10071 | Kauai Island Utility Cooperative | 6474 | Port Allen (HI) | HI | Kauai | D7 | Petroleum Liquids | IC |  | S | 8.6 | 0.8 | 7.6 | 7.6 | 1 | N |  |  | N | Electric Utility | 1 | X | DFO | WO | OBL
Petroleum Liquids.DFO | petroleum | TRUE | 10071 | Kauai Island Utility Cooperative | 6474 | Port Allen (HI) | HI | Kauai | GT1 | Petroleum Liquids | GT | CC1 | S | 19.2 | 0.8 | 19 | 19 | 1 | N |  |  | N | Electric Utility | 1 | X | DFO | OBL
Petroleum Liquids.DFO | petroleum | TRUE | 10071 | Kauai Island Utility Cooperative | 6474 | Port Allen (HI) | HI | Kauai | GT2 | Petroleum Liquids | GT | CC1 | S | 23.8 | 0.85 | 21.5 | 21.5 | 1 | N |  |  | N | Electric Utility | 1 | X | DFO | OBL
Petroleum Liquids.DFO | petroleum | TRUE | 10071 | Kauai Island Utility Cooperative | 6474 | Port Allen (HI) | HI | Kauai | IC1 | Petroleum Liquids | IC |  | S | 2 | 0.8 | 1.5 | 1.5 | 0.5 | N |  |  | N | Electric Utility | 1 | X | DFO | OBL
Petroleum Liquids.DFO | petroleum | TRUE | 10071 | Kauai Island Utility Cooperative | 6474 | Port Allen (HI) | HI | Kauai | IC2 | Petroleum Liquids | IC |  | S | 2 | 0.8 | 1.5 | 1.5 | 0.5 | N |  |  | N | Electric Utility | 1 | X | DFO | OBL
Conventional Hydroelectric.WAT | hydro | TRUE | 7601 | Green Mountain Power Corp | 6475 | Gorge 18 | VT | Chittenden | 1 | Conventional Hydroelectric | HY |  | S | 3 | 0.8 | 3 | 3 | 0.3 | N |  |  | N | Electric Utility | 1 | X | WAT
Conventional Hydroelectric.WAT | hydro | TRUE | 11208 | Los Angeles Department of Water & Power | 6479 | San Francisquito 1 | CA | Los Angeles | 1A | Conventional Hydroelectric | HY |  | S | 22.5 | 0.9 | 27 | 27 | 0.1 | N |  |  | N | Electric Utility | 1 | X | WAT
Conventional Hydroelectric.WAT | hydro | TRUE | 11208 | Los Angeles Department of Water & Power | 6479 | San Francisquito 1 | CA | Los Angeles | 3 | Conventional Hydroelectric | HY |  | S | 9.9 | 0.8 | 11 | 11 | 0.1 | N |  |  | N | Electric Utility | 1 | X | WAT
Conventional Hydroelectric.WAT | hydro | TRUE | 11208 | Los Angeles Department of Water & Power | 6479 | San Francisquito 1 | CA | Los Angeles | 4 | Conventional Hydroelectric | HY |  | S | 10.6 | 0.85 | 12 | 12 | 0.1 | N |  |  | N | Electric Utility | 1 | X | WAT
Conventional Hydroelectric.WAT | hydro | TRUE | 11208 | Los Angeles Department of Water & Power | 6479 | San Francisquito 1 | CA | Los Angeles | 6 | Conventional Hydroelectric | HY |  | S | 22.5 | 0.9 | 27 | 27 | 0.1 | N |  |  | N | Electric Utility | 1 | X | WAT
Conventional Hydroelectric.WAT | hydro | TRUE | 11208 | Los Angeles Department of Water & Power | 6480 | San Francisquito 2 | CA | Los Angeles | 1 | Conventional Hydroelectric | HY |  | S | 14 | 0.8 | 14.5 | 14.5 | 0.1 | N |  |  | N | Electric Utility | 1 | X | WAT
Conventional Hydroelectric.WAT | hydro | TRUE | 11208 | Los Angeles Department of Water & Power | 6480 | San Francisquito 2 | CA | Los Angeles | 2 | Conventional Hydroelectric | HY |  | S | 14 | 0.8 | 14.4 | 14.4 | 0.1 | N |  |  | N | Electric Utility | 1 | X | WAT
Conventional Hydroelectric.WAT | hydro | TRUE | 11208 | Los Angeles Department of Water & Power | 6480 | San Francisquito 2 | CA | Los Angeles | 3 | Conventional Hydroelectric | HY |  | S | 18 | 0.9 | 16 | 16 | 0.1 | N |  |  | N | Electric Utility | 1 | X | WAT
Conventional Steam Coal.BIT | hard coal | TRUE | 11208 | Los Angeles Department of Water & Power | 6481 | Intermountain Power Project | UT | Millard | 1 | Conventional Steam Coal | ST |  | W | 820 | 0.9 | 900 | 900 | 270 | N | 7 | 2025 | N | Electric Utility | 1 | X | BIT | SUB
Conventional Steam Coal.BIT | hard coal | TRUE | 11208 | Los Angeles Department of Water & Power | 6481 | Intermountain Power Project | UT | Millard | 2 | Conventional Steam Coal | ST |  | W | 820 | 0.9 | 900 | 900 | 270 | N | 7 | 2025 | N | Electric Utility | 1 | X | BIT | SUB
Conventional Hydroelectric.WAT | hydro | TRUE | 61122 | Great River Hydro, LLC | 6483 | Mcindoes | VT | Caledonia | GEN1 | Conventional Hydroelectric | HY |  | S | 2.6 | 0.8 | 2.3 | 2.4 | 2.3 | N |  |  | N | IPP Non-CHP | 2 | X | WAT
Conventional Hydroelectric.WAT | hydro | TRUE | 61122 | Great River Hydro, LLC | 6483 | Mcindoes | VT | Caledonia | GEN2 | Conventional Hydroelectric | HY |  | S | 2.6 | 0.8 | 2.3 | 2.4 | 2.3 | N |  |  | N | IPP Non-CHP | 2 | X | WAT
Conventional Hydroelectric.WAT | hydro | TRUE | 61122 | Great River Hydro, LLC | 6483 | Mcindoes | VT | Caledonia | GEN3 | Conventional Hydroelectric | HY |  | S | 2.6 | 0.8 | 2.8 | 3 | 2.5 | N |  |  | N | IPP Non-CHP | 2 | X | WAT
Conventional Hydroelectric.WAT | hydro | TRUE | 61122 | Great River Hydro, LLC | 6483 | Mcindoes | VT | Caledonia | GEN4 | Conventional Hydroelectric | HY |  | S | 2.6 | 0.8 | 2.8 | 3 | 2.5 | N |  |  | N | IPP Non-CHP | 2 | X | WAT
Conventional Hydroelectric.WAT | hydro | TRUE | 14354 | PacifiCorp | 6484 | Bend | OR | Deschutes | 1 | Conventional Hydroelectric | HY |  | S | 0.2 | 0.8 | 0.2 | 0.2 | 0 | N |  |  | N | Electric Utility | 1 | X | WAT
Conventional Hydroelectric.WAT | hydro | TRUE | 14354 | PacifiCorp | 6484 | Bend | OR | Deschutes | 2 | Conventional Hydroelectric | HY |  | S | 0.3 | 1 | 0.3 | 0.3 | 0 | N |  |  | N | Electric Utility | 1 | X | WAT
Conventional Hydroelectric.WAT | hydro | TRUE | 14354 | PacifiCorp | 6484 | Bend | OR | Deschutes | 3 | Conventional Hydroelectric | HY |  | S | 0.6 | 1 | 0.5 | 0.5 | 0 | N |  |  | N | Electric Utility | 1 | X | WAT
Conventional Hydroelectric.WAT | hydro | TRUE | 13511 | New York State Elec & Gas Corp | 6486 | Mill C | NY | Clinton | 1 | Conventional Hydroelectric | HY |  | S | 1 | 0.8 | 1 | 1 | 0 | N |  |  | N | Electric Utility | 1 | X | WAT
Conventional Hydroelectric.WAT | hydro | TRUE | 13511 | New York State Elec & Gas Corp | 6486 | Mill C | NY | Clinton | 2 | Conventional Hydroelectric | HY |  | S | 1.2 | 0.8 | 1.2 | 1.2 | 0 | N |  |  | N | Electric Utility | 1 | X | WAT
Conventional Hydroelectric.WAT | hydro | TRUE | 13511 | New York State Elec & Gas Corp | 6486 | Mill C | NY | Clinton | 3 | Conventional Hydroelectric | HY |  | S | 3.8 | 0.95 | 3.8 | 3.8 | 0 | N |  |  | N | Electric Utility | 1 | X | WAT
Petroleum Liquids.DFO | petroleum | TRUE | 11843 | Maui Electric Co Ltd | 6504 | Maalaea | HI | Maui | 1 | Petroleum Liquids | IC |  | S | 2.6 | 0.8 | 2.5 | 2.5 | 2.5 | N |  |  | N | Electric Utility | 1 | X | DFO
Petroleum Liquids.DFO | petroleum | TRUE | 11843 | Maui Electric Co Ltd | 6504 | Maalaea | HI | Maui | 10 | Petroleum Liquids | IC |  | S | 12.5 | 0.8 | 12.3 | 12.3 | 8 | N |  |  | N | Electric Utility | 1 | X | DFO
Petroleum Liquids.DFO | petroleum | TRUE | 11843 | Maui Electric Co Ltd | 6504 | Maalaea | HI | Maui | 11 | Petroleum Liquids | IC |  | S | 12.5 | 0.8 | 12.3 | 12.3 | 8 | N |  |  | N | Electric Utility | 1 | X | DFO
Petroleum Liquids.DFO | petroleum | TRUE | 11843 | Maui Electric Co Ltd | 6504 | Maalaea | HI | Maui | 12 | Petroleum Liquids | IC |  | S | 12.5 | 0.8 | 12.3 | 12.3 | 8 | N |  |  | N | Electric Utility | 1 | X | DFO
Petroleum Liquids.DFO | petroleum | TRUE | 11843 | Maui Electric Co Ltd | 6504 | Maalaea | HI | Maui | 13 | Petroleum Liquids | IC |  | S | 12.5 | 0.8 | 12.3 | 12.3 | 8 | N |  |  | N | Electric Utility | 1 | X | DFO
Petroleum Liquids.DFO | petroleum | TRUE | 11843 | Maui Electric Co Ltd | 6504 | Maalaea | HI | Maui | 14 | Petroleum Liquids | CT | CC1 | S | 23.6 | 0.9 | 21.1 | 21.1 | 8 | N |  |  | N | Electric Utility | 1 | X | DFO
Petroleum Liquids.DFO | petroleum | TRUE | 11843 | Maui Electric Co Ltd | 6504 | Maalaea | HI | Maui | 15 | Petroleum Liquids | CA | CC1 | S | 18 | 0.9 | 12 | 12 | 4 | N |  |  | N | Electric Utility | 1 | X | DFO
Petroleum Liquids.DFO | petroleum | TRUE | 11843 | Maui Electric Co Ltd | 6504 | Maalaea | HI | Maui | 16 | Petroleum Liquids | CT | CC1 | S | 23.6 | 0.9 | 21.1 | 21.1 | 8 | N |  |  | N | Electric Utility | 1 | X | DFO
Petroleum Liquids.DFO | petroleum | TRUE | 11843 | Maui Electric Co Ltd | 6504 | Maalaea | HI | Maui | 17 | Petroleum Liquids | CT | CC2 | S | 25 | 0.8 | 17.6 | 17.6 | 14 | N |  |  | N | Electric Utility | 1 | X | DFO
Petroleum Liquids.DFO | petroleum | TRUE | 11843 | Maui Electric Co Ltd | 6504 | Maalaea | HI | Maui | 18 | Petroleum Liquids | CA | CC2 | S | 18 | 0.8 | 13.8 | 13.8 | 8.5 | N |  |  | N | Electric Utility | 1 | X | DFO
Petroleum Liquids.DFO | petroleum | TRUE | 11843 | Maui Electric Co Ltd | 6504 | Maalaea | HI | Maui | 19 | Petroleum Liquids | CT | CC2 | S | 25 | 0.8 | 17.6 | 17.6 | 14 | N |  |  | N | Electric Utility | 1 | X | DFO
Petroleum Liquids.DFO | petroleum | TRUE | 11843 | Maui Electric Co Ltd | 6504 | Maalaea | HI | Maui | 2 | Petroleum Liquids | IC |  | S | 2.6 | 0.8 | 2.5 | 2.5 | 2.5 | N |  |  | N | Electric Utility | 1 | X | DFO
Petroleum Liquids.DFO | petroleum | TRUE | 11843 | Maui Electric Co Ltd | 6504 | Maalaea | HI | Maui | 3 | Petroleum Liquids | IC |  | S | 2.6 | 0.8 | 2.5 | 2.5 | 2.5 | N |  |  | N | Electric Utility | 1 | X | DFO
Petroleum Liquids.DFO | petroleum | TRUE | 11843 | Maui Electric Co Ltd | 6504 | Maalaea | HI | Maui | 4 | Petroleum Liquids | IC |  | S | 5.6 | 0.8 | 5.5 | 5.5 | 3 | N |  |  | N | Electric Utility | 1 | X | DFO
Petroleum Liquids.DFO | petroleum | TRUE | 11843 | Maui Electric Co Ltd | 6504 | Maalaea | HI | Maui | 5 | Petroleum Liquids | IC |  | S | 5.6 | 0.8 | 5.5 | 5.5 | 3 | N |  |  | N | Electric Utility | 1 | X | DFO
Petroleum Liquids.DFO | petroleum | TRUE | 11843 | Maui Electric Co Ltd | 6504 | Maalaea | HI | Maui | 6 | Petroleum Liquids | IC |  | S | 5.6 | 0.8 | 5.5 | 5.5 | 3 | N |  |  | N | Electric Utility | 1 | X | DFO
Petroleum Liquids.DFO | petroleum | TRUE | 11843 | Maui Electric Co Ltd | 6504 | Maalaea | HI | Maui | 7 | Petroleum Liquids | IC |  | S | 5.6 | 0.8 | 5.5 | 5.5 | 3 | N |  |  | N | Electric Utility | 1 | X | DFO
Petroleum Liquids.DFO | petroleum | TRUE | 11843 | Maui Electric Co Ltd | 6504 | Maalaea | HI | Maui | 8 | Petroleum Liquids | IC |  | S | 5.6 | 0.8 | 5.5 | 5.5 | 3 | N |  |  | N | Electric Utility | 1 | X | DFO
Petroleum Liquids.DFO | petroleum | TRUE | 11843 | Maui Electric Co Ltd | 6504 | Maalaea | HI | Maui | 9 | Petroleum Liquids | IC |  | S | 5.6 | 0.8 | 5.5 | 5.5 | 3 | N |  |  | N | Electric Utility | 1 | X | DFO
Petroleum Liquids.DFO | petroleum | TRUE | 11843 | Maui Electric Co Ltd | 6504 | Maalaea | HI | Maui | X1 | Petroleum Liquids | IC |  | S | 2.6 | 0.8 | 2.5 | 2.5 | 2.5 | N |  |  | N | Electric Utility | 1 | X | DFO
Petroleum Liquids.DFO | petroleum | TRUE | 11843 | Maui Electric Co Ltd | 6504 | Maalaea | HI | Maui | X2 | Petroleum Liquids | IC |  | S | 2.6 | 0.8 | 2.5 | 2.5 | 2.5 | N |  |  | N | Electric Utility | 1 | X | DFO
Conventional Hydroelectric.WAT | hydro | TRUE | 15248 | Portland General Electric Co | 6505 | Oak Grove | OR | Clackamas | 1 | Conventional Hydroelectric | HY |  | S | 25.5 | 0.85 | 22 | 22 | 4 | N |  |  | N | Electric Utility | 1 | X | WAT
Conventional Hydroelectric.WAT | hydro | TRUE | 15248 | Portland General Electric Co | 6505 | Oak Grove | OR | Clackamas | 2 | Conventional Hydroelectric | HY |  | S | 25.5 | 0.85 | 22 | 22 | 4 | N |  |  | N | Electric Utility | 1 | X | WAT
Conventional Hydroelectric.WAT | hydro | TRUE | 1956 | City of Bonners Ferry | 6506 | Moyie Springs | ID | Boundary | 1 | Conventional Hydroelectric | HY |  | S | 1 | 0.8 | 1.1 | 1.1 | 0.7 | N |  |  | N | Electric Utility | 1 | X | WAT
Conventional Hydroelectric.WAT | hydro | TRUE | 1956 | City of Bonners Ferry | 6506 | Moyie Springs | ID | Boundary | 2 | Conventional Hydroelectric | HY |  | S | 0.4 | 0.8 | 0.4 | 0.4 | 0.3 | N |  |  | N | Electric Utility | 1 | X | WAT
Conventional Hydroelectric.WAT | hydro | TRUE | 1956 | City of Bonners Ferry | 6506 | Moyie Springs | ID | Boundary | 3 | Conventional Hydroelectric | HY |  | S | 1 | 0.8 | 1.1 | 1.1 | 0.7 | N |  |  | N | Electric Utility | 1 | X | WAT
Conventional Hydroelectric.WAT | hydro | TRUE | 1956 | City of Bonners Ferry | 6506 | Moyie Springs | ID | Boundary | 4 | Conventional Hydroelectric | HY |  | S | 1.5 | 0.8 | 1.7 | 1.7 | 1.2 | N |  |  | N | Electric Utility | 1 | X | WAT
Conventional Hydroelectric.WAT | hydro | TRUE | 56621 | Yakama Power | 6507 | Drop 2 (WA) | WA | Yakima | 1 | Conventional Hydroelectric | HY |  | S | 2.5 | 0.9 | 2.1 | 2.1 | 0.8 | N |  |  | N | Electric Utility | 1 | X | WAT
Conventional Hydroelectric.WAT | hydro | TRUE | 56621 | Yakama Power | 6508 | Drop 3 (WA) | WA | Yakima | 1 | Conventional Hydroelectric | HY |  | S | 0.8 | 0.8 | 0.5 | 0.5 | 0.2 | N |  |  | N | Electric Utility | 1 | X | WAT
Conventional Hydroelectric.WAT | hydro | TRUE | 56621 | Yakama Power | 6508 | Drop 3 (WA) | WA | Yakima | 2 | Conventional Hydroelectric | HY |  | S | 0.8 | 0.8 | 0.5 | 0.5 | 0.2 | N |  |  | N | Electric Utility | 1 | X | WAT
Petroleum Liquids.DFO | petroleum | TRUE | 17166 | Sierra Pacific Power Co | 6510 | Brunswick | NV | Carson City | 1 | Petroleum Liquids | IC |  | S | 2 | 0.8 | 2 | 2 | 1.7 | N | 9 | 2028 | N | Electric Utility | 1 | X | DFO
Petroleum Liquids.DFO | petroleum | TRUE | 17166 | Sierra Pacific Power Co | 6510 | Brunswick | NV | Carson City | 2 | Petroleum Liquids | IC |  | S | 2 | 0.8 | 2 | 2 | 1.7 | N | 9 | 2028 | N | Electric Utility | 1 | X | DFO
Petroleum Liquids.DFO | petroleum | TRUE | 17166 | Sierra Pacific Power Co | 6510 | Brunswick | NV | Carson City | 3 | Petroleum Liquids | IC |  | S | 2 | 0.8 | 2 | 2 | 1.7 | N | 9 | 2028 | N | Electric Utility | 1 | X | DFO
Conventional Hydroelectric.WAT | hydro | TRUE | 56369 | Truckee Meadows Water Authority | 6513 | Fleish | NV | Washoe | 1 | Conventional Hydroelectric | HY |  | S | 2 | 0.8 | 2.5 | 2.2 | 0.2 | N |  |  | N | IPP Non-CHP | 2 | X | WAT
Natural Gas Fired Combustion Turbine.NG | natural gas peaker | TRUE | 19728 | UNS Electric, Inc | 6515 | Valencia | AZ | Santa Cruz | GT1 | Natural Gas Fired Combustion Turbine | GT |  | S | 18 | 0.85 | 13.5 | 14.8 | 8 | N |  |  | N | Electric Utility | 1 | X | NG | DFO
Natural Gas Fired Combustion Turbine.NG | natural gas peaker | TRUE | 19728 | UNS Electric, Inc | 6515 | Valencia | AZ | Santa Cruz | GT2 | Natural Gas Fired Combustion Turbine | GT |  | S | 18 | 0.85 | 13.5 | 14.8 | 8 | N |  |  | N | Electric Utility | 1 | X | NG | DFO
Natural Gas Fired Combustion Turbine.NG | natural gas peaker | TRUE | 19728 | UNS Electric, Inc | 6515 | Valencia | AZ | Santa Cruz | GT3 | Natural Gas Fired Combustion Turbine | GT |  | S | 18 | 0.85 | 13.5 | 14.8 | 8 | N |  |  | N | Electric Utility | 1 | X | NG | DFO
Natural Gas Fired Combustion Turbine.NG | natural gas peaker | TRUE | 19728 | UNS Electric, Inc | 6515 | Valencia | AZ | Santa Cruz | GT4 | Natural Gas Fired Combustion Turbine | GT |  | S | 54 | 0.8 | 19.8 | 21.2 | 5 | N |  |  | N | Electric Utility | 1 | X | NG | DFO
Petroleum Liquids.DFO | petroleum | TRUE | 56146 | Black Hills Colorado Electric, LLC | 6516 | Rocky Ford | CO | Otero | IC1A | Petroleum Liquids | IC |  | S | 2 | 0.8 | 2 | 2 | 2 | N |  |  | N | Electric Utility | 1 | X | DFO
Petroleum Liquids.DFO | petroleum | TRUE | 56146 | Black Hills Colorado Electric, LLC | 6516 | Rocky Ford | CO | Otero | IC2 | Petroleum Liquids | IC |  | S | 2 | 0.8 | 2 | 2 | 2 | N |  |  | N | Electric Utility | 1 | X | DFO
Petroleum Liquids.DFO | petroleum | TRUE | 56146 | Black Hills Colorado Electric, LLC | 6516 | Rocky Ford | CO | Otero | IC3 | Petroleum Liquids | IC |  | S | 2 | 0.8 | 2 | 2 | 2 | N |  |  | N | Electric Utility | 1 | X | DFO
Petroleum Liquids.DFO | petroleum | TRUE | 56146 | Black Hills Colorado Electric, LLC | 6516 | Rocky Ford | CO | Otero | IC4 | Petroleum Liquids | IC |  | S | 2 | 0.8 | 2 | 2 | 2 | N |  |  | N | Electric Utility | 1 | X | DFO
Petroleum Liquids.DFO | petroleum | TRUE | 56146 | Black Hills Colorado Electric, LLC | 6516 | Rocky Ford | CO | Otero | IC5 | Petroleum Liquids | IC |  | S | 2 | 0.8 | 2 | 2 | 2 | N |  |  | N | Electric Utility | 1 | X | DFO
Conventional Hydroelectric.WAT | hydro | TRUE | 5416 | Duke Energy Carolinas, LLC | 6517 | Keowee | SC | Pickens | 1 | Conventional Hydroelectric | HY |  | S | 78.8 | 0.9 | 76 | 76 | 76 | N |  |  | N | Electric Utility | 1 | X | WAT
Conventional Hydroelectric.WAT | hydro | TRUE | 5416 | Duke Energy Carolinas, LLC | 6517 | Keowee | SC | Pickens | 2 | Conventional Hydroelectric | HY |  | S | 78.8 | 0.9 | 76 | 76 | 76 | N |  |  | N | Electric Utility | 1 | X | WAT
Petroleum Liquids.DFO | petroleum | TRUE | 57222 | Liberty Utilities (CalPeco Electric) LLC | 6518 | Kings Beach | CA | Placer | KB1 | Petroleum Liquids | IC |  | S | 2.5 | 0.94 | 2 | 2 | 0.6 | N |  |  | N | Electric Utility | 1 | X | DFO
Petroleum Liquids.DFO | petroleum | TRUE | 57222 | Liberty Utilities (CalPeco Electric) LLC | 6518 | Kings Beach | CA | Placer | KB2 | Petroleum Liquids | IC |  | S | 2.5 | 0.94 | 2 | 2 | 0.6 | N |  |  | N | Electric Utility | 1 | X | DFO
Petroleum Liquids.DFO | petroleum | TRUE | 57222 | Liberty Utilities (CalPeco Electric) LLC | 6518 | Kings Beach | CA | Placer | KB3 | Petroleum Liquids | IC |  | S | 2.5 | 0.94 | 2 | 2 | 0.6 | N |  |  | N | Electric Utility | 1 | X | DFO
Petroleum Liquids.DFO | petroleum | TRUE | 57222 | Liberty Utilities (CalPeco Electric) LLC | 6518 | Kings Beach | CA | Placer | KB4 | Petroleum Liquids | IC |  | S | 2.5 | 0.94 | 2 | 2 | 0.6 | N |  |  | N | Electric Utility | 1 | X | DFO
Petroleum Liquids.DFO | petroleum | TRUE | 57222 | Liberty Utilities (CalPeco Electric) LLC | 6518 | Kings Beach | CA | Placer | KB5 | Petroleum Liquids | IC |  | S | 2.5 | 0.94 | 2 | 2 | 0.6 | N |  |  | N | Electric Utility | 1 | X | DFO
Petroleum Liquids.DFO | petroleum | TRUE | 57222 | Liberty Utilities (CalPeco Electric) LLC | 6518 | Kings Beach | CA | Placer | KB6 | Petroleum Liquids | IC |  | S | 2.5 | 0.94 | 2 | 2 | 0.6 | N |  |  | N | Electric Utility | 1 | X | DFO
Conventional Hydroelectric.WAT | hydro | TRUE | 7601 | Green Mountain Power Corp | 6519 | Vergennes 9 | VT | Addison | 1 | Conventional Hydroelectric | HY |  | S | 0.7 | 0.8 | 0.7 | 0.7 | 0.2 | N |  |  | N | Electric Utility | 1 | X | WAT
Conventional Hydroelectric.WAT | hydro | TRUE | 7601 | Green Mountain Power Corp | 6519 | Vergennes 9 | VT | Addison | 2 | Conventional Hydroelectric | HY |  | S | 0.7 | 0.8 | 0.7 | 0.7 | 0.2 | N |  |  | N | Electric Utility | 1 | X | WAT
Conventional Hydroelectric.WAT | hydro | TRUE | 7601 | Green Mountain Power Corp | 6519 | Vergennes 9 | VT | Addison | 4 | Conventional Hydroelectric | HY |  | S | 1 | 0.8 | 1 | 1 | 0.2 | N |  |  | N | Electric Utility | 1 | X | WAT
Conventional Hydroelectric.WAT | hydro | TRUE | 7601 | Green Mountain Power Corp | 6520 | Waterbury 22 | VT | Washington | 1 | Conventional Hydroelectric | HY |  | S | 5.5 | 0.8 | 5 | 5 | 2.5 | N |  |  | N | Electric Utility | 1 | X | WAT
Conventional Hydroelectric.WAT | hydro | TRUE | 40444 | Truckee-Carson Irrigation District | 6521 | Lahontan | NV | Churchill | 1 | Conventional Hydroelectric | HY |  | W | 0.6 | 0.8 | 0.6 | 0.6 | 0.2 | N |  |  | N | IPP Non-CHP | 2 | X | WAT
Conventional Hydroelectric.WAT | hydro | TRUE | 40444 | Truckee-Carson Irrigation District | 6521 | Lahontan | NV | Churchill | 2 | Conventional Hydroelectric | HY |  | W | 0.6 | 0.8 | 0.6 | 0.6 | 0.2 | N |  |  | N | IPP Non-CHP | 2 | X | WAT
Conventional Hydroelectric.WAT | hydro | TRUE | 40444 | Truckee-Carson Irrigation District | 6521 | Lahontan | NV | Churchill | 3 | Conventional Hydroelectric | HY |  | W | 0.6 | 0.8 | 0.6 | 0.6 | 0.2 | N |  |  | N | IPP Non-CHP | 2 | X | WAT
Hydroelectric Pumped Storage.WAT | other | TRUE | 64574 | Yards Creek Energy | 6522 | Yards Creek Energy | NJ | Warren | 1 | Hydroelectric Pumped Storage | PS |  | S | 151 | 0.98 | 140 | 140 | 70 | N |  |  | N | IPP Non-CHP | 2 | X | WAT
Hydroelectric Pumped Storage.WAT | other | TRUE | 64574 | Yards Creek Energy | 6522 | Yards Creek Energy | NJ | Warren | 2 | Hydroelectric Pumped Storage | PS |  | S | 151 | 0.98 | 140 | 140 | 70 | N |  |  | N | IPP Non-CHP | 2 | X | WAT
Hydroelectric Pumped Storage.WAT | other | TRUE | 64574 | Yards Creek Energy | 6522 | Yards Creek Energy | NJ | Warren | 3 | Hydroelectric Pumped Storage | PS |  | S | 151 | 0.98 | 140 | 140 | 70 | N |  |  | N | IPP Non-CHP | 2 | X | WAT
Conventional Hydroelectric.WAT | hydro | TRUE | 13511 | New York State Elec & Gas Corp | 6526 | Rainbow Falls Auscble | NY | Clinton | 1 | Conventional Hydroelectric | HY |  | S | 1.3 | 0.8 | 1.3 | 1.3 | 0 | N |  |  | N | Electric Utility | 1 | X | WAT
Conventional Hydroelectric.WAT | hydro | TRUE | 13511 | New York State Elec & Gas Corp | 6526 | Rainbow Falls Auscble | NY | Clinton | 2 | Conventional Hydroelectric | HY |  | S | 1.3 | 0.8 | 1.3 | 1.3 | 0 | N |  |  | N | Electric Utility | 1 | X | WAT
Conventional Hydroelectric.WAT | hydro | TRUE | 5914 | Erie Boulevard Hydropower LP | 6527 | E J West | NY | Saratoga | 1 | Conventional Hydroelectric | HY |  | S | 11 | 0.8 | 10.2 | 11 | 1 | N |  |  | N | IPP Non-CHP | 2 | X | WAT
Conventional Hydroelectric.WAT | hydro | TRUE | 5914 | Erie Boulevard Hydropower LP | 6527 | E J West | NY | Saratoga | 2 | Conventional Hydroelectric | HY |  | S | 11 | 0.8 | 10.4 | 11.1 | 1 | N |  |  | N | IPP Non-CHP | 2 | X | WAT
Conventional Hydroelectric.WAT | hydro | TRUE | 61122 | Great River Hydro, LLC | 6529 | Searsburg | VT | Bennington | GEN1 | Conventional Hydroelectric | HY |  | S | 4 | 0.8 | 4.5 | 4.6 | 1 | N |  |  | N | IPP Non-CHP | 2 | X | WAT
Conventional Hydroelectric.WAT | hydro | TRUE | 56369 | Truckee Meadows Water Authority | 6531 | Verdi | NV | Washoe | 1 | Conventional Hydroelectric | HY |  | S | 2.4 | 0.8 | 2.4 | 2.4 | 0.2 | N |  |  | N | IPP Non-CHP | 2 | X | WAT
Conventional Hydroelectric.WAT | hydro | TRUE | 56369 | Truckee Meadows Water Authority | 6532 | Washoe | NV | Washoe | 1 | Conventional Hydroelectric | HY |  | S | 1.3 | 0.8 | 0.9 | 0.7 | 0.2 | N |  |  | N | IPP Non-CHP | 2 | X | WAT
Conventional Hydroelectric.WAT | hydro | TRUE | 56369 | Truckee Meadows Water Authority | 6532 | Washoe | NV | Washoe | 2 | Conventional Hydroelectric | HY |  | S | 1.3 | 0.8 | 0.9 | 0.7 | 0.2 | N |  |  | N | IPP Non-CHP | 2 | X | WAT
Conventional Hydroelectric.WAT | hydro | TRUE | 13137 | City of Murray - (UT) | 6537 | Little Cottonwood | UT | Salt Lake | 1 | Conventional Hydroelectric | HY |  | S | 2.4 | 0.99 | 2.4 | 2.4 | 0.1 | N |  |  | N | Electric Utility | 1 | X | WAT
Conventional Hydroelectric.WAT | hydro | TRUE | 13137 | City of Murray - (UT) | 6537 | Little Cottonwood | UT | Salt Lake | 2 | Conventional Hydroelectric | HY |  | S | 2.4 | 0.99 | 2.4 | 2.4 | 0.1 | N |  |  | N | Electric Utility | 1 | X | WAT
Conventional Hydroelectric.WAT | hydro | TRUE | 57280 | Eagle Creek Renewable Energy, LLC | 6543 | Dam No. 4 Hydro Station | WV | Jefferson | 1 | Conventional Hydroelectric | HY |  | W | 0.5 | 1 | 0.5 | 0.5 | 0.2 | N |  |  | N | IPP Non-CHP | 2 | X | WAT
Conventional Hydroelectric.WAT | hydro | TRUE | 57280 | Eagle Creek Renewable Energy, LLC | 6543 | Dam No. 4 Hydro Station | WV | Jefferson | 2 | Conventional Hydroelectric | HY |  | W | 0.5 | 1 | 0.5 | 0.5 | 0.2 | N |  |  | N | IPP Non-CHP | 2 | X | WAT
Conventional Hydroelectric.WAT | hydro | TRUE | 57280 | Eagle Creek Renewable Energy, LLC | 6543 | Dam No. 4 Hydro Station | WV | Jefferson | 3 | Conventional Hydroelectric | HY |  | W | 0.9 | 1 | 0.9 | 0.9 | 0.2 | N |  |  | N | IPP Non-CHP | 2 | X | WAT
Conventional Hydroelectric.WAT | hydro | TRUE | 57280 | Eagle Creek Renewable Energy, LLC | 6544 | Dam No. 5 Hydro Station | WV | Berkeley | 1 | Conventional Hydroelectric | HY |  | W | 0.5 | 1 | 0.5 | 0.5 | 0.2 | N |  |  | N | IPP Non-CHP | 2 | X | WAT
Conventional Hydroelectric.WAT | hydro | TRUE | 57280 | Eagle Creek Renewable Energy, LLC | 6544 | Dam No. 5 Hydro Station | WV | Berkeley | 2 | Conventional Hydroelectric | HY |  | W | 0.5 | 1 | 0.5 | 0.5 | 0.2 | N |  |  | N | IPP Non-CHP | 2 | X | WAT
Conventional Hydroelectric.WAT | hydro | TRUE | 57280 | Eagle Creek Renewable Energy, LLC | 6546 | Millville Hydro Station | WV | Jefferson | 1 | Conventional Hydroelectric | HY |  | W | 0.8 | 1 | 0.6 | 0.8 | 0.2 | N |  |  | N | IPP Non-CHP | 2 | X | WAT
Conventional Hydroelectric.WAT | hydro | TRUE | 57280 | Eagle Creek Renewable Energy, LLC | 6546 | Millville Hydro Station | WV | Jefferson | 2 | Conventional Hydroelectric | HY |  | W | 1 | 1 | 0.8 | 1 | 0.3 | N |  |  | N | IPP Non-CHP | 2 | X | WAT
Conventional Hydroelectric.WAT | hydro | TRUE | 57280 | Eagle Creek Renewable Energy, LLC | 6546 | Millville Hydro Station | WV | Jefferson | 3 | Conventional Hydroelectric | HY |  | W | 1 | 1 | 1 | 1.2 | 0.3 | N |  |  | N | IPP Non-CHP | 2 | X | WAT
Conventional Hydroelectric.WAT | hydro | TRUE | 19400 | USACE Northwestern Division | 6552 | Foster | OR | Linn | 1 | Conventional Hydroelectric | HY |  | S | 10 | 0.95 | 10 | 10 | 10 | N |  |  | N | Electric Utility | 1 | X | WAT
Conventional Hydroelectric.WAT | hydro | TRUE | 19400 | USACE Northwestern Division | 6552 | Foster | OR | Linn | 2 | Conventional Hydroelectric | HY |  | S | 10 | 0.95 | 10 | 10 | 10 | N |  |  | N | Electric Utility | 1 | X | WAT
Petroleum Liquids.DFO | petroleum | TRUE | 20214 | Waverly Municipal Elec Utility | 6554 | Waverly Municipal Electric North Plant | IA | Bremer | 10 | Petroleum Liquids | IC |  | S | 7 | 0.8 | 7 | 7 | 1.5 | N |  |  | N | Electric Utility | 1 | X | DFO
Petroleum Liquids.DFO | petroleum | TRUE | 20214 | Waverly Municipal Elec Utility | 6554 | Waverly Municipal Electric North Plant | IA | Bremer | 17 | Petroleum Liquids | IC |  | S | 1.8 | 0.8 | 1.8 | 1.8 | 0.5 | N |  |  | N | Electric Utility | 1 | X | DFO
Petroleum Liquids.DFO | petroleum | TRUE | 20214 | Waverly Municipal Elec Utility | 6554 | Waverly Municipal Electric North Plant | IA | Bremer | 18 | Petroleum Liquids | IC |  | S | 1.8 | 0.8 | 1.8 | 1.8 | 0.5 | N |  |  | N | Electric Utility | 1 | X | DFO
Petroleum Liquids.DFO | petroleum | TRUE | 20214 | Waverly Municipal Elec Utility | 6554 | Waverly Municipal Electric North Plant | IA | Bremer | 19 | Petroleum Liquids | IC |  | S | 1.8 | 0.8 | 1.8 | 1.8 | 0.5 | N |  |  | N | Electric Utility | 1 | X | DFO
Petroleum Liquids.DFO | petroleum | TRUE | 20214 | Waverly Municipal Elec Utility | 6554 | Waverly Municipal Electric North Plant | IA | Bremer | 20 | Petroleum Liquids | IC |  | S | 1.8 | 0.8 | 1.8 | 1.8 | 0.5 | N |  |  | N | Electric Utility | 1 | X | DFO
Natural Gas Internal Combustion Engine.NG | natural gas peaker | TRUE | 20214 | Waverly Municipal Elec Utility | 6554 | Waverly Municipal Electric North Plant | IA | Bremer | 7 | Natural Gas Internal Combustion Engine | IC |  | S | 3.5 | 0.8 | 3.5 | 3.5 | 1.5 | N |  |  | N | Electric Utility | 1 | X | NG | DFO
Natural Gas Internal Combustion Engine.NG | natural gas peaker | TRUE | 20214 | Waverly Municipal Elec Utility | 6554 | Waverly Municipal Electric North Plant | IA | Bremer | 8 | Natural Gas Internal Combustion Engine | IC |  | S | 3.7 | 0.8 | 3.7 | 3.7 | 1.5 | N |  |  | N | Electric Utility | 1 | X | NG | DFO
Natural Gas Internal Combustion Engine.NG | natural gas peaker | TRUE | 20214 | Waverly Municipal Elec Utility | 6554 | Waverly Municipal Electric North Plant | IA | Bremer | 9 | Natural Gas Internal Combustion Engine | IC |  | S | 3.7 | 0.8 | 3.7 | 3.7 | 1.5 | N |  |  | N | Electric Utility | 1 | X | NG | DFO
Petroleum Liquids.DFO | petroleum | TRUE | 12119 | McGrath Light & Power Co | 6555 | McGrath | AK | Yukon Koyukuk | 11 | Petroleum Liquids | IC |  | S | 0.4 | 0.8 | 0.4 | 0.4 | 0.1 | N |  |  | N | Electric Utility | 1 | X | DFO
Petroleum Liquids.DFO | petroleum | TRUE | 12119 | McGrath Light & Power Co | 6555 | McGrath | AK | Yukon Koyukuk | 12 | Petroleum Liquids | IC |  | S | 0.4 | 0.8 | 0.4 | 0.4 | 0.1 | N |  |  | N | Electric Utility | 1 | X | DFO
Petroleum Liquids.DFO | petroleum | TRUE | 12119 | McGrath Light & Power Co | 6555 | McGrath | AK | Yukon Koyukuk | 13 | Petroleum Liquids | IC |  | S | 0.4 | 0.8 | 0.4 | 0.4 | 0.1 | N |  |  | N | Electric Utility | 1 | X | DFO
Petroleum Liquids.DFO | petroleum | TRUE | 12119 | McGrath Light & Power Co | 6555 | McGrath | AK | Yukon Koyukuk | 14 | Petroleum Liquids | IC |  | S | 0.4 | 0.8 | 0.4 | 0.4 | 0.1 | N |  |  | N | Electric Utility | 1 | X | DFO
Natural Gas Internal Combustion Engine.NG | natural gas peaker | TRUE | 298 | City of Alexandria - (LA) | 6558 | D G Hunter | LA | Rapides | 10 | Natural Gas Internal Combustion Engine | IC |  | S | 9.3 | 0.8 | 8.6 | 8.6 | 3 | N |  |  | N | Electric Utility | 1 | X | NG
Natural Gas Internal Combustion Engine.NG | natural gas peaker | TRUE | 298 | City of Alexandria - (LA) | 6558 | D G Hunter | LA | Rapides | 11 | Natural Gas Internal Combustion Engine | IC |  | S | 9.3 | 0.8 | 8.6 | 8.6 | 3 | N |  |  | N | Electric Utility | 1 | X | NG
Natural Gas Internal Combustion Engine.NG | natural gas peaker | TRUE | 298 | City of Alexandria - (LA) | 6558 | D G Hunter | LA | Rapides | 5 | Natural Gas Internal Combustion Engine | IC |  | S | 9.3 | 0.8 | 8.6 | 8.6 | 3 | N |  |  | N | Electric Utility | 1 | X | NG
Natural Gas Internal Combustion Engine.NG | natural gas peaker | TRUE | 298 | City of Alexandria - (LA) | 6558 | D G Hunter | LA | Rapides | 6 | Natural Gas Internal Combustion Engine | IC |  | S | 9.3 | 0.8 | 8.6 | 8.6 | 3 | N |  |  | N | Electric Utility | 1 | X | NG
Natural Gas Internal Combustion Engine.NG | natural gas peaker | TRUE | 298 | City of Alexandria - (LA) | 6558 | D G Hunter | LA | Rapides | 7 | Natural Gas Internal Combustion Engine | IC |  | S | 9.3 | 0.8 | 8.6 | 8.6 | 3 | N |  |  | N | Electric Utility | 1 | X | NG
Natural Gas Internal Combustion Engine.NG | natural gas peaker | TRUE | 298 | City of Alexandria - (LA) | 6558 | D G Hunter | LA | Rapides | 8 | Natural Gas Internal Combustion Engine | IC |  | S | 9.3 | 0.8 | 8.6 | 8.6 | 3 | N |  |  | N | Electric Utility | 1 | X | NG
Natural Gas Internal Combustion Engine.NG | natural gas peaker | TRUE | 298 | City of Alexandria - (LA) | 6558 | D G Hunter | LA | Rapides | 9 | Natural Gas Internal Combustion Engine | IC |  | S | 9.3 | 0.8 | 8.6 | 8.6 | 3 | N |  |  | N | Electric Utility | 1 | X | NG
Natural Gas Fired Combined Cycle.NG | natural gas combined cycle | TRUE | 3522 | Chugach Electric Assn Inc | 6559 | George M Sullivan Generation Plant 2 | AK | Anchorage | 10 | Natural Gas Fired Combined Cycle | CT | CC2 | S | 60.4 | 0.85 | 50 | 50 | 5 | N |  |  | N | Electric Utility | 1 | X | NG
Natural Gas Fired Combined Cycle.NG | natural gas combined cycle | TRUE | 3522 | Chugach Electric Assn Inc | 6559 | George M Sullivan Generation Plant 2 | AK | Anchorage | 11 | Natural Gas Fired Combined Cycle | CA | CC2 | S | 30.9 | 0.85 | 29 | 29 | 3 | N |  |  | N | Electric Utility | 1 | X | NG
Natural Gas Fired Combustion Turbine.NG | natural gas peaker | TRUE | 3522 | Chugach Electric Assn Inc | 6559 | George M Sullivan Generation Plant 2 | AK | Anchorage | 7 | Natural Gas Fired Combustion Turbine | GT |  | S | 102.6 | 0.9 | 102.6 | 81.8 | 8 | N |  |  | N | Electric Utility | 1 | X | NG | DFO
Natural Gas Fired Combined Cycle.NG | natural gas combined cycle | TRUE | 3522 | Chugach Electric Assn Inc | 6559 | George M Sullivan Generation Plant 2 | AK | Anchorage | 9 | Natural Gas Fired Combined Cycle | CT | CC2 | S | 60.4 | 0.85 | 50 | 50 | 5 | N |  |  | N | Electric Utility | 1 | X | NG
Natural Gas Fired Combustion Turbine.NG | natural gas peaker | TRUE | 3522 | Chugach Electric Assn Inc | 6559 | George M Sullivan Generation Plant 2 | AK | Anchorage | GT8 | Natural Gas Fired Combustion Turbine | GT |  | S | 92.6 | 0.85 | 77.7 | 86.5 | 5 | N |  |  | N | Electric Utility | 1 | X | NG
Conventional Hydroelectric.WAT | hydro | TRUE | 733 | Appalachian Power Co | 6560 | London | WV | Kanawha | 1 | Conventional Hydroelectric | HY |  | S | 4.8 | 0.8 | 4.8 | 4.8 | 1 | N |  |  | N | Electric Utility | 1 | X | WAT
Conventional Hydroelectric.WAT | hydro | TRUE | 733 | Appalachian Power Co | 6560 | London | WV | Kanawha | 2 | Conventional Hydroelectric | HY |  | S | 4.8 | 0.8 | 4.8 | 4.8 | 1 | N |  |  | N | Electric Utility | 1 | X | WAT
Conventional Hydroelectric.WAT | hydro | TRUE | 733 | Appalachian Power Co | 6560 | London | WV | Kanawha | 3 | Conventional Hydroelectric | HY |  | S | 4.8 | 0.8 | 4.8 | 4.8 | 1 | N |  |  | N | Electric Utility | 1 | X | WAT
Conventional Hydroelectric.WAT | hydro | TRUE | 733 | Appalachian Power Co | 6561 | Marmet | WV | Kanawha | 1 | Conventional Hydroelectric | HY |  | S | 4.8 | 0.8 | 4.8 | 4.8 | 1 | N |  |  | N | Electric Utility | 1 | X | WAT
Conventional Hydroelectric.WAT | hydro | TRUE | 733 | Appalachian Power Co | 6561 | Marmet | WV | Kanawha | 2 | Conventional Hydroelectric | HY |  | S | 4.8 | 0.8 | 4.8 | 4.8 | 1 | N |  |  | N | Electric Utility | 1 | X | WAT
Conventional Hydroelectric.WAT | hydro | TRUE | 733 | Appalachian Power Co | 6561 | Marmet | WV | Kanawha | 3 | Conventional Hydroelectric | HY |  | S | 4.8 | 0.8 | 4.8 | 4.8 | 1 | N |  |  | N | Electric Utility | 1 | X | WAT
Conventional Hydroelectric.WAT | hydro | TRUE | 733 | Appalachian Power Co | 6562 | Winfield | WV | Putnam | 1 | Conventional Hydroelectric | HY |  | S | 14.7 | 0.8 | 8.9 | 14.5 | 1 | N |  |  | N | Electric Utility | 1 | X | WAT
Conventional Hydroelectric.WAT | hydro | TRUE | 733 | Appalachian Power Co | 6562 | Winfield | WV | Putnam | 2 | Conventional Hydroelectric | HY |  | S | 4.9 | 0.8 | 4.9 | 4.9 | 1 | N |  |  | N | Electric Utility | 1 | X | WAT
Conventional Hydroelectric.WAT | hydro | TRUE | 733 | Appalachian Power Co | 6562 | Winfield | WV | Putnam | 3 | Conventional Hydroelectric | HY |  | S | 4.9 | 0.8 | 4.9 | 4.9 | 1 | N |  |  | N | Electric Utility | 1 | X | WAT
Petroleum Liquids.DFO | petroleum | TRUE | 924 | Associated Electric Coop, Inc | 6563 | Unionville | MO | Putnam | 1 | Petroleum Liquids | GT |  | S | 26.6 | 0.9 | 22 | 22 | 22 | N |  |  | N | Electric Utility | 1 | X | DFO
Petroleum Liquids.DFO | petroleum | TRUE | 924 | Associated Electric Coop, Inc | 6563 | Unionville | MO | Putnam | 2 | Petroleum Liquids | GT |  | S | 26.6 | 0.9 | 22 | 22 | 22 | N |  |  | N | Electric Utility | 1 | X | DFO
Petroleum Liquids.DFO | petroleum | TRUE | 1615 | Town of Berlin - (MD) | 6565 | Berlin | MD | Worcester | 1A | Petroleum Liquids | IC |  | S | 1.1 | 0.8 | 1.1 | 1.1 | 0.8 | N |  |  | N | Electric Utility | 1 | X | DFO
Petroleum Liquids.DFO | petroleum | TRUE | 1615 | Town of Berlin - (MD) | 6565 | Berlin | MD | Worcester | 5A | Petroleum Liquids | IC |  | S | 2.5 | 0.8 | 2.5 | 2.5 | 1.2 | N |  |  | N | Electric Utility | 1 | X | DFO
Natural Gas Internal Combustion Engine.NG | natural gas peaker | TRUE | 1615 | Town of Berlin - (MD) | 6565 | Berlin | MD | Worcester | 8A | Natural Gas Internal Combustion Engine | IC |  | S | 2 | 1 | 2 | 2 | 1 | N |  |  | N | Electric Utility | 1 | X | NG
Petroleum Liquids.DFO | petroleum | TRUE | 221 | Alaska Village Elec Coop, Inc | 6566 | Bethel | AK | Bethel | 1 | Petroleum Liquids | IC |  | S | 2.1 | 0.85 | 2.1 | 2.1 | 1.4 | N |  |  | N | Electric Utility | 1 | X | DFO
Petroleum Liquids.DFO | petroleum | TRUE | 221 | Alaska Village Elec Coop, Inc | 6566 | Bethel | AK | Bethel | 2 | Petroleum Liquids | IC |  | S | 2.1 | 0.85 | 2.1 | 2.1 | 1.4 | N |  |  | N | Electric Utility | 1 | X | DFO
Petroleum Liquids.DFO | petroleum | TRUE | 221 | Alaska Village Elec Coop, Inc | 6566 | Bethel | AK | Bethel | 3 | Petroleum Liquids | IC |  | S | 2.1 | 0.85 | 2.1 | 2.1 | 1.4 | N |  |  | N | Electric Utility | 1 | X | DFO
Petroleum Liquids.DFO | petroleum | TRUE | 221 | Alaska Village Elec Coop, Inc | 6566 | Bethel | AK | Bethel | 4 | Petroleum Liquids | IC |  | S | 2.1 | 0.85 | 2.1 | 2.1 | 1.4 | N |  |  | N | Electric Utility | 1 | X | DFO
Petroleum Liquids.DFO | petroleum | TRUE | 221 | Alaska Village Elec Coop, Inc | 6566 | Bethel | AK | Bethel | 6 | Petroleum Liquids | IC |  | S | 2.1 | 0.85 | 2.1 | 2.1 | 1.4 | N |  |  | N | Electric Utility | 1 | X | DFO
Petroleum Liquids.DFO | petroleum | TRUE | 221 | Alaska Village Elec Coop, Inc | 6566 | Bethel | AK | Bethel | 7 | Petroleum Liquids | IC |  | S | 2.1 | 0.85 | 2.1 | 2.1 | 1.4 | N |  |  | N | Electric Utility | 1 | X | DFO
Petroleum Liquids.DFO | petroleum | TRUE | 1857 | Block Island Utility District | 6567 | Block Island | RI | Washington | 23 | Petroleum Liquids | IC |  | S | 1.2 | 0.8 | 1.2 | 1.2 | 1.2 | N |  |  | N | Electric Utility | 1 | X | DFO
Petroleum Liquids.DFO | petroleum | TRUE | 1857 | Block Island Utility District | 6567 | Block Island | RI | Washington | 24 | Petroleum Liquids | IC |  | S | 1.6 | 0.8 | 1.6 | 1.6 | 1.6 | N |  |  | N | Electric Utility | 1 | X | DFO
Petroleum Liquids.DFO | petroleum | TRUE | 1857 | Block Island Utility District | 6567 | Block Island | RI | Washington | 25 | Petroleum Liquids | IC |  | S | 1.8 | 0.8 | 1.8 | 1.8 | 1.8 | N |  |  | N | Electric Utility | 1 | X | DFO
Petroleum Liquids.DFO | petroleum | TRUE | 1857 | Block Island Utility District | 6567 | Block Island | RI | Washington | 27 | Petroleum Liquids | IC |  | S | 2.5 | 0.8 | 2.5 | 2.5 | 0.3 | N |  |  | N | Electric Utility | 1 | X | DFO
Petroleum Liquids.DFO | petroleum | TRUE | 9776 | City of Johnson - (KS) | 6579 | Johnson | KS | Stanton | CAT8 | Petroleum Liquids | IC |  | S | 3 | 0.8 | 3 | 3 | 0.5 | N |  |  | N | Electric Utility | 1 | X | DFO
Petroleum Liquids.DFO | petroleum | TRUE | 9776 | City of Johnson - (KS) | 6579 | Johnson | KS | Stanton | CAT9 | Petroleum Liquids | IC |  | S | 3 | 0.8 | 3 | 3 | 0.5 | N |  |  | N | Electric Utility | 1 | X | DFO
Conventional Hydroelectric.WAT | hydro | TRUE | 10210 | Ketchikan Public Utilities | 6580 | Beaver Falls | AK | Ketchikan Gateway | 1 | Conventional Hydroelectric | HY |  | S | 1 | 0.8 | 1 | 1 | 0.3 | N |  |  | N | Electric Utility | 1 | X | WAT
Conventional Hydroelectric.WAT | hydro | TRUE | 10210 | Ketchikan Public Utilities | 6580 | Beaver Falls | AK | Ketchikan Gateway | 3 | Conventional Hydroelectric | HY |  | S | 2.2 | 0.88 | 2.2 | 1.8 | 0.3 | N |  |  | N | Electric Utility | 1 | X | WAT
Conventional Hydroelectric.WAT | hydro | TRUE | 10210 | Ketchikan Public Utilities | 6580 | Beaver Falls | AK | Ketchikan Gateway | 4 | Conventional Hydroelectric | HY |  | S | 2.2 | 0.88 | 2.2 | 1.8 | 0.3 | N |  |  | N | Electric Utility | 1 | X | WAT
Conventional Hydroelectric.WAT | hydro | TRUE | 10210 | Ketchikan Public Utilities | 6581 | Silvis | AK | Ketchikan Gateway | 1 | Conventional Hydroelectric | HY |  | S | 2.1 | 0.84 | 2.1 | 2.1 | 0.1 | N |  |  | N | Electric Utility | 1 | X | WAT
Petroleum Liquids.DFO | petroleum | TRUE | 50079 | Utility Board of Key West City | 6584 | Stock Island | FL | Monroe | EP2 | Petroleum Liquids | IC |  | W | 2.5 | 0.8 | 2.5 | 2.5 | 1 | N |  |  | N | Electric Utility | 1 | X | DFO
Petroleum Liquids.DFO | petroleum | TRUE | 50079 | Utility Board of Key West City | 6584 | Stock Island | FL | Monroe | GT1 | Petroleum Liquids | GT |  | W | 23.4 | 0.9 | 19 | 19 | 5 | N |  |  | N | Electric Utility | 1 | X | DFO
Petroleum Liquids.DFO | petroleum | TRUE | 50079 | Utility Board of Key West City | 6584 | Stock Island | FL | Monroe | GT2 | Petroleum Liquids | GT |  | W | 19.7 | 0.9 | 17 | 17 | 5 | N |  |  | N | Electric Utility | 1 | X | DFO
Petroleum Liquids.DFO | petroleum | TRUE | 50079 | Utility Board of Key West City | 6584 | Stock Island | FL | Monroe | GT3 | Petroleum Liquids | GT |  | W | 19.7 | 0.85 | 17 | 17 | 5 | N |  |  | N | Electric Utility | 1 | X | DFO
Petroleum Liquids.DFO | petroleum | TRUE | 50079 | Utility Board of Key West City | 6584 | Stock Island | FL | Monroe | GT4 | Petroleum Liquids | GT |  | W | 42 | 0.85 | 44 | 44 | 10 | N |  |  | N | Electric Utility | 1 | X | DFO
Petroleum Liquids.DFO | petroleum | TRUE | 50079 | Utility Board of Key West City | 6584 | Stock Island | FL | Monroe | MSD1 | Petroleum Liquids | IC |  | W | 9.6 | 0.8 | 7.5 | 7.5 | 4 | N |  |  | N | Electric Utility | 1 | X | DFO
Petroleum Liquids.DFO | petroleum | TRUE | 50079 | Utility Board of Key West City | 6584 | Stock Island | FL | Monroe | MSD2 | Petroleum Liquids | IC |  | W | 9.6 | 0.8 | 7.5 | 7.5 | 4 | N |  |  | N | Electric Utility | 1 | X | DFO
Petroleum Liquids.DFO | petroleum | TRUE | 11624 | Town of Marblehead - (MA) | 6586 | Wilkins Station | MA | Essex | 1 | Petroleum Liquids | IC |  | S | 2.7 | 0.8 | 2.5 | 2.5 | 2.5 | N |  |  | N | Electric Utility | 1 | X | DFO
Petroleum Liquids.DFO | petroleum | TRUE | 11624 | Town of Marblehead - (MA) | 6586 | Wilkins Station | MA | Essex | 2 | Petroleum Liquids | IC |  | S | 2.7 | 0.8 | 2.5 | 2.5 | 2.5 | N |  |  | N | Electric Utility | 1 | X | DFO
Conventional Hydroelectric.WAT | hydro | TRUE | 55937 | Entergy Texas Inc. | 6595 | Toledo Bend | TX | Newton | 1 | Conventional Hydroelectric | HY |  | J | 40.5 | 0.95 | 40 | 40 | 32 | N |  |  | N | Electric Utility | 1 | X | WAT
Conventional Hydroelectric.WAT | hydro | TRUE | 55937 | Entergy Texas Inc. | 6595 | Toledo Bend | TX | Newton | 2 | Conventional Hydroelectric | HY |  | J | 40.5 | 0.95 | 40 | 40 | 32 | N |  |  | N | Electric Utility | 1 | X | WAT
Conventional Hydroelectric.WAT | hydro | TRUE | 16534 | Sacramento Municipal Util Dist | 6612 | Union Valley | CA | El Dorado | 1 | Conventional Hydroelectric | HY |  | S | 38.6 | 0.95 | 38.6 | 38.6 | 1 | N |  |  | N | Electric Utility | 1 | X | WAT
Conventional Hydroelectric.WAT | hydro | TRUE | 18371 | Village of Swanton - (VT) | 6618 | Highgate Falls | VT | Franklin | 1 | Conventional Hydroelectric | HY |  | S | 1.1 | 0.8 | 1 | 1 | 0.1 | N |  |  | N | Electric Utility | 1 | X | WAT
Conventional Hydroelectric.WAT | hydro | TRUE | 18371 | Village of Swanton - (VT) | 6618 | Highgate Falls | VT | Franklin | 2 | Conventional Hydroelectric | HY |  | S | 1 | 0.8 | 1 | 1 | 0.1 | N |  |  | N | Electric Utility | 1 | X | WAT
Conventional Hydroelectric.WAT | hydro | TRUE | 18371 | Village of Swanton - (VT) | 6618 | Highgate Falls | VT | Franklin | 3 | Conventional Hydroelectric | HY |  | S | 3.2 | 0.8 | 2.9 | 2.9 | 0.1 | N |  |  | N | Electric Utility | 1 | X | WAT
Conventional Hydroelectric.WAT | hydro | TRUE | 18371 | Village of Swanton - (VT) | 6618 | Highgate Falls | VT | Franklin | 4 | Conventional Hydroelectric | HY |  | S | 5.8 | 1 | 4.8 | 4.8 | 0.1 | N |  |  | N | Electric Utility | 1 | X | WAT
Conventional Hydroelectric.WAT | hydro | TRUE | 18371 | Village of Swanton - (VT) | 6618 | Highgate Falls | VT | Franklin | 5 | Conventional Hydroelectric | HY |  | S | 0.5 | 1 | 0.1 | 0.1 | 0.1 | N |  |  | N | Electric Utility | 1 | X | WAT
Petroleum Liquids.DFO | petroleum | TRUE | 30151 | Tri-State G & T Assn, Inc | 6619 | Burlington (CO) | CO | Kit Carson | 1 | Petroleum Liquids | GT |  | S | 64.7 | 0.9 | 50 | 60 | 25 | N |  |  | N | Electric Utility | 1 | X | DFO
Petroleum Liquids.DFO | petroleum | TRUE | 30151 | Tri-State G & T Assn, Inc | 6619 | Burlington (CO) | CO | Kit Carson | 2 | Petroleum Liquids | GT |  | S | 64.7 | 0.9 | 50 | 60 | 25 | N |  |  | N | Electric Utility | 1 | X | DFO
Conventional Hydroelectric.WAT | hydro | TRUE | 19635 | USACE-Omaha | 6623 | Fort Peck | MT | McCone | 1 | Conventional Hydroelectric | HY |  | S | 41.2 | 0.9 | 50 | 50 | 0 | N |  |  | N | Electric Utility | 1 | X | WAT
Conventional Hydroelectric.WAT | hydro | TRUE | 19635 | USACE-Omaha | 6623 | Fort Peck | MT | McCone | 2 | Conventional Hydroelectric | HY |  | S | 17.3 | 0.9 | 20 | 20 | 0 | N |  |  | N | Electric Utility | 1 | X | WAT
Conventional Hydroelectric.WAT | hydro | TRUE | 19635 | USACE-Omaha | 6623 | Fort Peck | MT | McCone | 3 | Conventional Hydroelectric | HY |  | S | 41.2 | 0.9 | 50 | 50 | 0 | N |  |  | N | Electric Utility | 1 | X | WAT
Conventional Hydroelectric.WAT | hydro | TRUE | 19635 | USACE-Omaha | 6623 | Fort Peck | MT | McCone | 4 | Conventional Hydroelectric | HY |  | S | 40 | 0.95 | 49 | 49 | 0 | N |  |  | N | Electric Utility | 1 | X | WAT
Conventional Hydroelectric.WAT | hydro | TRUE | 19635 | USACE-Omaha | 6623 | Fort Peck | MT | McCone | 5 | Conventional Hydroelectric | HY |  | S | 40 | 0.95 | 49 | 49 | 0 | N |  |  | N | Electric Utility | 1 | X | WAT
Conventional Hydroelectric.WAT | hydro | TRUE | 19635 | USACE-Omaha | 6624 | Gavins Point | NE | Cedar | 1 | Conventional Hydroelectric | HY |  | S | 44.1 | 0.95 | 34 | 34 | 0 | N |  |  | N | Electric Utility | 1 | X | WAT
Conventional Hydroelectric.WAT | hydro | TRUE | 19635 | USACE-Omaha | 6624 | Gavins Point | NE | Cedar | 2 | Conventional Hydroelectric | HY |  | S | 44.1 | 0.95 | 34 | 34 | 0 | N |  |  | N | Electric Utility | 1 | X | WAT
Conventional Hydroelectric.WAT | hydro | TRUE | 19635 | USACE-Omaha | 6624 | Gavins Point | NE | Cedar | 3 | Conventional Hydroelectric | HY |  | S | 44.1 | 0.95 | 34 | 34 | 0 | N |  |  | N | Electric Utility | 1 | X | WAT
Natural Gas Fired Combustion Turbine.NG | natural gas peaker | TRUE | 4180 | Connecticut Mun Elec Engy Coop | 6635 | A L Pierce | CT | New Haven | 4 | Natural Gas Fired Combustion Turbine | GT |  | S | 84 | 0.95 | 74.1 | 94.6 | 40 | N |  |  | N | Electric Utility | 1 | X | NG | DFO | LFG
Conventional Hydroelectric.WAT | hydro | TRUE | 57280 | Eagle Creek Renewable Energy, LLC | 6636 | Lake Lynn Hydro Station | PA | Fayette | 1 | Conventional Hydroelectric | HY |  | W | 12.8 | 0.9 | 13 | 13 | 3 | N |  |  | N | IPP Non-CHP | 2 | X | WAT
Conventional Hydroelectric.WAT | hydro | TRUE | 57280 | Eagle Creek Renewable Energy, LLC | 6636 | Lake Lynn Hydro Station | PA | Fayette | 2 | Conventional Hydroelectric | HY |  | W | 12.8 | 0.9 | 13 | 13 | 3 | N |  |  | N | IPP Non-CHP | 2 | X | WAT
Conventional Hydroelectric.WAT | hydro | TRUE | 57280 | Eagle Creek Renewable Energy, LLC | 6636 | Lake Lynn Hydro Station | PA | Fayette | 3 | Conventional Hydroelectric | HY |  | W | 12.8 | 0.9 | 13 | 13 | 3 | N |  |  | N | IPP Non-CHP | 2 | X | WAT
Conventional Hydroelectric.WAT | hydro | TRUE | 57280 | Eagle Creek Renewable Energy, LLC | 6636 | Lake Lynn Hydro Station | PA | Fayette | 4 | Conventional Hydroelectric | HY |  | W | 12.8 | 0.9 | 13 | 13 | 3 | N |  |  | N | IPP Non-CHP | 2 | X | WAT
Petroleum Liquids.DFO | petroleum | TRUE | 221 | Alaska Village Elec Coop, Inc | 6637 | Yakutat | AK | Yakutat | 2B | Petroleum Liquids | IC |  | S | 0.8 | 0.8 | 0.8 | 0.8 | 0 | N |  |  | N | Electric Utility | 1 | X | DFO
Petroleum Liquids.DFO | petroleum | TRUE | 221 | Alaska Village Elec Coop, Inc | 6637 | Yakutat | AK | Yakutat | 3A | Petroleum Liquids | IC |  | S | 0.6 | 0.8 | 0.6 | 0.6 | 0 | N |  |  | N | Electric Utility | 1 | X | DFO
Petroleum Liquids.DFO | petroleum | TRUE | 221 | Alaska Village Elec Coop, Inc | 6637 | Yakutat | AK | Yakutat | 6 | Petroleum Liquids | IC |  | S | 1.2 | 0.8 | 1.2 | 1.2 | 0 | N |  |  | N | Electric Utility | 1 | X | DFO
Petroleum Liquids.DFO | petroleum | TRUE | 221 | Alaska Village Elec Coop, Inc | 6637 | Yakutat | AK | Yakutat | 7 | Petroleum Liquids | IC |  | S | 1.2 | 0.8 | 1.2 | 1.2 | 0 | N |  |  | N | Electric Utility | 1 | X | DFO
Conventional Steam Coal.BIT | hard coal | TRUE | 1692 | Big Rivers Electric Corp | 6639 | R D Green | KY | Webster | 1 | Conventional Steam Coal | ST |  | S | 293 | 0.9 | 231 | 231 | 105 | N |  |  | N | Electric Utility | 1 | X | BIT | NG | PC | DFO
Natural Gas Steam Turbine.NG | natural gas steam turbine | TRUE | 1692 | Big Rivers Electric Corp | 6639 | R D Green | KY | Webster | 2 | Natural Gas Steam Turbine | ST |  | S | 293 | 0.9 | 223 | 223 | 110 | N |  |  | N | Electric Utility | 1 | X | NG | BIT | PC | DFO
Conventional Steam Coal.SUB | hard coal | TRUE | 814 | Entergy Arkansas LLC | 6641 | Independence Steam Electric Station | AR | Independence | 1 | Conventional Steam Coal | ST |  | J | 900 | 0.9 | 820.9 | 836 | 220 | N |  |  | N | Electric Utility | 1 | X | SUB
Conventional Steam Coal.SUB | hard coal | TRUE | 814 | Entergy Arkansas LLC | 6641 | Independence Steam Electric Station | AR | Independence | 2 | Conventional Steam Coal | ST |  | J | 900 | 0.9 | 825.8 | 842 | 220 | N |  |  | N | Electric Utility | 1 | X | SUB
Conventional Hydroelectric.WAT | hydro | TRUE | 12397 | Metropolitan Water District of S CA | 6644 | Lake Mathews | CA | Riverside | 1 | Conventional Hydroelectric | HY |  | S | 4.9 | 0.85 | 4.9 | 4.9 | 2 | N |  |  | N | Electric Utility | 1 | X | WAT
Conventional Hydroelectric.WAT | hydro | TRUE | 12397 | Metropolitan Water District of S CA | 6645 | Foothill Feeder | CA | Los Angeles | 1 | Conventional Hydroelectric | HY | A184 | S | 4.5 | 0.84 | 7.1 | 6.7 | 2 | N |  |  | N | Electric Utility | 1 | X | WAT
Conventional Hydroelectric.WAT | hydro | TRUE | 12397 | Metropolitan Water District of S CA | 6645 | Foothill Feeder | CA | Los Angeles | 2 | Conventional Hydroelectric | HY | A184 | S | 4.5 | 0.84 |  |  | 2 | N |  |  | N | Electric Utility | 1 | X | WAT
Conventional Hydroelectric.WAT | hydro | TRUE | 12397 | Metropolitan Water District of S CA | 6646 | San Dimas | CA | Los Angeles | 1 | Conventional Hydroelectric | HY |  | S | 9.9 | 1 | 9.9 | 9.9 | 1 | N |  |  | N | Electric Utility | 1 | X | WAT
Conventional Hydroelectric.WAT | hydro | TRUE | 12397 | Metropolitan Water District of S CA | 6647 | Yorba Linda | CA | Orange | 1 | Conventional Hydroelectric | HY |  | S | 5.1 | 1 | 5.1 | 5.1 | 1 | N |  |  | N | Electric Utility | 1 | X | WAT
Petroleum Liquids.DFO | petroleum | TRUE | 19436 | Union Electric Co - (MO) | 6650 | Mexico | MO | Audrain | 1 | Petroleum Liquids | GT |  | S | 60.7 | 0.9 | 54 | 69 | 6 | N |  |  | N | Electric Utility | 1 | X | DFO
Petroleum Liquids.DFO | petroleum | TRUE | 19436 | Union Electric Co - (MO) | 6651 | Moberly | MO | Randolph | 1 | Petroleum Liquids | GT |  | S | 60.6 | 0.9 | 54 | 69 | 6 | N |  |  | N | Electric Utility | 1 | X | DFO
Petroleum Liquids.DFO | petroleum | TRUE | 19436 | Union Electric Co - (MO) | 6652 | Moreau | MO | Cole | 1 | Petroleum Liquids | GT |  | S | 60.8 | 0.9 | 54 | 69 | 6 | N |  |  | N | Electric Utility | 1 | X | DFO
Conventional Steam Coal.SUB | hard coal | TRUE | 12341 | MidAmerican Energy Co | 6664 | Louisa | IA | Louisa | 1 | Conventional Steam Coal | ST |  | J | 811.9 | 0.9 | 746.9 | 746.9 | 175 | N |  |  | N | Electric Utility | 1 | X | SUB | RC
Conventional Hydroelectric.WAT | hydro | TRUE | 29297 | Pelican Utility | 6702 | Pelican | AK | Skagway Hoonah Angoon | HC1 | Conventional Hydroelectric | HY |  | W | 0.6 | 0.8 | 0.5 | 0.5 | 0.1 | N |  |  | N | Electric Utility | 1 | X | WAT
Conventional Hydroelectric.WAT | hydro | TRUE | 29297 | Pelican Utility | 6702 | Pelican | AK | Skagway Hoonah Angoon | HC2 | Conventional Hydroelectric | HY |  | W | 0.8 | 0.8 | 0.1 | 0.1 | 0.1 | N |  |  | N | Electric Utility | 1 | X | WAT
Petroleum Liquids.DFO | petroleum | TRUE | 29297 | Pelican Utility | 6702 | Pelican | AK | Skagway Hoonah Angoon | IC6 | Petroleum Liquids | IC |  | W | 0.4 | 0.9 | 0.4 | 0.4 | 0.2 | N |  |  | N | Electric Utility | 1 | X | DFO
Petroleum Liquids.DFO | petroleum | TRUE | 29297 | Pelican Utility | 6702 | Pelican | AK | Skagway Hoonah Angoon | IC7 | Petroleum Liquids | IC |  | W | 0.4 | 0.9 | 0.4 | 0.4 | 0.2 | N |  |  | N | Electric Utility | 1 | X | DFO
Petroleum Liquids.DFO | petroleum | TRUE | 29297 | Pelican Utility | 6702 | Pelican | AK | Skagway Hoonah Angoon | IC8 | Petroleum Liquids | IC |  | W | 0.2 | 0.8 | 0.2 | 0.2 | 0.1 | N |  |  | N | Electric Utility | 1 | X | DFO
Petroleum Liquids.DFO | petroleum | TRUE | 17609 | Southern California Edison Co | 6704 | Pebbly Beach Generating Station Hybrid | CA | Los Angeles | 10 | Petroleum Liquids | IC |  | S | 1.1 | 0.8 | 1.1 | 1.1 | 0.9 | N |  |  | N | Electric Utility | 1 | X | DFO
Petroleum Liquids.DFO | petroleum | TRUE | 17609 | Southern California Edison Co | 6704 | Pebbly Beach Generating Station Hybrid | CA | Los Angeles | 12 | Petroleum Liquids | IC |  | S | 1.6 | 0.8 | 1.6 | 1.6 | 1.3 | N |  |  | N | Electric Utility | 1 | X | DFO
Petroleum Liquids.DFO | petroleum | TRUE | 17609 | Southern California Edison Co | 6704 | Pebbly Beach Generating Station Hybrid | CA | Los Angeles | 14 | Petroleum Liquids | IC |  | S | 1.4 | 0.8 | 1.4 | 1.4 | 1.1 | N |  |  | N | Electric Utility | 1 | X | DFO
Petroleum Liquids.DFO | petroleum | TRUE | 17609 | Southern California Edison Co | 6704 | Pebbly Beach Generating Station Hybrid | CA | Los Angeles | 15 | Petroleum Liquids | IC |  | S | 2.8 | 0.8 | 2.8 | 2.8 | 2.2 | N |  |  | N | Electric Utility | 1 | X | DFO
Petroleum Liquids.DFO | petroleum | TRUE | 17609 | Southern California Edison Co | 6704 | Pebbly Beach Generating Station Hybrid | CA | Los Angeles | 7 | Petroleum Liquids | IC |  | S | 1 | 0.8 | 1 | 1 | 0.8 | N |  |  | N | Electric Utility | 1 | X | DFO
Petroleum Liquids.DFO | petroleum | TRUE | 17609 | Southern California Edison Co | 6704 | Pebbly Beach Generating Station Hybrid | CA | Los Angeles | 8 | Petroleum Liquids | IC |  | S | 1.5 | 0.8 | 1.5 | 1.5 | 1.2 | N |  |  | N | Electric Utility | 1 | X | DFO
Petroleum Liquids.PG | petroleum | TRUE | 17609 | Southern California Edison Co | 6704 | Pebbly Beach Generating Station Hybrid | CA | Los Angeles | MT01 | Petroleum Liquids | GT |  | S | 0.1 | 0.8 | 0.1 | 0.1 | 0.1 | N |  |  | N | Electric Utility | 1 | X | PG
Petroleum Liquids.PG | petroleum | TRUE | 17609 | Southern California Edison Co | 6704 | Pebbly Beach Generating Station Hybrid | CA | Los Angeles | MT02 | Petroleum Liquids | GT |  | S | 0.1 | 0.8 | 0.1 | 0.1 | 0.1 | N |  |  | N | Electric Utility | 1 | X | PG
Petroleum Liquids.PG | petroleum | TRUE | 17609 | Southern California Edison Co | 6704 | Pebbly Beach Generating Station Hybrid | CA | Los Angeles | MT03 | Petroleum Liquids | GT |  | S | 0.1 | 0.8 | 0.1 | 0.1 | 0.1 | N |  |  | N | Electric Utility | 1 | X | PG
Petroleum Liquids.PG | petroleum | TRUE | 17609 | Southern California Edison Co | 6704 | Pebbly Beach Generating Station Hybrid | CA | Los Angeles | MT04 | Petroleum Liquids | GT |  | S | 0.1 | 0.8 | 0.1 | 0.1 | 0.1 | N |  |  | N | Electric Utility | 1 | X | PG
Petroleum Liquids.PG | petroleum | TRUE | 17609 | Southern California Edison Co | 6704 | Pebbly Beach Generating Station Hybrid | CA | Los Angeles | MT05 | Petroleum Liquids | GT |  | S | 0.1 | 0.8 | 0.1 | 0.1 | 0.1 | N |  |  | N | Electric Utility | 1 | X | PG
Petroleum Liquids.PG | petroleum | TRUE | 17609 | Southern California Edison Co | 6704 | Pebbly Beach Generating Station Hybrid | CA | Los Angeles | MT06 | Petroleum Liquids | GT |  | S | 0.1 | 0.8 | 0.1 | 0.1 | 0.1 | N |  |  | N | Electric Utility | 1 | X | PG
Petroleum Liquids.PG | petroleum | TRUE | 17609 | Southern California Edison Co | 6704 | Pebbly Beach Generating Station Hybrid | CA | Los Angeles | MT07 | Petroleum Liquids | GT |  | S | 0.1 | 0.8 | 0.1 | 0.1 | 0.1 | N |  |  | N | Electric Utility | 1 | X | PG
Petroleum Liquids.PG | petroleum | TRUE | 17609 | Southern California Edison Co | 6704 | Pebbly Beach Generating Station Hybrid | CA | Los Angeles | MT08 | Petroleum Liquids | GT |  | S | 0.1 | 0.8 | 0.1 | 0.1 | 0.1 | N |  |  | N | Electric Utility | 1 | X | PG
Petroleum Liquids.PG | petroleum | TRUE | 17609 | Southern California Edison Co | 6704 | Pebbly Beach Generating Station Hybrid | CA | Los Angeles | MT09 | Petroleum Liquids | GT |  | S | 0.1 | 0.8 | 0.1 | 0.1 | 0.1 | N |  |  | N | Electric Utility | 1 | X | PG
Petroleum Liquids.PG | petroleum | TRUE | 17609 | Southern California Edison Co | 6704 | Pebbly Beach Generating Station Hybrid | CA | Los Angeles | MT10 | Petroleum Liquids | GT |  | S | 0.1 | 0.8 | 0.1 | 0.1 | 0.1 | N |  |  | N | Electric Utility | 1 | X | PG
Petroleum Liquids.PG | petroleum | TRUE | 17609 | Southern California Edison Co | 6704 | Pebbly Beach Generating Station Hybrid | CA | Los Angeles | MT11 | Petroleum Liquids | GT |  | S | 0.1 | 0.8 | 0.1 | 0.1 | 0.1 | N |  |  | N | Electric Utility | 1 | X | PG
Petroleum Liquids.PG | petroleum | TRUE | 17609 | Southern California Edison Co | 6704 | Pebbly Beach Generating Station Hybrid | CA | Los Angeles | MT14 | Petroleum Liquids | GT |  | S | 0.1 | 0.8 | 0.1 | 0.1 | 0.1 | N |  |  | N | Electric Utility | 1 | X | PG
Petroleum Liquids.PG | petroleum | TRUE | 17609 | Southern California Edison Co | 6704 | Pebbly Beach Generating Station Hybrid | CA | Los Angeles | MT15 | Petroleum Liquids | GT |  | S | 0.1 | 0.8 | 0.1 | 0.1 | 0.1 | N |  |  | N | Electric Utility | 1 | X | PG
Petroleum Liquids.PG | petroleum | TRUE | 17609 | Southern California Edison Co | 6704 | Pebbly Beach Generating Station Hybrid | CA | Los Angeles | MT16 | Petroleum Liquids | GT |  | S | 0.1 | 0.8 | 0.1 | 0.1 | 0.1 | N |  |  | N | Electric Utility | 1 | X | PG
Petroleum Liquids.PG | petroleum | TRUE | 17609 | Southern California Edison Co | 6704 | Pebbly Beach Generating Station Hybrid | CA | Los Angeles | MT17 | Petroleum Liquids | GT |  | S | 0.1 | 0.8 | 0.1 | 0.1 | 0.1 | N |  |  | N | Electric Utility | 1 | X | PG
Petroleum Liquids.PG | petroleum | TRUE | 17609 | Southern California Edison Co | 6704 | Pebbly Beach Generating Station Hybrid | CA | Los Angeles | MT18 | Petroleum Liquids | GT |  | S | 0.1 | 0.8 | 0.1 | 0.1 | 0.1 | N |  |  | N | Electric Utility | 1 | X | PG
Petroleum Liquids.PG | petroleum | TRUE | 17609 | Southern California Edison Co | 6704 | Pebbly Beach Generating Station Hybrid | CA | Los Angeles | MT19 | Petroleum Liquids | GT |  | S | 0.1 | 0.8 | 0.1 | 0.1 | 0.1 | N |  |  | N | Electric Utility | 1 | X | PG
Petroleum Liquids.PG | petroleum | TRUE | 17609 | Southern California Edison Co | 6704 | Pebbly Beach Generating Station Hybrid | CA | Los Angeles | MT20 | Petroleum Liquids | GT |  | S | 0.1 | 0.8 | 0.1 | 0.1 | 0.1 | N |  |  | N | Electric Utility | 1 | X | PG
Petroleum Liquids.PG | petroleum | TRUE | 17609 | Southern California Edison Co | 6704 | Pebbly Beach Generating Station Hybrid | CA | Los Angeles | MT21 | Petroleum Liquids | GT |  | S | 0.1 | 0.8 | 0.1 | 0.1 | 0.1 | N |  |  | N | Electric Utility | 1 | X | PG
Petroleum Liquids.PG | petroleum | TRUE | 17609 | Southern California Edison Co | 6704 | Pebbly Beach Generating Station Hybrid | CA | Los Angeles | MT22 | Petroleum Liquids | GT |  | S | 0.1 | 0.8 | 0.1 | 0.1 | 0.1 | N |  |  | N | Electric Utility | 1 | X | PG
Petroleum Liquids.PG | petroleum | TRUE | 17609 | Southern California Edison Co | 6704 | Pebbly Beach Generating Station Hybrid | CA | Los Angeles | MT23 | Petroleum Liquids | GT |  | S | 0.1 | 0.8 | 0.1 | 0.1 | 0.1 | N |  |  | N | Electric Utility | 1 | X | PG
Petroleum Liquids.PG | petroleum | TRUE | 17609 | Southern California Edison Co | 6704 | Pebbly Beach Generating Station Hybrid | CA | Los Angeles | MT24 | Petroleum Liquids | GT |  | S | 0.1 | 0.8 | 0.1 | 0.1 | 0.1 | N |  |  | N | Electric Utility | 1 | X | PG
Petroleum Liquids.PG | petroleum | TRUE | 17609 | Southern California Edison Co | 6704 | Pebbly Beach Generating Station Hybrid | CA | Los Angeles | MT25 | Petroleum Liquids | GT |  | S | 0.1 | 0.8 | 0.1 | 0.1 | 0.1 | N |  |  | N | Electric Utility | 1 | X | PG
Batteries.MWH | battery storage | 0 | 17609 | Southern California Edison Co | 6704 | Pebbly Beach Generating Station Hybrid | CA | Los Angeles | NASB1 | Batteries | BA |  | S | 1 |  | 1 | 1 | 0.1 | N |  |  | N | Electric Utility | 1 | X | MWH
Conventional Steam Coal.BIT | hard coal | TRUE | 261 | AGC Division of APGI Inc | 6705 | Warrick | IN | Warrick | 1 | Conventional Steam Coal | ST |  | S | 166.6 | 0.85 | 154.9 | 157.9 | 40 | N |  |  | Y | IPP CHP | 3 | T | BIT | NG
Conventional Steam Coal.BIT | hard coal | TRUE | 261 | AGC Division of APGI Inc | 6705 | Warrick | IN | Warrick | 2 | Conventional Steam Coal | ST |  | S | 166.6 | 0.85 | 153.5 | 125.7 | 40 | N |  |  | Y | IPP CHP | 3 | T | BIT | NG
Conventional Steam Coal.BIT | hard coal | TRUE | 261 | AGC Division of APGI Inc | 6705 | Warrick | IN | Warrick | 3 | Conventional Steam Coal | ST |  | S | 166.6 | 0.85 | 149.8 | 153.1 | 40 | N |  |  | Y | IPP CHP | 3 | T | BIT | NG
Conventional Steam Coal.BIT | hard coal | TRUE | 261 | AGC Division of APGI Inc | 6705 | Warrick | IN | Warrick | 4 | Conventional Steam Coal | ST |  | J | 323 | 0.85 | 301 | 309.9 | 80 | N |  |  | N | IPP CHP | 3 | X | BIT | NG
Petroleum Liquids.DFO | petroleum | TRUE | 7570 | Great River Energy | 6741 | Rock Lake CT | MN | Pine | 1 | Petroleum Liquids | GT |  | S | 25 | 0.85 | 20.7 | 29.4 | 15 | N |  |  | N | Electric Utility | 1 | X | DFO
Conventional Steam Coal.SUB | hard coal | TRUE | 15143 | Platte River Power Authority | 6761 | Rawhide | CO | Larimer | 1 | Conventional Steam Coal | ST |  | S | 293.6 | 0.85 | 280 | 280 | 100 | N | 12 | 2029 | N | Electric Utility | 1 | X | SUB
Natural Gas Fired Combustion Turbine.NG | natural gas peaker | TRUE | 15143 | Platte River Power Authority | 6761 | Rawhide | CO | Larimer | A | Natural Gas Fired Combustion Turbine | GT |  | S | 89.3 | 0.85 | 65 | 65 | 44 | N |  |  | N | Electric Utility | 1 | X | NG
Natural Gas Fired Combustion Turbine.NG | natural gas peaker | TRUE | 15143 | Platte River Power Authority | 6761 | Rawhide | CO | Larimer | B | Natural Gas Fired Combustion Turbine | GT |  | S | 89.3 | 0.85 | 65 | 65 | 44 | N |  |  | N | Electric Utility | 1 | X | NG
Natural Gas Fired Combustion Turbine.NG | natural gas peaker | TRUE | 15143 | Platte River Power Authority | 6761 | Rawhide | CO | Larimer | C | Natural Gas Fired Combustion Turbine | GT |  | S | 89.3 | 0.85 | 65 | 65 | 44 | N |  |  | N | Electric Utility | 1 | X | NG
Natural Gas Fired Combustion Turbine.NG | natural gas peaker | TRUE | 15143 | Platte River Power Authority | 6761 | Rawhide | CO | Larimer | D | Natural Gas Fired Combustion Turbine | GT |  | S | 89.3 | 0.85 | 65 | 65 | 44 | N |  |  | N | Electric Utility | 1 | X | NG
Natural Gas Fired Combustion Turbine.NG | natural gas peaker | TRUE | 15143 | Platte River Power Authority | 6761 | Rawhide | CO | Larimer | F | Natural Gas Fired Combustion Turbine | GT |  | S | 149.6 | 0.85 | 128 | 128 | 65 | N |  |  | N | Electric Utility | 1 | X | NG
Conventional Steam Coal.SUB | hard coal | TRUE | 17177 | City of Sikeston - (MO) | 6768 | Sikeston Power Station | MO | Scott | 1 | Conventional Steam Coal | ST |  | S | 261 | 0.9 | 240 | 240 | 70 | N |  |  | N | Electric Utility | 1 | X | SUB
Conventional Steam Coal.SUB | hard coal | TRUE | 20447 | Western Farmers Elec Coop, Inc | 6772 | Hugo | OK | Choctaw | 1 | Conventional Steam Coal | ST |  | S | 446 | 0.85 | 440 | 440 | 180 | N |  |  | N | Electric Utility | 1 | X | SUB
Conventional Hydroelectric.WAT | hydro | TRUE | 50118 | US Army Corps of Engineers | 6789 | St Stephen | SC | Berkeley | 1 | Conventional Hydroelectric | HY |  | S | 28 | 0.9 | 28 | 28 | 28 | N |  |  | N | Electric Utility | 1 | X | WAT
Conventional Hydroelectric.WAT | hydro | TRUE | 50118 | US Army Corps of Engineers | 6789 | St Stephen | SC | Berkeley | 2 | Conventional Hydroelectric | HY |  | S | 28 | 0.9 | 28 | 28 | 28 | N |  |  | N | Electric Utility | 1 | X | WAT
Conventional Hydroelectric.WAT | hydro | TRUE | 50118 | US Army Corps of Engineers | 6789 | St Stephen | SC | Berkeley | 3 | Conventional Hydroelectric | HY |  | S | 28 | 0.9 | 28 | 28 | 28 | N |  |  | N | Electric Utility | 1 | X | WAT
Natural Gas Internal Combustion Engine.NG | natural gas peaker | TRUE | 998 | City of Augusta - (KS) | 6791 | Augusta Electric Plant No 2 | KS | Butler | 1 | Natural Gas Internal Combustion Engine | IC |  | S | 4 | 0.8 | 4 | 4 | 3.6 | N |  |  | N | Electric Utility | 1 | X | NG | DFO
Natural Gas Internal Combustion Engine.NG | natural gas peaker | TRUE | 998 | City of Augusta - (KS) | 6791 | Augusta Electric Plant No 2 | KS | Butler | 2 | Natural Gas Internal Combustion Engine | IC |  | S | 4 | 0.8 | 4 | 4 | 3.6 | N |  |  | N | Electric Utility | 1 | X | NG | DFO
Natural Gas Internal Combustion Engine.NG | natural gas peaker | TRUE | 998 | City of Augusta - (KS) | 6791 | Augusta Electric Plant No 2 | KS | Butler | 3 | Natural Gas Internal Combustion Engine | IC |  | S | 6 | 0.8 | 6 | 6 | 5.3 | N |  |  | N | Electric Utility | 1 | X | NG | DFO
Natural Gas Internal Combustion Engine.NG | natural gas peaker | TRUE | 998 | City of Augusta - (KS) | 6791 | Augusta Electric Plant No 2 | KS | Butler | 4 | Natural Gas Internal Combustion Engine | IC |  | S | 6.7 | 0.8 | 6.1 | 6.1 | 5 | N |  |  | N | Electric Utility | 1 | X | NG | DFO
Petroleum Liquids.DFO | petroleum | TRUE | 17271 | City & Borough of Sitka - (AK) | 6801 | Jarvis Street | AK | Sitka | 1 | Petroleum Liquids | IC |  | S | 2 | 0.8 | 2 | 2 | 1 | N |  |  | N | Electric Utility | 1 | X | DFO
Petroleum Liquids.DFO | petroleum | TRUE | 17271 | City & Borough of Sitka - (AK) | 6801 | Jarvis Street | AK | Sitka | 2 | Petroleum Liquids | IC |  | S | 2.8 | 0.8 | 2.8 | 2.8 | 1 | N |  |  | N | Electric Utility | 1 | X | DFO
Petroleum Liquids.DFO | petroleum | TRUE | 17271 | City & Borough of Sitka - (AK) | 6801 | Jarvis Street | AK | Sitka | 3 | Petroleum Liquids | IC |  | S | 2.8 | 0.8 | 2.8 | 2.8 | 1 | N |  |  | N | Electric Utility | 1 | X | DFO
Petroleum Liquids.DFO | petroleum | TRUE | 17271 | City & Borough of Sitka - (AK) | 6801 | Jarvis Street | AK | Sitka | 4 | Petroleum Liquids | IC |  | S | 4.5 | 0.8 | 4 | 4 | 2.5 | N |  |  | N | Electric Utility | 1 | X | DFO
Petroleum Liquids.DFO | petroleum | TRUE | 17271 | City & Borough of Sitka - (AK) | 6801 | Jarvis Street | AK | Sitka | 5 | Petroleum Liquids | IC |  | S | 13.5 | 0.8 | 13.5 | 13.5 | 10 | N |  |  | N | Electric Utility | 1 | X | DFO
Conventional Steam Coal.BIT | hard coal | TRUE | 1692 | Big Rivers Electric Corp | 6823 | D B Wilson | KY | Ohio | 1 | Conventional Steam Coal | ST |  | S | 509.4 | 0.9 | 417 | 417 | 300 | N |  |  | N | Electric Utility | 1 | X | BIT | DFO | PC
Petroleum Liquids.DFO | petroleum | TRUE | 7570 | Great River Energy | 6824 | St Bonifacius | MN | Carver | 1 | Petroleum Liquids | GT |  | S | 61.2 | 0.9 | 60.2 | 66 | 10 | N |  |  | N | Electric Utility | 1 | X | DFO
Petroleum Liquids.DFO | petroleum | TRUE | 9011 | City of Hugoton - (KS) | 7011 | Hugoton 2 | KS | Stevens | 10 | Petroleum Liquids | IC |  | S | 4.3 | 0.8 | 4 | 4 | 2.6 | N |  |  | N | Electric Utility | 1 | X | DFO | NG
Petroleum Liquids.DFO | petroleum | TRUE | 9011 | City of Hugoton - (KS) | 7011 | Hugoton 2 | KS | Stevens | 11 | Petroleum Liquids | IC |  | S | 2.5 | 0.8 | 2.2 | 2.2 | 1.5 | N |  |  | N | Electric Utility | 1 | X | DFO | NG
Petroleum Liquids.DFO | petroleum | TRUE | 9011 | City of Hugoton - (KS) | 7011 | Hugoton 2 | KS | Stevens | 12 | Petroleum Liquids | IC |  | S | 3 | 0.8 | 2.8 | 2.8 | 1.8 | N |  |  | N | Electric Utility | 1 | X | DFO | NG
Natural Gas Internal Combustion Engine.NG | natural gas peaker | TRUE | 9011 | City of Hugoton - (KS) | 7011 | Hugoton 2 | KS | Stevens | 13 | Natural Gas Internal Combustion Engine | IC |  | S | 0.8 | 0.8 | 0.5 | 0.5 | 0.2 | N |  |  | N | Electric Utility | 1 | X | NG
Petroleum Liquids.DFO | petroleum | TRUE | 9011 | City of Hugoton - (KS) | 7011 | Hugoton 2 | KS | Stevens | 7 | Petroleum Liquids | IC |  | S | 2.3 | 0.8 | 2 | 2 | 1.5 | N |  |  | N | Electric Utility | 1 | X | DFO | NG
Petroleum Liquids.DFO | petroleum | TRUE | 9011 | City of Hugoton - (KS) | 7011 | Hugoton 2 | KS | Stevens | 8 | Petroleum Liquids | IC |  | S | 2 | 0.8 | 1.8 | 1.8 | 0.9 | N |  |  | N | Electric Utility | 1 | X | DFO | NG
Petroleum Liquids.DFO | petroleum | TRUE | 9011 | City of Hugoton - (KS) | 7011 | Hugoton 2 | KS | Stevens | 9A | Petroleum Liquids | IC |  | S | 4.3 | 0.8 | 4 | 4 | 3.2 | N |  |  | N | Electric Utility | 1 | X | DFO | NG
Conventional Hydroelectric.WAT | hydro | TRUE | 9187 | City of Idaho Falls - (ID) | 7012 | Lower No 1 | ID | Bonneville | 2 | Conventional Hydroelectric | HY |  | S | 8 | 0.9 | 8 | 8 | 8 | N |  |  | N | Electric Utility | 1 | X | WAT
Natural Gas Steam Turbine.NG | natural gas steam turbine | TRUE | 20813 | City of Winfield - (KS) | 7013 | East 12th Street | KS | Cowley | 4 | Natural Gas Steam Turbine | ST |  | S | 26.5 | 0.85 | 25.8 | 28.6 | 5 | N |  |  | N | Electric Utility | 1 | X | NG
Petroleum Liquids.DFO | petroleum | TRUE | 20813 | City of Winfield - (KS) | 7013 | East 12th Street | KS | Cowley | 5 | Petroleum Liquids | IC |  | S | 1.6 | 0.9 | 1.6 | 1.6 | 0.5 | N |  |  | N | Electric Utility | 1 | X | DFO
Conventional Hydroelectric.WAT | hydro | TRUE | 13037 | City of Mt Pleasant - (UT) | 7015 | Unit 4 | UT | Sanpete | 1 | Conventional Hydroelectric | HY |  | S | 1.3 | 0.9 | 1.3 | 0.3 | 0.2 | N |  |  | N | Electric Utility | 1 | X | WAT
Natural Gas Internal Combustion Engine.NG | natural gas peaker | TRUE | 3355 | City of Chanute | 7018 | Chanute 3 | KS | Neosho | 10 | Natural Gas Internal Combustion Engine | IC |  | S | 7.6 | 0.8 | 6.9 | 6.9 | 4 | N |  |  | N | Electric Utility | 1 | X | NG | DFO
Natural Gas Internal Combustion Engine.NG | natural gas peaker | TRUE | 3355 | City of Chanute | 7018 | Chanute 3 | KS | Neosho | 11 | Natural Gas Internal Combustion Engine | IC |  | S | 7.6 | 0.8 | 6.9 | 6.9 | 4 | N |  |  | N | Electric Utility | 1 | X | NG | DFO
Petroleum Liquids.DFO | petroleum | TRUE | 3355 | City of Chanute | 7018 | Chanute 3 | KS | Neosho | 12 | Petroleum Liquids | IC |  | S | 6 | 0.8 | 5.5 | 5.5 | 2 | N |  |  | N | Electric Utility | 1 | X | DFO
Petroleum Liquids.DFO | petroleum | TRUE | 3355 | City of Chanute | 7018 | Chanute 3 | KS | Neosho | 13 | Petroleum Liquids | IC |  | S | 6 | 0.8 | 5.9 | 5.9 | 2 | N |  |  | N | Electric Utility | 1 | X | DFO
Natural Gas Internal Combustion Engine.NG | natural gas peaker | TRUE | 3355 | City of Chanute | 7018 | Chanute 3 | KS | Neosho | 9 | Natural Gas Internal Combustion Engine | IC |  | S | 7.6 | 0.8 | 6.9 | 6.9 | 4 | N |  |  | N | Electric Utility | 1 | X | NG | DFO
Natural Gas Internal Combustion Engine.NG | natural gas peaker | TRUE | 17845 | City of Springville - (UT) | 7028 | Whitehead | UT | Utah | K1 | Natural Gas Internal Combustion Engine | IC |  | S | 7 | 0.8 | 5.9 | 6.3 | 5 | N |  |  | N | Electric Utility | 1 | X | NG | DFO
Natural Gas Internal Combustion Engine.NG | natural gas peaker | TRUE | 17845 | City of Springville - (UT) | 7028 | Whitehead | UT | Utah | K2 | Natural Gas Internal Combustion Engine | IC |  | S | 7 | 0.8 | 6 | 6.2 | 5 | N |  |  | N | Electric Utility | 1 | X | NG | DFO
Natural Gas Internal Combustion Engine.NG | natural gas peaker | TRUE | 17845 | City of Springville - (UT) | 7028 | Whitehead | UT | Utah | K3 | Natural Gas Internal Combustion Engine | IC |  | S | 7 | 0.8 | 5.9 | 6 | 5 | N |  |  | N | Electric Utility | 1 | X | NG | DFO
Natural Gas Internal Combustion Engine.NG | natural gas peaker | TRUE | 17845 | City of Springville - (UT) | 7028 | Whitehead | UT | Utah | K4 | Natural Gas Internal Combustion Engine | IC |  | S | 5 | 0.8 | 4 | 4.3 | 4 | N |  |  | N | Electric Utility | 1 | X | NG | DFO
Natural Gas Internal Combustion Engine.NG | natural gas peaker | TRUE | 17845 | City of Springville - (UT) | 7028 | Whitehead | UT | Utah | K6CAT | Natural Gas Internal Combustion Engine | IC |  | S | 2.5 | 0.8 | 2.5 | 2.5 | 0.5 | N |  |  | Y | Electric Utility | 1 | T | NG
Natural Gas Internal Combustion Engine.NG | natural gas peaker | TRUE | 17845 | City of Springville - (UT) | 7028 | Whitehead | UT | Utah | K7CAT | Natural Gas Internal Combustion Engine | IC |  | S | 2.5 | 0.8 | 2.5 | 2.5 | 0.5 | N |  |  | Y | Electric Utility | 1 | T | NG
Conventional Steam Coal.LIG | lignite | TRUE | 56598 | Major Oak Power, LLC | 7030 | Major Oak Power | TX | Robertson | 1 | Conventional Steam Coal | ST |  | S | 174.6 | 0.9 | 152 | 153 | 95 | N |  |  | N | IPP Non-CHP | 2 | X | LIG | NG | SUB | PC
Conventional Steam Coal.LIG | lignite | TRUE | 56598 | Major Oak Power, LLC | 7030 | Major Oak Power | TX | Robertson | 2 | Conventional Steam Coal | ST |  | S | 174.6 | 0.9 | 153 | 154 | 95 | N |  |  | N | IPP Non-CHP | 2 | X | LIG | NG | SUB | PC
Petroleum Liquids.DFO | petroleum | TRUE | 19876 | Virginia Electric & Power Co | 7032 | Gravel Neck | VA | Surry | 1 | Petroleum Liquids | GT |  | S | 16.3 | 0.85 | 12 | 15 | 0 | N |  |  | N | Electric Utility | 1 | X | DFO
Petroleum Liquids.DFO | petroleum | TRUE | 19876 | Virginia Electric & Power Co | 7032 | Gravel Neck | VA | Surry | 2 | Petroleum Liquids | GT |  | S | 23.8 | 0.85 | 16 | 23 | 0 | N |  |  | N | Electric Utility | 1 | X | DFO
Natural Gas Fired Combustion Turbine.NG | natural gas peaker | TRUE | 19876 | Virginia Electric & Power Co | 7032 | Gravel Neck | VA | Surry | 3 | Natural Gas Fired Combustion Turbine | GT |  | S | 91.9 | 0.9 | 85 | 98 | 40 | N |  |  | N | Electric Utility | 1 | X | NG | DFO
Natural Gas Fired Combustion Turbine.NG | natural gas peaker | TRUE | 19876 | Virginia Electric & Power Co | 7032 | Gravel Neck | VA | Surry | 4 | Natural Gas Fired Combustion Turbine | GT |  | S | 91.9 | 0.9 | 85 | 97 | 40 | N |  |  | N | Electric Utility | 1 | X | NG | DFO
Natural Gas Fired Combustion Turbine.NG | natural gas peaker | TRUE | 19876 | Virginia Electric & Power Co | 7032 | Gravel Neck | VA | Surry | 5 | Natural Gas Fired Combustion Turbine | GT |  | S | 91.9 | 0.9 | 85 | 98 | 40 | N |  |  | N | Electric Utility | 1 | X | NG | DFO
Natural Gas Fired Combustion Turbine.NG | natural gas peaker | TRUE | 19876 | Virginia Electric & Power Co | 7032 | Gravel Neck | VA | Surry | 6 | Natural Gas Fired Combustion Turbine | GT |  | S | 91.9 | 0.9 | 85 | 97 | 40 | N |  |  | N | Electric Utility | 1 | X | NG | DFO
Conventional Hydroelectric.WAT | hydro | TRUE | 11135 | City of Logan - (UT) | 7034 | Hydro II | UT | Cache | 1 | Conventional Hydroelectric | HY |  | S | 3.3 | 0.8 | 3.1 | 1.5 | 0.6 | N |  |  | N | Electric Utility | 1 | X | WAT
Conventional Hydroelectric.WAT | hydro | TRUE | 11135 | City of Logan - (UT) | 7034 | Hydro II | UT | Cache | 2 | Conventional Hydroelectric | HY |  | S | 3.3 | 0.8 | 3.1 | 1.5 | 0.6 | N |  |  | N | Electric Utility | 1 | X | WAT
Petroleum Liquids.DFO | petroleum | TRUE | 56815 | NorthWestern Energy (MT wind/thermal) | 7039 | Lake (WY) | WY | Teton | 1 | Petroleum Liquids | IC |  | S | 2.7 | 0.8 | 2.7 | 2.7 | 2.3 | N |  |  | N | Electric Utility | 1 | X | DFO
Conventional Hydroelectric.WAT | hydro | TRUE | 807 | Arkansas Electric Coop Corp | 7040 | Ellis Hydro | AR | Crawford | 1 | Conventional Hydroelectric | HY |  | S | 10.8 | 0.95 | 5 | 5 | 1 | N |  |  | N | Electric Utility | 1 | X | WAT
Conventional Hydroelectric.WAT | hydro | TRUE | 807 | Arkansas Electric Coop Corp | 7040 | Ellis Hydro | AR | Crawford | 2 | Conventional Hydroelectric | HY |  | S | 10.8 | 0.95 | 6 | 6 | 1 | N |  |  | N | Electric Utility | 1 | X | WAT
Conventional Hydroelectric.WAT | hydro | TRUE | 807 | Arkansas Electric Coop Corp | 7040 | Ellis Hydro | AR | Crawford | 3 | Conventional Hydroelectric | HY |  | S | 10.8 | 0.95 | 6 | 6 | 1 | N |  |  | N | Electric Utility | 1 | X | WAT
Conventional Hydroelectric.WAT | hydro | TRUE | 40215 | Cordova Electric Coop, Inc | 7042 | Humpback Creek | AK | Valdez Cordova | 1 | Conventional Hydroelectric | HY |  | S | 0.5 | 0.8 | 0.4 | 0.4 | 0.2 | N |  |  | N | Electric Utility | 1 | X | WAT
Conventional Hydroelectric.WAT | hydro | TRUE | 40215 | Cordova Electric Coop, Inc | 7042 | Humpback Creek | AK | Valdez Cordova | 2 | Conventional Hydroelectric | HY |  | S | 0.5 | 0.8 | 0.4 | 0.4 | 0.2 | N |  |  | N | Electric Utility | 1 | X | WAT
Conventional Hydroelectric.WAT | hydro | TRUE | 40215 | Cordova Electric Coop, Inc | 7042 | Humpback Creek | AK | Valdez Cordova | 3 | Conventional Hydroelectric | HY |  | S | 0.2 | 0.8 | 0.2 | 0.2 | 0.1 | N |  |  | N | Electric Utility | 1 | X | WAT
Conventional Hydroelectric.WAT | hydro | TRUE | 20151 | Washington Electric Coop - (VT) | 7051 | Wrightsville Hydro Plant | VT | Washington | 1 | Conventional Hydroelectric | HY |  | S | 0.1 | 0.8 | 0.1 | 0.1 | 0.1 | N |  |  | N | Electric Utility | 1 | X | WAT
Conventional Hydroelectric.WAT | hydro | TRUE | 20151 | Washington Electric Coop - (VT) | 7051 | Wrightsville Hydro Plant | VT | Washington | 2 | Conventional Hydroelectric | HY |  | S | 0.3 | 0.9 | 0.2 | 0.2 | 0.2 | N |  |  | N | Electric Utility | 1 | X | WAT
Conventional Hydroelectric.WAT | hydro | TRUE | 20151 | Washington Electric Coop - (VT) | 7051 | Wrightsville Hydro Plant | VT | Washington | 3 | Conventional Hydroelectric | HY |  | S | 0.6 | 0.9 | 0.4 | 0.4 | 0.4 | N |  |  | N | Electric Utility | 1 | X | WAT
Conventional Hydroelectric.WAT | hydro | TRUE | 7601 | Green Mountain Power Corp | 7056 | Bolton Falls | VT | Washington | 1 | Conventional Hydroelectric | HY |  | S | 4.4 | 0.8 | 3.9 | 3.9 | 0.9 | N |  |  | N | Electric Utility | 1 | X | WAT
Conventional Hydroelectric.WAT | hydro | TRUE | 7601 | Green Mountain Power Corp | 7056 | Bolton Falls | VT | Washington | 2 | Conventional Hydroelectric | HY |  | S | 4.4 | 0.8 | 3.9 | 3.9 | 0.9 | N |  |  | N | Electric Utility | 1 | X | WAT
Petroleum Liquids.DFO | petroleum | TRUE | 4715 | Dahlberg Light & Power Co | 7058 | Solon Diesel | WI | Douglas | 1 | Petroleum Liquids | IC |  | S | 1 | 0.8 | 0.8 | 0.8 | 0.8 | N |  |  | N | Electric Utility | 1 | X | DFO
Petroleum Liquids.DFO | petroleum | TRUE | 4715 | Dahlberg Light & Power Co | 7058 | Solon Diesel | WI | Douglas | 2 | Petroleum Liquids | IC |  | S | 1 | 0.8 | 0.8 | 0.8 | 0.8 | N |  |  | N | Electric Utility | 1 | X | DFO
Petroleum Liquids.DFO | petroleum | TRUE | 4715 | Dahlberg Light & Power Co | 7058 | Solon Diesel | WI | Douglas | 3 | Petroleum Liquids | IC |  | S | 1 | 0.8 | 0.8 | 0.8 | 0.8 | N |  |  | N | Electric Utility | 1 | X | DFO
Petroleum Liquids.DFO | petroleum | TRUE | 4715 | Dahlberg Light & Power Co | 7058 | Solon Diesel | WI | Douglas | 4 | Petroleum Liquids | IC |  | S | 1 | 0.8 | 0.8 | 0.8 | 0.8 | N |  |  | N | Electric Utility | 1 | X | DFO
Petroleum Liquids.DFO | petroleum | TRUE | 4715 | Dahlberg Light & Power Co | 7058 | Solon Diesel | WI | Douglas | 5 | Petroleum Liquids | IC |  | S | 1 | 0.8 | 0.8 | 0.8 | 0.8 | N |  |  | N | Electric Utility | 1 | X | DFO
Petroleum Liquids.DFO | petroleum | TRUE | 4715 | Dahlberg Light & Power Co | 7058 | Solon Diesel | WI | Douglas | 6 | Petroleum Liquids | IC |  | S | 1 | 0.8 | 0.8 | 0.8 | 0.8 | N |  |  | N | Electric Utility | 1 | X | DFO
Petroleum Liquids.DFO | petroleum | TRUE | 4715 | Dahlberg Light & Power Co | 7058 | Solon Diesel | WI | Douglas | 7 | Petroleum Liquids | IC |  | S | 1 | 0.8 | 0.8 | 0.8 | 0.8 | N |  |  | N | Electric Utility | 1 | X | DFO
Petroleum Liquids.DFO | petroleum | TRUE | 4715 | Dahlberg Light & Power Co | 7058 | Solon Diesel | WI | Douglas | 8 | Petroleum Liquids | IC |  | S | 1 | 0.8 | 0.8 | 0.8 | 0.8 | N |  |  | N | Electric Utility | 1 | X | DFO
Petroleum Liquids.DFO | petroleum | TRUE | 17141 | City of Sibley - (IA) | 7060 | Sibley No Two | IA | Osceola | 4 | Petroleum Liquids | IC |  | S | 1.1 | 1 | 1 | 1.1 | 1 | N |  |  | N | Electric Utility | 1 | X | DFO | NG
Natural Gas with Compressed Air Storage.NG | natural gas combined cycle | TRUE | 189 | PowerSouth Energy Cooperative | 7063 | McIntosh (AL) | AL | Washington | 1 | Natural Gas with Compressed Air Storage | CE |  | S | 110 | 0.85 | 110 | 110 | 30 | N |  |  | N | Electric Utility | 1 | X | NG
Natural Gas Fired Combustion Turbine.NG | natural gas peaker | TRUE | 189 | PowerSouth Energy Cooperative | 7063 | McIntosh (AL) | AL | Washington | 2 | Natural Gas Fired Combustion Turbine | GT |  | S | 113 | 0.85 | 114 | 120 | 65 | N |  |  | N | Electric Utility | 1 | X | NG | DFO
Natural Gas Fired Combustion Turbine.NG | natural gas peaker | TRUE | 189 | PowerSouth Energy Cooperative | 7063 | McIntosh (AL) | AL | Washington | 3 | Natural Gas Fired Combustion Turbine | GT |  | S | 113 | 0.85 | 114 | 120 | 65 | N |  |  | N | Electric Utility | 1 | X | NG | DFO
Natural Gas Fired Combustion Turbine.NG | natural gas peaker | TRUE | 189 | PowerSouth Energy Cooperative | 7063 | McIntosh (AL) | AL | Washington | 4 | Natural Gas Fired Combustion Turbine | GT |  | S | 170 | 0.85 | 175 | 224 | 111 | N |  |  | N | Electric Utility | 1 | X | NG
Natural Gas Fired Combustion Turbine.NG | natural gas peaker | TRUE | 189 | PowerSouth Energy Cooperative | 7063 | McIntosh (AL) | AL | Washington | 5 | Natural Gas Fired Combustion Turbine | GT |  | S | 170 | 0.85 | 175 | 224 | 111 | N |  |  | N | Electric Utility | 1 | X | NG
Conventional Hydroelectric.WAT | hydro | TRUE | 2518 | U S Bureau of Reclamation | 7066 | Stampede | CA | Sierra | 1 | Conventional Hydroelectric | HY |  | S | 3 | 0.9 | 3 | 3 | 0 | N |  |  | N | Electric Utility | 1 | X | WAT
Conventional Hydroelectric.WAT | hydro | TRUE | 2518 | U S Bureau of Reclamation | 7066 | Stampede | CA | Sierra | 2 | Conventional Hydroelectric | HY |  | S | 0.6 | 1 | 0.6 | 0.6 | 0 | N |  |  | N | Electric Utility | 1 | X | WAT
Conventional Hydroelectric.WAT | hydro | TRUE | 3255 | California Dept. of Water Resources | 7072 | Mojave Siphon | CA | San Bernardino | 1 | Conventional Hydroelectric | HY |  | S | 10.9 | 0.95 | 10.8 | 10.8 | 2 | N |  |  | N | Electric Utility | 1 | X | WAT
Conventional Hydroelectric.WAT | hydro | TRUE | 3255 | California Dept. of Water Resources | 7072 | Mojave Siphon | CA | San Bernardino | 2 | Conventional Hydroelectric | HY |  | S | 10.9 | 0.95 | 10.8 | 10.8 | 2 | N |  |  | N | Electric Utility | 1 | X | WAT
Conventional Hydroelectric.WAT | hydro | TRUE | 3255 | California Dept. of Water Resources | 7072 | Mojave Siphon | CA | San Bernardino | 3 | Conventional Hydroelectric | HY |  | S | 10.9 | 0.95 | 10.8 | 10.8 | 2 | N |  |  | N | Electric Utility | 1 | X | WAT
Conventional Hydroelectric.WAT | hydro | TRUE | 9191 | Idaho Power Co | 7079 | Upper Salmon B | ID | Twin Falls | 1 | Conventional Hydroelectric | HY |  | S | 8.2 | 0.92 | 9.2 | 8.2 | 0 | N |  |  | N | Electric Utility | 1 | X | WAT
Conventional Hydroelectric.WAT | hydro | TRUE | 9191 | Idaho Power Co | 7079 | Upper Salmon B | ID | Twin Falls | 2 | Conventional Hydroelectric | HY |  | S | 8.3 | 0.92 | 9.2 | 8.3 | 0 | N |  |  | N | Electric Utility | 1 | X | WAT
Petroleum Liquids.DFO | petroleum | TRUE | 17874 | City of St George | 7080 | St George Red Rock | UT | Washington | 1 | Petroleum Liquids | IC |  | S | 7 | 0.9 | 7 | 7 | 1 | N |  |  | N | Electric Utility | 1 | X | DFO
Petroleum Liquids.DFO | petroleum | TRUE | 17874 | City of St George | 7080 | St George Red Rock | UT | Washington | 2 | Petroleum Liquids | IC |  | S | 7 | 0.9 | 7 | 7 | 1 | N |  |  | N | Electric Utility | 1 | X | DFO
Natural Gas Fired Combined Cycle.NG | natural gas combined cycle | TRUE | 13407 | Nevada Power Co | 7082 | Harry Allen | NV | Clark | 5 | Natural Gas Fired Combined Cycle | CT | PB1 | S | 167.5 | 0.85 | 151.6 | 164 | 90 | N |  |  | N | Electric Utility | 1 | X | NG
Natural Gas Fired Combined Cycle.NG | natural gas combined cycle | TRUE | 13407 | Nevada Power Co | 7082 | Harry Allen | NV | Clark | 6 | Natural Gas Fired Combined Cycle | CT | PB1 | S | 167.5 | 0.85 | 151.6 | 164 | 90 | N |  |  | N | Electric Utility | 1 | X | NG
Natural Gas Fired Combined Cycle.NG | natural gas combined cycle | TRUE | 13407 | Nevada Power Co | 7082 | Harry Allen | NV | Clark | 7 | Natural Gas Fired Combined Cycle | CA | PB1 | S | 223.5 | 0.85 | 206.8 | 196 | 45 | N |  |  | N | Electric Utility | 1 | X | NG
Natural Gas Fired Combustion Turbine.NG | natural gas peaker | TRUE | 13407 | Nevada Power Co | 7082 | Harry Allen | NV | Clark | GT1 | Natural Gas Fired Combustion Turbine | GT |  | S | 101.5 | 0.9 | 72 | 76 | 30 | N |  |  | N | Electric Utility | 1 | X | NG
Natural Gas Fired Combustion Turbine.NG | natural gas peaker | TRUE | 13407 | Nevada Power Co | 7082 | Harry Allen | NV | Clark | GT4 | Natural Gas Fired Combustion Turbine | GT |  | S | 85 | 0.85 | 72 | 76 | 30 | N |  |  | N | Electric Utility | 1 | X | NG
Conventional Steam Coal.SUB | hard coal | TRUE | 16604 | City of San Antonio - (TX) | 7097 | J K Spruce | TX | Bexar | 1 | Conventional Steam Coal | ST |  | S | 566 | 0.9 | 560 | 560 | 122 | N | 12 | 2028 | N | Electric Utility | 1 | X | SUB
Conventional Steam Coal.SUB | hard coal | TRUE | 16604 | City of San Antonio - (TX) | 7097 | J K Spruce | TX | Bexar | 2 | Conventional Steam Coal | ST |  | S | 922.5 | 0.9 | 785 | 785 | 290 | N |  |  | N | Electric Utility | 1 | X | SUB
Natural Gas Internal Combustion Engine.NG | natural gas peaker | TRUE | 8366 | Heber Light & Power Company | 7111 | Heber City | UT | Wasatch | 1 | Natural Gas Internal Combustion Engine | IC |  | S | 1.4 | 1 | 1.4 | 1.4 | 1.4 | N |  |  | N | Electric Utility | 1 | X | NG
Natural Gas Internal Combustion Engine.NG | natural gas peaker | TRUE | 8366 | Heber Light & Power Company | 7111 | Heber City | UT | Wasatch | 11 | Natural Gas Internal Combustion Engine | IC |  | S | 1.9 | 1 | 1.9 | 1.9 | 1.9 | N |  |  | N | Electric Utility | 1 | X | NG
Natural Gas Internal Combustion Engine.NG | natural gas peaker | TRUE | 8366 | Heber Light & Power Company | 7111 | Heber City | UT | Wasatch | 12 | Natural Gas Internal Combustion Engine | IC |  | S | 2.3 | 1 | 2.3 | 2.3 | 2.3 | N |  |  | N | Electric Utility | 1 | X | NG
Natural Gas Internal Combustion Engine.NG | natural gas peaker | TRUE | 8366 | Heber Light & Power Company | 7111 | Heber City | UT | Wasatch | 13 | Natural Gas Internal Combustion Engine | IC |  | S | 2.5 | 1 | 2.5 | 2.5 | 2.2 | N |  |  | N | Electric Utility | 1 | X | NG
Natural Gas Internal Combustion Engine.NG | natural gas peaker | TRUE | 8366 | Heber Light & Power Company | 7111 | Heber City | UT | Wasatch | 2 | Natural Gas Internal Combustion Engine | IC |  | S | 1.4 | 1 | 1.4 | 1.4 | 1.4 | N |  |  | N | Electric Utility | 1 | X | NG
Natural Gas Internal Combustion Engine.NG | natural gas peaker | TRUE | 8366 | Heber Light & Power Company | 7111 | Heber City | UT | Wasatch | 4 | Natural Gas Internal Combustion Engine | IC |  | S | 1.9 | 1 | 1.9 | 1.9 | 1.9 | N |  |  | N | Electric Utility | 1 | X | NG
Natural Gas Internal Combustion Engine.NG | natural gas peaker | TRUE | 8366 | Heber Light & Power Company | 7111 | Heber City | UT | Wasatch | NA10 | Natural Gas Internal Combustion Engine | IC |  | S | 1.9 | 1 | 1.9 | 1.9 | 1.9 | N |  |  | N | Electric Utility | 1 | X | NG
Natural Gas Internal Combustion Engine.NG | natural gas peaker | TRUE | 8366 | Heber Light & Power Company | 7111 | Heber City | UT | Wasatch | NA9 | Natural Gas Internal Combustion Engine | IC |  | S | 1.9 | 1 | 1.9 | 1.9 | 1.9 | N |  |  | N | Electric Utility | 1 | X | NG
Petroleum Liquids.DFO | petroleum | TRUE | 12385 | Metlakatla Power & Light | 7112 | Centennial | AK | Prince of Wales Ketchikan | IC6 | Petroleum Liquids | IC |  | S | 3.3 | 0.8 | 3.3 | 3.3 | 0.2 | N |  |  | N | Electric Utility | 1 | X | DFO
Conventional Hydroelectric.WAT | hydro | TRUE | 14624 | PUD No 2 of Grant County | 7113 | PEC Headworks | WA | Grant | 1 | Conventional Hydroelectric | HY |  | J | 6.6 | 0.95 | 6.6 | 6.6 | 3 | N |  |  | N | Electric Utility | 1 | X | WAT
Conventional Hydroelectric.WAT | hydro | TRUE | 19578 | Upper Peninsula Power Company | 7115 | Hoist | MI | Marquette | 2 | Conventional Hydroelectric | HY |  | S | 1.4 | 0.8 | 0.8 | 0.5 | 0 | N |  |  | N | Electric Utility | 1 | X | WAT
Conventional Hydroelectric.WAT | hydro | TRUE | 19578 | Upper Peninsula Power Company | 7115 | Hoist | MI | Marquette | 3 | Conventional Hydroelectric | HY |  | S | 2 | 0.8 | 1.2 | 0.8 | 0 | N |  |  | N | Electric Utility | 1 | X | WAT
Conventional Hydroelectric.WAT | hydro | TRUE | 19578 | Upper Peninsula Power Company | 7116 | McClure Dam | MI | Marquette | 1 | Conventional Hydroelectric | HY |  | S | 4 | 0.8 | 2.9 | 2.3 | 0 | N |  |  | N | Electric Utility | 1 | X | WAT
Conventional Hydroelectric.WAT | hydro | TRUE | 19578 | Upper Peninsula Power Company | 7116 | McClure Dam | MI | Marquette | 2 | Conventional Hydroelectric | HY |  | S | 4 | 0.8 | 2.9 | 2.3 | 0 | N |  |  | N | Electric Utility | 1 | X | WAT
Conventional Hydroelectric.WAT | hydro | TRUE | 65429 | Cataract Hydro, LLC | 7118 | Cataract (MI) | MI | Marquette | 1 | Conventional Hydroelectric | HY |  | S | 2 | 0.8 | 0.6 | 0.3 | 0 | N |  |  | N | IPP Non-CHP | 2 | X | WAT
Petroleum Liquids.DFO | petroleum | TRUE | 19578 | Upper Peninsula Power Company | 7119 | Gladstone | MI | Delta | 1 | Petroleum Liquids | GT |  | S | 22.6 | 0.9 | 17 | 22.2 | 5 | N |  |  | N | Electric Utility | 1 | X | DFO
Hydroelectric Pumped Storage.WAT | other | TRUE | 5416 | Duke Energy Carolinas, LLC | 7125 | Bad Creek | SC | Oconee | 1 | Hydroelectric Pumped Storage | PS |  | S | 420 | 0.9 | 420 | 420 | 320 | N |  |  | N | Electric Utility | 1 | X | WAT
Hydroelectric Pumped Storage.WAT | other | TRUE | 5416 | Duke Energy Carolinas, LLC | 7125 | Bad Creek | SC | Oconee | 2 | Hydroelectric Pumped Storage | PS |  | S | 420 | 0.9 | 420 | 420 | 320 | N |  |  | N | Electric Utility | 1 | X | WAT
Hydroelectric Pumped Storage.WAT | other | TRUE | 5416 | Duke Energy Carolinas, LLC | 7125 | Bad Creek | SC | Oconee | 3 | Hydroelectric Pumped Storage | PS |  | S | 324 | 0.9 | 340 | 340 | 250 | N |  |  | N | Electric Utility | 1 | X | WAT
Hydroelectric Pumped Storage.WAT | other | TRUE | 5416 | Duke Energy Carolinas, LLC | 7125 | Bad Creek | SC | Oconee | 4 | Hydroelectric Pumped Storage | PS |  | S | 324 | 0.9 | 340 | 340 | 250 | N |  |  | N | Electric Utility | 1 | X | WAT
Conventional Hydroelectric.WAT | hydro | TRUE | 18429 | City of Tacoma - (WA) | 7127 | Wynoochee | WA | Grays Harbor | 1 | Conventional Hydroelectric | HY |  | S | 12.8 | 1 | 15.5 | 12.8 | 1 | N |  |  | N | Electric Utility | 1 | X | WAT
Conventional Hydroelectric.WAT | hydro | TRUE | 332 | Allegheny Electric Coop Inc | 7128 | William F Matson Generating Station | PA | Huntingdon | 1 | Conventional Hydroelectric | HY |  | S | 7 | 0.9 | 2.4 | 7 | 2.4 | N |  |  | N | Electric Utility | 1 | X | WAT
Conventional Hydroelectric.WAT | hydro | TRUE | 332 | Allegheny Electric Coop Inc | 7128 | William F Matson Generating Station | PA | Huntingdon | 2 | Conventional Hydroelectric | HY |  | S | 14.7 | 0.9 | 6 | 14.7 | 6 | N |  |  | N | Electric Utility | 1 | X | WAT
Conventional Hydroelectric.WAT | hydro | TRUE | 3255 | California Dept. of Water Resources | 7129 | Thermalito Diverson Dam | CA | Butte | TD1 | Conventional Hydroelectric | HY |  | S | 3.4 | 0.9 | 3 | 3 | 0 | N |  |  | N | Electric Utility | 1 | X | WAT
Petroleum Liquids.RFO | petroleum | TRUE | 8287 | Hawaii Electric Light Co Inc | 7130 | Puna | HI | Hawaii | 1 | Petroleum Liquids | ST |  | S | 15.5 | 0.9 | 14 | 14 | 6 | N |  |  | N | Electric Utility | 1 | X | RFO | DFO
Petroleum Liquids.DFO | petroleum | TRUE | 8287 | Hawaii Electric Light Co Inc | 7130 | Puna | HI | Hawaii | 3 | Petroleum Liquids | GT |  | S | 23.6 | 0.9 | 20 | 20 | 7 | N |  |  | N | Electric Utility | 1 | X | DFO
Natural Gas Fired Combustion Turbine.NG | natural gas peaker | TRUE | 11292 | City of Lubbock - (TX) | 7131 | Brandon Station | TX | Lubbock | 1 | Natural Gas Fired Combustion Turbine | GT |  | S | 21 | 0.9 | 20 | 21.5 | 20 | N |  |  | Y | Electric Utility | 1 | T | NG
Conventional Hydroelectric.WAT | hydro | TRUE | 2010 | City of Bountiful | 7132 | Pine View Dam | UT | Weber | NA1 | Conventional Hydroelectric | HY |  | S | 1.8 | 0.9 | 1.8 | 1.8 | 0.5 | N |  |  | N | Electric Utility | 1 | X | WAT
Conventional Hydroelectric.WAT | hydro | TRUE | 807 | Arkansas Electric Coop Corp | 7135 | Whillock | AR | Conway | 1 | Conventional Hydroelectric | HY |  | S | 10.8 | 0.95 | 6 | 6 | 1 | N |  |  | N | Electric Utility | 1 | X | WAT
Conventional Hydroelectric.WAT | hydro | TRUE | 807 | Arkansas Electric Coop Corp | 7135 | Whillock | AR | Conway | 2 | Conventional Hydroelectric | HY |  | S | 10.8 | 0.95 | 6 | 6 | 1 | N |  |  | N | Electric Utility | 1 | X | WAT
Conventional Hydroelectric.WAT | hydro | TRUE | 807 | Arkansas Electric Coop Corp | 7135 | Whillock | AR | Conway | 3 | Conventional Hydroelectric | HY |  | S | 10.8 | 0.95 | 5 | 5 | 1 | N |  |  | N | Electric Utility | 1 | X | WAT
Natural Gas Fired Combustion Turbine.NG | natural gas peaker | TRUE | 61358 | Forked River Power, LLC | 7138 | Forked River | NJ | Ocean | 1 | Natural Gas Fired Combustion Turbine | GT |  | S | 38.4 | 0.85 | 34 | 44 | 34 | N |  |  | N | IPP Non-CHP | 2 | X | NG | DFO
Natural Gas Fired Combustion Turbine.NG | natural gas peaker | TRUE | 61358 | Forked River Power, LLC | 7138 | Forked River | NJ | Ocean | 2 | Natural Gas Fired Combustion Turbine | GT |  | S | 38.4 | 0.85 | 31 | 41 | 31 | N |  |  | N | IPP Non-CHP | 2 | X | NG | DFO
Natural Gas Fired Combustion Turbine.NG | natural gas peaker | TRUE | 12341 | MidAmerican Energy Co | 7145 | Pleasant Hill | IA | Polk | 1 | Natural Gas Fired Combustion Turbine | GT |  | S | 41.4 | 0.9 | 36.7 | 47 | 6 | N |  |  | N | Electric Utility | 1 | X | NG | DFO
Natural Gas Fired Combustion Turbine.NG | natural gas peaker | TRUE | 12341 | MidAmerican Energy Co | 7145 | Pleasant Hill | IA | Polk | 2 | Natural Gas Fired Combustion Turbine | GT |  | S | 41.4 | 0.9 | 37.3 | 47 | 6 | N |  |  | N | Electric Utility | 1 | X | NG | DFO
Natural Gas Fired Combustion Turbine.NG | natural gas peaker | TRUE | 12341 | MidAmerican Energy Co | 7145 | Pleasant Hill | IA | Polk | 3 | Natural Gas Fired Combustion Turbine | GT |  | S | 97 | 0.9 | 80.8 | 100 | 6 | N |  |  | N | Electric Utility | 1 | X | NG | DFO
Petroleum Liquids.DFO | petroleum | TRUE | 56505 | National Grid Generation LLC | 7146 | Wading River | NY | Suffolk | 02 | Petroleum Liquids | GT |  | S | 79.5 | 0.8 | 76.9 | 96.2 | 66.4 | N |  |  | N | Electric Utility | 1 | X | DFO
Petroleum Liquids.DFO | petroleum | TRUE | 56505 | National Grid Generation LLC | 7146 | Wading River | NY | Suffolk | 03 | Petroleum Liquids | GT |  | S | 79.5 | 0.8 | 81.7 | 99 | 65.9 | N |  |  | N | Electric Utility | 1 | X | DFO
Petroleum Liquids.DFO | petroleum | TRUE | 56505 | National Grid Generation LLC | 7146 | Wading River | NY | Suffolk | 1 | Petroleum Liquids | GT |  | S | 79.5 | 0.8 | 82 | 101.3 | 68.1 | N |  |  | N | Electric Utility | 1 | X | DFO
Conventional Hydroelectric.WAT | hydro | TRUE | 17609 | Southern California Edison Co | 7147 | Mill Creek 3 | CA | San Bernardino | 3 | Conventional Hydroelectric | HY |  | S | 1 | 1 | 1 | 1 | 0 | N |  |  | N | Electric Utility | 1 | X | WAT
Conventional Hydroelectric.WAT | hydro | TRUE | 17609 | Southern California Edison Co | 7147 | Mill Creek 3 | CA | San Bernardino | 4 | Conventional Hydroelectric | HY |  | S | 1 | 1 | 1 | 1 | 0 | N |  |  | N | Electric Utility | 1 | X | WAT
Conventional Hydroelectric.WAT | hydro | TRUE | 17609 | Southern California Edison Co | 7147 | Mill Creek 3 | CA | San Bernardino | 5 | Conventional Hydroelectric | HY |  | S | 1 | 1 | 1 | 1 | 0 | N |  |  | N | Electric Utility | 1 | X | WAT
Conventional Hydroelectric.WAT | hydro | TRUE | 16655 | City of Santa Clara - (CA) | 7151 | Stony Gorge | CA | Glenn | 1 | Conventional Hydroelectric | HY |  | S | 2.5 | 0.9 | 2.5 | 2.5 | 0.3 | N |  |  | N | Electric Utility | 1 | X | WAT
Conventional Hydroelectric.WAT | hydro | TRUE | 16655 | City of Santa Clara - (CA) | 7151 | Stony Gorge | CA | Glenn | 2 | Conventional Hydroelectric | HY |  | S | 2.5 | 0.9 | 2.5 | 2.5 | 0.3 | N |  |  | N | Electric Utility | 1 | X | WAT
Natural Gas Fired Combined Cycle.NG | natural gas combined cycle | TRUE | 56609 | Calpine Mid-Atlantic Generation LLC | 7153 | Hay Road | DE | New Castle | HR1 | Natural Gas Fired Combined Cycle | CT | CC1 | S | 103.5 | 0.9 | 126 | 126 | 80 | N |  |  | N | IPP Non-CHP | 2 | X | NG | DFO
Natural Gas Fired Combined Cycle.NG | natural gas combined cycle | TRUE | 56609 | Calpine Mid-Atlantic Generation LLC | 7153 | Hay Road | DE | New Castle | HR2 | Natural Gas Fired Combined Cycle | CT | CC1 | S | 103.5 | 0.9 | 126 | 126 | 80 | N |  |  | N | IPP Non-CHP | 2 | X | NG | DFO
Natural Gas Fired Combined Cycle.NG | natural gas combined cycle | TRUE | 56609 | Calpine Mid-Atlantic Generation LLC | 7153 | Hay Road | DE | New Castle | HR3 | Natural Gas Fired Combined Cycle | CT | CC1 | S | 122 | 0.9 | 126 | 126 | 80 | N |  |  | N | IPP Non-CHP | 2 | X | NG | DFO
Natural Gas Fired Combined Cycle.NG | natural gas combined cycle | TRUE | 56609 | Calpine Mid-Atlantic Generation LLC | 7153 | Hay Road | DE | New Castle | HR4 | Natural Gas Fired Combined Cycle | CA | CC1 | S | 207 | 0.9 | 187 | 187 | 45 | N |  |  | N | IPP Non-CHP | 2 | X | NG | DFO
Natural Gas Fired Combined Cycle.NG | natural gas combined cycle | TRUE | 56609 | Calpine Mid-Atlantic Generation LLC | 7153 | Hay Road | DE | New Castle | HR5 | Natural Gas Fired Combined Cycle | CT | CC2 | S | 122.4 | 0.85 | 128 | 128 | 80 | N |  |  | N | IPP Non-CHP | 2 | X | NG | DFO
Natural Gas Fired Combined Cycle.NG | natural gas combined cycle | TRUE | 56609 | Calpine Mid-Atlantic Generation LLC | 7153 | Hay Road | DE | New Castle | HR6 | Natural Gas Fired Combined Cycle | CT | CC2 | S | 122.4 | 0.85 | 128 | 128 | 80 | N |  |  | N | IPP Non-CHP | 2 | X | NG | DFO
Natural Gas Fired Combined Cycle.NG | natural gas combined cycle | TRUE | 56609 | Calpine Mid-Atlantic Generation LLC | 7153 | Hay Road | DE | New Castle | HR7 | Natural Gas Fired Combined Cycle | CT | CC2 | S | 122.4 | 0.85 | 128 | 128 | 80 | N |  |  | N | IPP Non-CHP | 2 | X | NG | DFO
Natural Gas Fired Combined Cycle.NG | natural gas combined cycle | TRUE | 56609 | Calpine Mid-Atlantic Generation LLC | 7153 | Hay Road | DE | New Castle | HR8 | Natural Gas Fired Combined Cycle | CA | CC2 | S | 195 | 0.85 | 187 | 187 | 45 | N |  |  | N | IPP Non-CHP | 2 | X | NG | DFO
Petroleum Liquids.DFO | petroleum | TRUE | 9417 | Interstate Power and Light Co | 7155 | Lime Creek | IA | Cerro Gordo | 1 | Petroleum Liquids | GT |  | S | 45.1 | 0.85 | 31.9 | 39 | 13 | N |  |  | N | Electric Utility | 1 | X | DFO
Petroleum Liquids.DFO | petroleum | TRUE | 9417 | Interstate Power and Light Co | 7155 | Lime Creek | IA | Cerro Gordo | 2 | Petroleum Liquids | GT |  | S | 45.1 | 0.85 | 34.1 | 41.6 | 13 | N |  |  | N | Electric Utility | 1 | X | DFO
Natural Gas Fired Combustion Turbine.NG | natural gas peaker | TRUE | 55729 | Duke Energy Kentucky Inc | 7158 | Woodsdale | OH | Butler | GT1 | Natural Gas Fired Combustion Turbine | GT |  | S | 95.3 | 0.8 | 78 | 94 | 4 | N |  |  | N | Electric Utility | 1 | X | NG | DFO
Natural Gas Fired Combustion Turbine.NG | natural gas peaker | TRUE | 55729 | Duke Energy Kentucky Inc | 7158 | Woodsdale | OH | Butler | GT2 | Natural Gas Fired Combustion Turbine | GT |  | S | 95.3 | 0.8 | 80 | 94 | 4 | N |  |  | N | Electric Utility | 1 | X | NG | DFO
Natural Gas Fired Combustion Turbine.NG | natural gas peaker | TRUE | 55729 | Duke Energy Kentucky Inc | 7158 | Woodsdale | OH | Butler | GT3 | Natural Gas Fired Combustion Turbine | GT |  | S | 95.3 | 0.8 | 80 | 94 | 4 | N |  |  | N | Electric Utility | 1 | X | NG | DFO
Natural Gas Fired Combustion Turbine.NG | natural gas peaker | TRUE | 55729 | Duke Energy Kentucky Inc | 7158 | Woodsdale | OH | Butler | GT4 | Natural Gas Fired Combustion Turbine | GT |  | S | 95.3 | 0.8 | 78 | 94 | 4 | N |  |  | N | Electric Utility | 1 | X | NG | DFO
Natural Gas Fired Combustion Turbine.NG | natural gas peaker | TRUE | 55729 | Duke Energy Kentucky Inc | 7158 | Woodsdale | OH | Butler | GT5 | Natural Gas Fired Combustion Turbine | GT |  | S | 95.3 | 0.8 | 80 | 94 | 4 | N |  |  | N | Electric Utility | 1 | X | NG | DFO
Natural Gas Fired Combustion Turbine.NG | natural gas peaker | TRUE | 55729 | Duke Energy Kentucky Inc | 7158 | Woodsdale | OH | Butler | GT6 | Natural Gas Fired Combustion Turbine | GT |  | S | 95.3 | 0.8 | 80 | 94 | 4 | N |  |  | N | Electric Utility | 1 | X | NG | DFO
Natural Gas Fired Combustion Turbine.NG | natural gas peaker | TRUE | 20847 | Wisconsin Electric Power Co | 7159 | Concord | WI | Jefferson | 1 | Natural Gas Fired Combustion Turbine | GT |  | S | 95.4 | 0.8 | 92.5 | 100 | 50 | N |  |  | N | Electric Utility | 1 | X | NG | DFO
Natural Gas Fired Combustion Turbine.NG | natural gas peaker | TRUE | 20847 | Wisconsin Electric Power Co | 7159 | Concord | WI | Jefferson | 2 | Natural Gas Fired Combustion Turbine | GT |  | S | 95.4 | 0.8 | 91.3 | 100 | 50 | N |  |  | N | Electric Utility | 1 | X | NG | DFO
Natural Gas Fired Combustion Turbine.NG | natural gas peaker | TRUE | 20847 | Wisconsin Electric Power Co | 7159 | Concord | WI | Jefferson | 3 | Natural Gas Fired Combustion Turbine | GT |  | S | 95.4 | 0.8 | 90.7 | 100 | 50 | N |  |  | N | Electric Utility | 1 | X | NG | DFO
Natural Gas Fired Combustion Turbine.NG | natural gas peaker | TRUE | 20847 | Wisconsin Electric Power Co | 7159 | Concord | WI | Jefferson | 4 | Natural Gas Fired Combustion Turbine | GT |  | S | 95.4 | 0.8 | 94 | 100 | 50 | N |  |  | N | Electric Utility | 1 | X | NG | DFO
Hydroelectric Pumped Storage.WAT | other | TRUE | 2850 | Central Arizona Water Conservation Dist | 7164 | Waddell | AZ | Maricopa | PG3 | Hydroelectric Pumped Storage | PS |  | W | 10 | 1 | 10 | 10 | 10 | N |  |  | N | Electric Utility | 1 | X | WAT
Hydroelectric Pumped Storage.WAT | other | TRUE | 2850 | Central Arizona Water Conservation Dist | 7164 | Waddell | AZ | Maricopa | PG6 | Hydroelectric Pumped Storage | PS |  | W | 10 | 1 | 10 | 10 | 10 | N |  |  | N | Electric Utility | 1 | X | WAT
Hydroelectric Pumped Storage.WAT | other | TRUE | 2850 | Central Arizona Water Conservation Dist | 7164 | Waddell | AZ | Maricopa | PG7 | Hydroelectric Pumped Storage | PS |  | W | 10 | 1 | 10 | 10 | 10 | N |  |  | N | Electric Utility | 1 | X | WAT
Hydroelectric Pumped Storage.WAT | other | TRUE | 2850 | Central Arizona Water Conservation Dist | 7164 | Waddell | AZ | Maricopa | PS1 | Hydroelectric Pumped Storage | PS |  | W | 10 | 1 | 10 | 10 | 10 | N |  |  | N | Electric Utility | 1 | X | WAT
Conventional Hydroelectric.WAT | hydro | TRUE | 13718 | City of North Little Rock - (AR) | 7166 | Murray | AR | Pulaski | 1 | Conventional Hydroelectric | HY |  | S | 22.7 | 0.9 | 21.2 | 21.2 | 4 | N |  |  | N | Electric Utility | 1 | X | WAT
Conventional Hydroelectric.WAT | hydro | TRUE | 13718 | City of North Little Rock - (AR) | 7166 | Murray | AR | Pulaski | 2 | Conventional Hydroelectric | HY |  | S | 22.7 | 0.9 | 21.2 | 21.2 | 4 | N |  |  | N | Electric Utility | 1 | X | WAT
Conventional Hydroelectric.WAT | hydro | TRUE | 12385 | Metlakatla Power & Light | 7168 | Chester Lake | AK | Prince of Wales Ketchikan | 1 | Conventional Hydroelectric | HY |  | S | 1.3 | 0.9 | 1.2 | 1.2 | 0.2 | N |  |  | N | Electric Utility | 1 | X | WAT
Petroleum Liquids.DFO | petroleum | TRUE | 219 | Alaska Power and Telephone Co | 7169 | Northway | AK | Southeast Fairbanks | 1A | Petroleum Liquids | IC |  | S | 0.5 | 0.8 | 0.3 | 0.3 | 0.1 | N |  |  | N | Electric Utility | 1 | X | DFO
Petroleum Liquids.DFO | petroleum | TRUE | 219 | Alaska Power and Telephone Co | 7169 | Northway | AK | Southeast Fairbanks | 2A | Petroleum Liquids | IC |  | S | 0.2 | 0.8 | 0.2 | 0.2 | 0.1 | N |  |  | N | Electric Utility | 1 | X | DFO
Petroleum Liquids.DFO | petroleum | TRUE | 219 | Alaska Power and Telephone Co | 7169 | Northway | AK | Southeast Fairbanks | 5 | Petroleum Liquids | IC |  | S | 0.4 | 0.8 | 0.4 | 0.4 | 0.2 | N |  |  | N | Electric Utility | 1 | X | DFO
Natural Gas Fired Combustion Turbine.NG | natural gas peaker | TRUE | 1276 | Barrow Utils & Elec Coop, Inc | 7173 | Barrow | AK | North Slope | 11 | Natural Gas Fired Combustion Turbine | GT |  | S | 4.8 | 0.8 | 4.8 | 5 | 0.5 | N |  |  | N | Electric Utility | 1 | X | NG
Natural Gas Fired Combustion Turbine.NG | natural gas peaker | TRUE | 1276 | Barrow Utils & Elec Coop, Inc | 7173 | Barrow | AK | North Slope | 12 | Natural Gas Fired Combustion Turbine | GT |  | S | 5 | 0.8 | 5 | 5.3 | 0.5 | N |  |  | N | Electric Utility | 1 | X | NG | DFO
Natural Gas Fired Combustion Turbine.NG | natural gas peaker | TRUE | 1276 | Barrow Utils & Elec Coop, Inc | 7173 | Barrow | AK | North Slope | 6 | Natural Gas Fired Combustion Turbine | GT |  | W | 2.5 | 0.8 | 2.5 | 3 | 0.5 | N |  |  | N | Electric Utility | 1 | X | NG | DFO
Natural Gas Fired Combustion Turbine.NG | natural gas peaker | TRUE | 1276 | Barrow Utils & Elec Coop, Inc | 7173 | Barrow | AK | North Slope | 7 | Natural Gas Fired Combustion Turbine | GT |  | W | 2.5 | 0.8 | 2.5 | 3 | 0.5 | N |  |  | N | Electric Utility | 1 | X | NG | DFO
Natural Gas Fired Combustion Turbine.NG | natural gas peaker | TRUE | 1276 | Barrow Utils & Elec Coop, Inc | 7173 | Barrow | AK | North Slope | 8 | Natural Gas Fired Combustion Turbine | GT |  | W | 2.5 | 0.8 | 2.5 | 3 | 0.5 | N |  |  | N | Electric Utility | 1 | X | NG | DFO
Petroleum Liquids.DFO | petroleum | TRUE | 7833 | Gwitchyaa Zhee Utility Co | 7174 | Gwitchyaa Zhee | AK | Yukon Koyukuk | 11 | Petroleum Liquids | IC |  | S | 0.4 | 0.98 | 0.2 | 0.3 | 0.2 | N |  |  | N | Electric Utility | 1 | X | DFO
Petroleum Liquids.DFO | petroleum | TRUE | 7833 | Gwitchyaa Zhee Utility Co | 7174 | Gwitchyaa Zhee | AK | Yukon Koyukuk | 7 | Petroleum Liquids | IC |  | S | 1 | 0.98 | 0.4 | 0.6 | 0.2 | N |  |  | Y | Electric Utility | 1 | T | DFO
Petroleum Liquids.DFO | petroleum | TRUE | 7833 | Gwitchyaa Zhee Utility Co | 7174 | Gwitchyaa Zhee | AK | Yukon Koyukuk | 8 | Petroleum Liquids | IC |  | S | 1 | 0.98 | 0.4 | 0.6 | 0.2 | N |  |  | Y | Electric Utility | 1 | T | DFO
Petroleum Liquids.DFO | petroleum | TRUE | 7833 | Gwitchyaa Zhee Utility Co | 7174 | Gwitchyaa Zhee | AK | Yukon Koyukuk | 9 | Petroleum Liquids | IC |  | S | 0.4 | 0.98 | 0.2 | 0.3 | 0.2 | N |  |  | Y | Electric Utility | 1 | T | DFO
Conventional Hydroelectric.WAT | hydro | TRUE | 3990 | Colorado River Indian Irr Proj | 7179 | Headgate Rock | AZ | La Paz | 1 | Conventional Hydroelectric | HY |  | S | 6.5 | 0.9 | 6.5 | 6.5 | 1 | N |  |  | N | Electric Utility | 1 | X | WAT
Conventional Hydroelectric.WAT | hydro | TRUE | 3990 | Colorado River Indian Irr Proj | 7179 | Headgate Rock | AZ | La Paz | 2 | Conventional Hydroelectric | HY |  | S | 6.5 | 0.9 | 6.5 | 6.5 | 1 | N |  |  | N | Electric Utility | 1 | X | WAT
Conventional Hydroelectric.WAT | hydro | TRUE | 3990 | Colorado River Indian Irr Proj | 7179 | Headgate Rock | AZ | La Paz | 3 | Conventional Hydroelectric | HY |  | S | 6.5 | 0.9 | 6.5 | 6.5 | 1 | N |  |  | N | Electric Utility | 1 | X | WAT
Petroleum Liquids.DFO | petroleum | TRUE | 4959 | Aniak Light & Power Co Inc | 7182 | Aniak | AK | Bethel | 1 | Petroleum Liquids | IC |  | S | 0.5 | 0.8 | 0.2 | 0.3 | 0.1 | N |  |  | N | Electric Utility | 1 | X | DFO
Petroleum Liquids.DFO | petroleum | TRUE | 4959 | Aniak Light & Power Co Inc | 7182 | Aniak | AK | Bethel | 10 | Petroleum Liquids | IC |  | S | 0.6 | 0.9 | 0.6 | 0.6 | 0.3 | N |  |  | N | Electric Utility | 1 | X | DFO
Petroleum Liquids.DFO | petroleum | TRUE | 4959 | Aniak Light & Power Co Inc | 7182 | Aniak | AK | Bethel | 11 | Petroleum Liquids | IC |  | S | 0.5 | 0.8 | 0.5 | 0.5 | 0.1 | N |  |  | N | Electric Utility | 1 | X | DFO
Petroleum Liquids.DFO | petroleum | TRUE | 4959 | Aniak Light & Power Co Inc | 7182 | Aniak | AK | Bethel | 9 | Petroleum Liquids | IC |  | S | 0.6 | 0.8 | 0.6 | 0.6 | 0.1 | N |  |  | N | Electric Utility | 1 | X | DFO
Petroleum Liquids.DFO | petroleum | TRUE | 9188 | I-N-N Electric Coop, Inc | 7183 | Newhalen | AK | Lake and Peninsula | 5 | Petroleum Liquids | IC |  | S | 0.3 | 0.8 | 0.3 | 0.3 | 0 | N |  |  | N | Electric Utility | 1 | X | DFO
Petroleum Liquids.DFO | petroleum | TRUE | 9188 | I-N-N Electric Coop, Inc | 7183 | Newhalen | AK | Lake and Peninsula | 6 | Petroleum Liquids | IC |  | S | 0.3 | 0.8 | 0.3 | 0.3 | 0 | N |  |  | N | Electric Utility | 1 | X | DFO
Petroleum Liquids.DFO | petroleum | TRUE | 9188 | I-N-N Electric Coop, Inc | 7183 | Newhalen | AK | Lake and Peninsula | 7 | Petroleum Liquids | IC |  | S | 0.3 | 0.8 | 0.3 | 0.3 | 0 | N |  |  | N | Electric Utility | 1 | X | DFO
Conventional Hydroelectric.WAT | hydro | TRUE | 9188 | I-N-N Electric Coop, Inc | 7183 | Newhalen | AK | Lake and Peninsula | H-1 | Conventional Hydroelectric | HY |  | S | 0.4 | 0.8 | 0.4 | 0.4 | 0 | N |  |  | N | Electric Utility | 1 | X | WAT
Conventional Hydroelectric.WAT | hydro | TRUE | 9188 | I-N-N Electric Coop, Inc | 7183 | Newhalen | AK | Lake and Peninsula | H-2 | Conventional Hydroelectric | HY |  | S | 0.4 | 0.8 | 0.4 | 0.4 | 0 | N |  |  | N | Electric Utility | 1 | X | WAT
Conventional Hydroelectric.WAT | hydro | TRUE | 15783 | City of Redding - (CA) | 7189 | Whiskeytown | CA | Shasta | 1 | Conventional Hydroelectric | HY |  | S | 3.5 | 0.9 | 3.5 | 3.5 | 1 | N |  |  | N | Electric Utility | 1 | X | WAT
Conventional Hydroelectric.WAT | hydro | TRUE | 9191 | Idaho Power Co | 7190 | Milner Hydro | ID | Cassia | 1 | Conventional Hydroelectric | HY |  | S | 46.6 | 0.95 | 45.2 | 46.6 | 0 | N |  |  | N | Electric Utility | 1 | X | WAT
Conventional Hydroelectric.WAT | hydro | TRUE | 9191 | Idaho Power Co | 7190 | Milner Hydro | ID | Cassia | 2 | Conventional Hydroelectric | HY |  | S | 12.1 | 0.95 | 11.4 | 12.1 | 0 | N |  |  | N | Electric Utility | 1 | X | WAT
Conventional Hydroelectric.WAT | hydro | TRUE | 9191 | Idaho Power Co | 7190 | Milner Hydro | ID | Cassia | 3 | Conventional Hydroelectric | HY |  | S | 0.8 | 1 | 0.3 | 0.8 | 0 | N |  |  | N | Electric Utility | 1 | X | WAT
Conventional Hydroelectric.WAT | hydro | TRUE | 56477 | Tallassee Shoals LLC | 7191 | Tallassee Hydro Project | GA | Clarke | 1 | Conventional Hydroelectric | HY |  | S | 2.2 | 0.9 | 2 | 2 | 0.2 | N |  |  | N | IPP Non-CHP | 2 | X | WAT
Conventional Hydroelectric.WAT | hydro | TRUE | 56477 | Tallassee Shoals LLC | 7191 | Tallassee Hydro Project | GA | Clarke | 2 | Conventional Hydroelectric | HY |  | S | 0.1 | 0.8 | 0.1 | 0.1 | 0.1 | N |  |  | N | IPP Non-CHP | 2 | X | WAT
Conventional Hydroelectric.WAT | hydro | TRUE | 19449 | USACE-Fort Worth District | 7200 | Robert D Willis | TX | Jasper | 1 | Conventional Hydroelectric | HY |  | S | 4 | 0.9 | 4 | 4 | 0.5 | N |  |  | N | Electric Utility | 1 | X | WAT
Conventional Hydroelectric.WAT | hydro | TRUE | 19449 | USACE-Fort Worth District | 7200 | Robert D Willis | TX | Jasper | 2 | Conventional Hydroelectric | HY |  | S | 4 | 0.9 | 4 | 4 | 0.5 | N |  |  | N | Electric Utility | 1 | X | WAT
Natural Gas Fired Combustion Turbine.NG | natural gas peaker | TRUE | 20856 | Wisconsin Power & Light Co | 7203 | South Fond Du Lac | WI | Fond Du Lac | CT1 | Natural Gas Fired Combustion Turbine | GT |  | W | 95.4 | 0.8 | 80.8 | 90.8 | 20 | N |  |  | N | Electric Utility | 1 | X | NG | DFO
Natural Gas Fired Combustion Turbine.NG | natural gas peaker | TRUE | 20856 | Wisconsin Power & Light Co | 7203 | South Fond Du Lac | WI | Fond Du Lac | CT2 | Natural Gas Fired Combustion Turbine | GT |  | S | 95.4 | 0.8 | 81.3 | 91.5 | 20 | N |  |  | N | Electric Utility | 1 | X | NG | DFO
Natural Gas Fired Combustion Turbine.NG | natural gas peaker | TRUE | 20856 | Wisconsin Power & Light Co | 7203 | South Fond Du Lac | WI | Fond Du Lac | CT3 | Natural Gas Fired Combustion Turbine | GT |  | S | 95.4 | 0.8 | 83.1 | 93.5 | 20 | N |  |  | N | Electric Utility | 1 | X | NG | DFO
Natural Gas Fired Combustion Turbine.NG | natural gas peaker | TRUE | 20856 | Wisconsin Power & Light Co | 7203 | South Fond Du Lac | WI | Fond Du Lac | CT4 | Natural Gas Fired Combustion Turbine | GT |  | W | 95.4 | 0.8 | 83 | 93.3 | 20 | N |  |  | N | Electric Utility | 1 | X | NG | DFO
Natural Gas Steam Turbine.NG | natural gas steam turbine | TRUE | 17539 | Dominion Energy South Carolina, Inc | 7210 | Cope | SC | Orangeburg | ST1 | Natural Gas Steam Turbine | ST |  | S | 417.3 | 0.85 | 415 | 415 | 110 | N |  |  | N | Electric Utility | 1 | X | NG | BIT
Natural Gas Fired Combustion Turbine.NG | natural gas peaker | TRUE | 19876 | Virginia Electric & Power Co | 7212 | Darbytown | VA | Henrico | 1 | Natural Gas Fired Combustion Turbine | GT |  | S | 92.1 | 0.9 | 84 | 98 | 40 | N |  |  | N | Electric Utility | 1 | X | NG | DFO
Natural Gas Fired Combustion Turbine.NG | natural gas peaker | TRUE | 19876 | Virginia Electric & Power Co | 7212 | Darbytown | VA | Henrico | 2 | Natural Gas Fired Combustion Turbine | GT |  | S | 92.1 | 0.9 | 84 | 97 | 40 | N |  |  | N | Electric Utility | 1 | X | NG | DFO
Natural Gas Fired Combustion Turbine.NG | natural gas peaker | TRUE | 19876 | Virginia Electric & Power Co | 7212 | Darbytown | VA | Henrico | 3 | Natural Gas Fired Combustion Turbine | GT |  | S | 92.1 | 0.9 | 84 | 95 | 40 | N |  |  | N | Electric Utility | 1 | X | NG | DFO
Natural Gas Fired Combustion Turbine.NG | natural gas peaker | TRUE | 19876 | Virginia Electric & Power Co | 7212 | Darbytown | VA | Henrico | 4 | Natural Gas Fired Combustion Turbine | GT |  | S | 92.1 | 0.9 | 84 | 97 | 40 | N |  |  | N | Electric Utility | 1 | X | NG | DFO
Conventional Steam Coal.BIT | hard coal | TRUE | 19876 | Virginia Electric & Power Co | 7213 | Clover | VA | Halifax | 1 | Conventional Steam Coal | ST |  | J | 424 | 0.9 | 440 | 443 | 130 | N |  |  | N | Electric Utility | 1 | X | BIT
Conventional Steam Coal.BIT | hard coal | TRUE | 19876 | Virginia Electric & Power Co | 7213 | Clover | VA | Halifax | 2 | Conventional Steam Coal | ST |  | J | 424 | 0.9 | 437 | 438 | 130 | N |  |  | N | Electric Utility | 1 | X | BIT
Conventional Hydroelectric.WAT | hydro | TRUE | 16655 | City of Santa Clara - (CA) | 7229 | Black Butte | CA | Tehama | 1 | Conventional Hydroelectric | HY |  | S | 6.1 | 0.9 | 6.1 | 6.1 | 0.5 | N |  |  | N | Electric Utility | 1 | X | WAT
Natural Gas Fired Combustion Turbine.NG | natural gas peaker | TRUE | 16655 | City of Santa Clara - (CA) | 7231 | Gianera | CA | Santa Clara | 1 | Natural Gas Fired Combustion Turbine | GT |  | S | 32.3 | 0.9 | 24.8 | 24.8 | 22 | N |  |  | N | Electric Utility | 1 | X | NG | DFO
Natural Gas Fired Combustion Turbine.NG | natural gas peaker | TRUE | 16655 | City of Santa Clara - (CA) | 7231 | Gianera | CA | Santa Clara | 2 | Natural Gas Fired Combustion Turbine | GT |  | S | 32.3 | 0.9 | 24.8 | 24.8 | 22 | N |  |  | N | Electric Utility | 1 | X | NG | DFO
Natural Gas Fired Combustion Turbine.NG | natural gas peaker | TRUE | 16655 | City of Santa Clara - (CA) | 7232 | Santa Clara Cogen | CA | Santa Clara | 1 | Natural Gas Fired Combustion Turbine | GT |  | S | 3.9 | 0.85 | 3.5 | 3.5 | 2.8 | N |  |  | Y | Electric Utility | 1 | T | NG
Natural Gas Fired Combustion Turbine.NG | natural gas peaker | TRUE | 16655 | City of Santa Clara - (CA) | 7232 | Santa Clara Cogen | CA | Santa Clara | 2 | Natural Gas Fired Combustion Turbine | GT |  | S | 3.9 | 0.85 | 3.5 | 3.5 | 2.8 | N |  |  | Y | Electric Utility | 1 | T | NG
Conventional Hydroelectric.WAT | hydro | TRUE | 3989 | City of Colorado Springs - (CO) | 7233 | Tesla | CO | El Paso | 1 | Conventional Hydroelectric | HY |  | S | 26.6 | 0.95 | 28 | 28 | 0.5 | N |  |  | N | Electric Utility | 1 | X | WAT
Natural Gas Fired Combustion Turbine.NG | natural gas peaker | TRUE | 13781 | Northern States Power Co - Minnesota | 7237 | Angus Anson | SD | Minnehaha | 1 | Natural Gas Fired Combustion Turbine | GT |  | S | 119.7 | 0.9 | 90 | 109 | 45 | N | 12 | 2025 | N | Electric Utility | 1 | X | NG | DFO
Natural Gas Fired Combustion Turbine.NG | natural gas peaker | TRUE | 13781 | Northern States Power Co - Minnesota | 7237 | Angus Anson | SD | Minnehaha | 2 | Natural Gas Fired Combustion Turbine | GT |  | S | 119.7 | 0.9 | 90 | 109 | 45 | N | 12 | 2025 | N | Electric Utility | 1 | X | NG | DFO
Natural Gas Fired Combustion Turbine.NG | natural gas peaker | TRUE | 13781 | Northern States Power Co - Minnesota | 7237 | Angus Anson | SD | Minnehaha | 4 | Natural Gas Fired Combustion Turbine | GT |  | S | 166.3 | 0.85 | 147 | 168 | 90 | N |  |  | N | Electric Utility | 1 | X | NG
Natural Gas Fired Combustion Turbine.NG | natural gas peaker | TRUE | 10376 | Kissimmee Utility Authority | 7238 | Cane Island | FL | Osceola | 1 | Natural Gas Fired Combustion Turbine | GT |  | J | 32 | 0.8 | 32 | 42 | 10 | N |  |  | N | Electric Utility | 1 | X | NG | DFO
Natural Gas Fired Combined Cycle.NG | natural gas combined cycle | TRUE | 10376 | Kissimmee Utility Authority | 7238 | Cane Island | FL | Osceola | 2 | Natural Gas Fired Combined Cycle | CT | UN1 | J | 76 | 0.8 | 76 | 85 | 45 | N |  |  | N | Electric Utility | 1 | X | NG | DFO
Natural Gas Fired Combined Cycle.NG | natural gas combined cycle | TRUE | 10376 | Kissimmee Utility Authority | 7238 | Cane Island | FL | Osceola | 2A | Natural Gas Fired Combined Cycle | CA | UN1 | J | 40 | 0.8 | 39 | 40 | 10 | N |  |  | N | Electric Utility | 1 | X | NG | OTH
Natural Gas Fired Combined Cycle.NG | natural gas combined cycle | TRUE | 10376 | Kissimmee Utility Authority | 7238 | Cane Island | FL | Osceola | 3 | Natural Gas Fired Combined Cycle | CT | UN2 | J | 152 | 0.85 | 152 | 172 | 90 | N |  |  | N | Electric Utility | 1 | X | NG | DFO
Natural Gas Fired Combined Cycle.NG | natural gas combined cycle | TRUE | 10376 | Kissimmee Utility Authority | 7238 | Cane Island | FL | Osceola | 3A | Natural Gas Fired Combined Cycle | CA | UN2 | J | 82.5 | 0.85 | 90 | 90 | 10 | N |  |  | N | Electric Utility | 1 | X | NG
Natural Gas Fired Combined Cycle.NG | natural gas combined cycle | TRUE | 10376 | Kissimmee Utility Authority | 7238 | Cane Island | FL | Osceola | 4 | Natural Gas Fired Combined Cycle | CT | UN3 | W | 180 | 0.85 | 160 | 180 | 78 | N |  |  | N | Electric Utility | 1 | X | NG
Natural Gas Fired Combined Cycle.NG | natural gas combined cycle | TRUE | 10376 | Kissimmee Utility Authority | 7238 | Cane Island | FL | Osceola | 4A | Natural Gas Fired Combined Cycle | CA | UN3 | W | 143.5 | 0.85 | 130 | 140 | 10 | N |  |  | N | Electric Utility | 1 | X | NG
Natural Gas Fired Combined Cycle.NG | natural gas combined cycle | TRUE | 18454 | Tampa Electric Co | 7242 | Polk | FL | Polk | 1CA | Natural Gas Fired Combined Cycle | CA | CC1 | S | 133.4 | 0.85 | 59 | 59 | 33 | N |  |  | N | Electric Utility | 1 | X | NG | SGP
Natural Gas Fired Combined Cycle.NG | natural gas combined cycle | TRUE | 18454 | Tampa Electric Co | 7242 | Polk | FL | Polk | 1CT | Natural Gas Fired Combined Cycle | CT | CC1 | S | 192.9 | 0.86 | 161 | 161 | 89 | N |  |  | N | Electric Utility | 1 | X | NG | SGP
Natural Gas Fired Combined Cycle.NG | natural gas combined cycle | TRUE | 18454 | Tampa Electric Co | 7242 | Polk | FL | Polk | 2 | Natural Gas Fired Combined Cycle | CT | CC2 | S | 175.8 | 0.9 | 150 | 180 | 89 | N |  |  | N | Electric Utility | 1 | X | NG | DFO
Natural Gas Fired Combined Cycle.NG | natural gas combined cycle | TRUE | 18454 | Tampa Electric Co | 7242 | Polk | FL | Polk | 2CC | Natural Gas Fired Combined Cycle | CA | CC2 | S | 463 | 0.9 | 461 | 480 | 90 | N |  |  | N | Electric Utility | 1 | X | NG
Natural Gas Fired Combined Cycle.NG | natural gas combined cycle | TRUE | 18454 | Tampa Electric Co | 7242 | Polk | FL | Polk | 3 | Natural Gas Fired Combined Cycle | CT | CC2 | S | 175.8 | 0.9 | 150 | 180 | 89 | N |  |  | N | Electric Utility | 1 | X | NG | DFO
Natural Gas Fired Combined Cycle.NG | natural gas combined cycle | TRUE | 18454 | Tampa Electric Co | 7242 | Polk | FL | Polk | 4 | Natural Gas Fired Combined Cycle | CT | CC2 | S | 175.8 | 0.85 | 150 | 180 | 89 | N |  |  | N | Electric Utility | 1 | X | NG
Natural Gas Fired Combined Cycle.NG | natural gas combined cycle | TRUE | 18454 | Tampa Electric Co | 7242 | Polk | FL | Polk | 5 | Natural Gas Fired Combined Cycle | CT | CC2 | S | 175.8 | 0.85 | 150 | 180 | 89 | N |  |  | N | Electric Utility | 1 | X | NG
Conventional Hydroelectric.WAT | hydro | TRUE | 807 | Arkansas Electric Coop Corp | 7246 | Dam 2 | AR | Desha | 1 | Conventional Hydroelectric | HY |  | S | 34.2 | 0.95 | 11 | 11 | 2 | N |  |  | N | Electric Utility | 1 | X | WAT
Conventional Hydroelectric.WAT | hydro | TRUE | 807 | Arkansas Electric Coop Corp | 7246 | Dam 2 | AR | Desha | 2 | Conventional Hydroelectric | HY |  | S | 34.2 | 0.95 | 12 | 12 | 2 | N |  |  | N | Electric Utility | 1 | X | WAT
Conventional Hydroelectric.WAT | hydro | TRUE | 807 | Arkansas Electric Coop Corp | 7246 | Dam 2 | AR | Desha | 3 | Conventional Hydroelectric | HY |  | S | 34.2 | 0.95 | 12 | 12 | 2 | N |  |  | N | Electric Utility | 1 | X | WAT
Petroleum Liquids.DFO | petroleum | TRUE | 12710 | Missouri Basin Muni Power Agny | 7247 | Watertown Power Plant | SD | Codington | 1 | Petroleum Liquids | GT |  | S | 67.5 | 0.9 | 50 | 60 | 10 | N |  |  | N | Electric Utility | 1 | X | DFO
Petroleum Liquids.DFO | petroleum | TRUE | 213 | Alaska Electric Light & Power Co. | 7250 | Auke Bay | AK | Juneau | 13 | Petroleum Liquids | GT |  | S | 2.8 | 0.8 | 2.8 | 2.8 | 0.5 | N |  |  | N | Electric Utility | 1 | X | DFO
Petroleum Liquids.DFO | petroleum | TRUE | 213 | Alaska Electric Light & Power Co. | 7250 | Auke Bay | AK | Juneau | 14 | Petroleum Liquids | GT |  | S | 30.9 | 0.85 | 23 | 23 | 9 | N |  |  | N | Electric Utility | 1 | X | DFO
Petroleum Liquids.DFO | petroleum | TRUE | 213 | Alaska Electric Light & Power Co. | 7250 | Auke Bay | AK | Juneau | 4 | Petroleum Liquids | IC |  | S | 2.5 | 0.8 | 2.5 | 2.5 | 0.5 | N |  |  | N | Electric Utility | 1 | X | DFO
Conventional Hydroelectric.WAT | hydro | TRUE | 19099 | TransAlta Centralia Gen LLC | 7259 | Skookumchuck | WA | Thurston | 1 | Conventional Hydroelectric | HY |  | S | 1 | 0.94 | 1 | 1 | 0.3 | N |  |  | N | IPP Non-CHP | 2 | X | WAT
Petroleum Liquids.DFO | petroleum | TRUE | 11843 | Maui Electric Co Ltd | 7264 | Miki Basin | HI | Maui | LL1 | Petroleum Liquids | IC |  | S | 1 | 0.8 | 1 | 1 | 0.6 | N |  |  | N | Electric Utility | 1 | X | DFO
Petroleum Liquids.DFO | petroleum | TRUE | 11843 | Maui Electric Co Ltd | 7264 | Miki Basin | HI | Maui | LL2 | Petroleum Liquids | IC |  | S | 1 | 0.8 | 1 | 1 | 0.6 | N |  |  | N | Electric Utility | 1 | X | DFO
Petroleum Liquids.DFO | petroleum | TRUE | 11843 | Maui Electric Co Ltd | 7264 | Miki Basin | HI | Maui | LL3 | Petroleum Liquids | IC |  | S | 1 | 0.8 | 1 | 1 | 0.6 | N |  |  | N | Electric Utility | 1 | X | DFO
Petroleum Liquids.DFO | petroleum | TRUE | 11843 | Maui Electric Co Ltd | 7264 | Miki Basin | HI | Maui | LL4 | Petroleum Liquids | IC |  | S | 1 | 0.8 | 1 | 1 | 0.6 | N |  |  | N | Electric Utility | 1 | X | DFO
Petroleum Liquids.DFO | petroleum | TRUE | 11843 | Maui Electric Co Ltd | 7264 | Miki Basin | HI | Maui | LL5 | Petroleum Liquids | IC |  | S | 1 | 0.8 | 1 | 1 | 0.6 | N |  |  | N | Electric Utility | 1 | X | DFO
Petroleum Liquids.DFO | petroleum | TRUE | 11843 | Maui Electric Co Ltd | 7264 | Miki Basin | HI | Maui | LL6 | Petroleum Liquids | IC |  | S | 1 | 0.8 | 1 | 1 | 0.6 | N |  |  | N | Electric Utility | 1 | X | DFO
Petroleum Liquids.DFO | petroleum | TRUE | 11843 | Maui Electric Co Ltd | 7264 | Miki Basin | HI | Maui | LL7 | Petroleum Liquids | IC |  | S | 2.2 | 0.8 | 2.1 | 2.1 | 0.6 | N |  |  | N | Electric Utility | 1 | X | DFO
Petroleum Liquids.DFO | petroleum | TRUE | 11843 | Maui Electric Co Ltd | 7264 | Miki Basin | HI | Maui | LL8 | Petroleum Liquids | IC |  | S | 2.2 | 0.8 | 2.1 | 2.1 | 0.6 | N |  |  | N | Electric Utility | 1 | X | DFO
Natural Gas Fired Combined Cycle.NG | natural gas combined cycle | TRUE | 12745 | Modesto Irrigation District | 7266 | Woodland | CA | Stanislaus | 2 | Natural Gas Fired Combined Cycle | CA | CC1 | S | 37.7 | 0.85 | 33 | 33 | 2 | N |  |  | N | Electric Utility | 1 | X | NG
Natural Gas Fired Combined Cycle.NG | natural gas combined cycle | TRUE | 12745 | Modesto Irrigation District | 7266 | Woodland | CA | Stanislaus | 3 | Natural Gas Fired Combined Cycle | CT | CC1 | S | 60.5 | 0.85 | 50 | 50 | 23 | N |  |  | N | Electric Utility | 1 | X | NG
Natural Gas Internal Combustion Engine.NG | natural gas peaker | TRUE | 12745 | Modesto Irrigation District | 7266 | Woodland | CA | Stanislaus | 3A | Natural Gas Internal Combustion Engine | IC |  | S | 8.4 | 0.8 | 8.2 | 8.2 | 4 | N |  |  | N | Electric Utility | 1 | X | NG
Natural Gas Internal Combustion Engine.NG | natural gas peaker | TRUE | 12745 | Modesto Irrigation District | 7266 | Woodland | CA | Stanislaus | 3B | Natural Gas Internal Combustion Engine | IC |  | S | 8.4 | 0.8 | 8.2 | 8.2 | 4 | N |  |  | N | Electric Utility | 1 | X | NG
Natural Gas Internal Combustion Engine.NG | natural gas peaker | TRUE | 12745 | Modesto Irrigation District | 7266 | Woodland | CA | Stanislaus | 3C | Natural Gas Internal Combustion Engine | IC |  | S | 8.4 | 0.8 | 8.2 | 8.2 | 4 | N |  |  | N | Electric Utility | 1 | X | NG
Natural Gas Internal Combustion Engine.NG | natural gas peaker | TRUE | 12745 | Modesto Irrigation District | 7266 | Woodland | CA | Stanislaus | 3D | Natural Gas Internal Combustion Engine | IC |  | S | 8.4 | 0.8 | 8.2 | 8.2 | 4 | N |  |  | N | Electric Utility | 1 | X | NG
Natural Gas Internal Combustion Engine.NG | natural gas peaker | TRUE | 12745 | Modesto Irrigation District | 7266 | Woodland | CA | Stanislaus | 3E | Natural Gas Internal Combustion Engine | IC |  | S | 8.4 | 0.8 | 8.2 | 8.2 | 4 | N |  |  | N | Electric Utility | 1 | X | NG
Natural Gas Internal Combustion Engine.NG | natural gas peaker | TRUE | 12745 | Modesto Irrigation District | 7266 | Woodland | CA | Stanislaus | 3F | Natural Gas Internal Combustion Engine | IC |  | S | 8.4 | 0.8 | 8.2 | 8.2 | 4 | N |  |  | N | Electric Utility | 1 | X | NG
Natural Gas Fired Combustion Turbine.NG | natural gas peaker | TRUE | 12745 | Modesto Irrigation District | 7266 | Woodland | CA | Stanislaus | NA1 | Natural Gas Fired Combustion Turbine | GT |  | S | 50.4 | 0.9 | 45 | 45 | 23 | N |  |  | N | Electric Utility | 1 | X | NG
Natural Gas Fired Combustion Turbine.NG | natural gas peaker | TRUE | 8723 | City of Holland | 7268 | 491 E 48th Street | MI | Allegan | 7 | Natural Gas Fired Combustion Turbine | GT |  | S | 39.1 | 0.85 | 35 | 39 | 15 | N |  |  | N | Electric Utility | 1 | X | NG | DFO
Natural Gas Fired Combustion Turbine.NG | natural gas peaker | TRUE | 8723 | City of Holland | 7268 | 491 E 48th Street | MI | Allegan | 8 | Natural Gas Fired Combustion Turbine | GT |  | S | 39.1 | 0.85 | 35 | 39 | 15 | N |  |  | N | Electric Utility | 1 | X | NG | DFO
Natural Gas Fired Combustion Turbine.NG | natural gas peaker | TRUE | 8723 | City of Holland | 7268 | 491 E 48th Street | MI | Allegan | 9 | Natural Gas Fired Combustion Turbine | GT |  | S | 83.5 | 0.85 | 75 | 83.5 | 50 | N |  |  | N | Electric Utility | 1 | X | NG
Natural Gas Fired Combustion Turbine.NG | natural gas peaker | TRUE | 20847 | Wisconsin Electric Power Co | 7270 | Paris (WI) | WI | Kenosha | 1 | Natural Gas Fired Combustion Turbine | GT |  | S | 95.4 | 0.8 | 90.1 | 100 | 50 | N |  |  | N | Electric Utility | 1 | X | NG | DFO
Natural Gas Fired Combustion Turbine.NG | natural gas peaker | TRUE | 20847 | Wisconsin Electric Power Co | 7270 | Paris (WI) | WI | Kenosha | 2 | Natural Gas Fired Combustion Turbine | GT |  | S | 95.4 | 0.8 | 89.9 | 100 | 50 | N |  |  | N | Electric Utility | 1 | X | NG | DFO
Natural Gas Fired Combustion Turbine.NG | natural gas peaker | TRUE | 20847 | Wisconsin Electric Power Co | 7270 | Paris (WI) | WI | Kenosha | 3 | Natural Gas Fired Combustion Turbine | GT |  | S | 95.4 | 0.8 | 93.5 | 100 | 50 | N |  |  | N | Electric Utility | 1 | X | NG | DFO
Natural Gas Fired Combustion Turbine.NG | natural gas peaker | TRUE | 20847 | Wisconsin Electric Power Co | 7270 | Paris (WI) | WI | Kenosha | 4 | Natural Gas Fired Combustion Turbine | GT |  | S | 95.4 | 0.8 | 90.4 | 100 | 50 | N |  |  | N | Electric Utility | 1 | X | NG | DFO
Natural Gas Fired Combustion Turbine.NG | natural gas peaker | TRUE | 5416 | Duke Energy Carolinas, LLC | 7277 | Lincoln Combustion | NC | Lincoln | 1 | Natural Gas Fired Combustion Turbine | GT |  | S | 109.6 | 0.9 | 73 | 94 | 73 | N |  |  | N | Electric Utility | 1 | X | NG | DFO
Natural Gas Fired Combustion Turbine.NG | natural gas peaker | TRUE | 5416 | Duke Energy Carolinas, LLC | 7277 | Lincoln Combustion | NC | Lincoln | 10 | Natural Gas Fired Combustion Turbine | GT |  | S | 109.6 | 0.9 | 73 | 96 | 73 | N |  |  | N | Electric Utility | 1 | X | NG | DFO
Natural Gas Fired Combustion Turbine.NG | natural gas peaker | TRUE | 5416 | Duke Energy Carolinas, LLC | 7277 | Lincoln Combustion | NC | Lincoln | 11 | Natural Gas Fired Combustion Turbine | GT |  | S | 109.6 | 0.9 | 73 | 95 | 73 | N |  |  | N | Electric Utility | 1 | X | NG | DFO
Natural Gas Fired Combustion Turbine.NG | natural gas peaker | TRUE | 5416 | Duke Energy Carolinas, LLC | 7277 | Lincoln Combustion | NC | Lincoln | 12 | Natural Gas Fired Combustion Turbine | GT |  | S | 109.6 | 0.9 | 73 | 94 | 73 | N |  |  | N | Electric Utility | 1 | X | NG | DFO
Natural Gas Fired Combustion Turbine.NG | natural gas peaker | TRUE | 5416 | Duke Energy Carolinas, LLC | 7277 | Lincoln Combustion | NC | Lincoln | 13 | Natural Gas Fired Combustion Turbine | GT |  | S | 109.6 | 0.9 | 72 | 93 | 72 | N |  |  | N | Electric Utility | 1 | X | NG | DFO
Natural Gas Fired Combustion Turbine.NG | natural gas peaker | TRUE | 5416 | Duke Energy Carolinas, LLC | 7277 | Lincoln Combustion | NC | Lincoln | 14 | Natural Gas Fired Combustion Turbine | GT |  | S | 109.6 | 0.9 | 72 | 94 | 72 | N |  |  | N | Electric Utility | 1 | X | NG | DFO
Natural Gas Fired Combustion Turbine.NG | natural gas peaker | TRUE | 5416 | Duke Energy Carolinas, LLC | 7277 | Lincoln Combustion | NC | Lincoln | 15 | Natural Gas Fired Combustion Turbine | GT |  | S | 109.6 | 0.9 | 73 | 94 | 73 | N |  |  | N | Electric Utility | 1 | X | NG | DFO
Natural Gas Fired Combustion Turbine.NG | natural gas peaker | TRUE | 5416 | Duke Energy Carolinas, LLC | 7277 | Lincoln Combustion | NC | Lincoln | 16 | Natural Gas Fired Combustion Turbine | GT |  | S | 109.6 | 0.9 | 73 | 93 | 73 | N |  |  | N | Electric Utility | 1 | X | NG | DFO
Natural Gas Fired Combustion Turbine.NG | natural gas peaker | TRUE | 5416 | Duke Energy Carolinas, LLC | 7277 | Lincoln Combustion | NC | Lincoln | 2 | Natural Gas Fired Combustion Turbine | GT |  | S | 109.6 | 0.9 | 74 | 96 | 74 | N |  |  | N | Electric Utility | 1 | X | NG | DFO
Natural Gas Fired Combustion Turbine.NG | natural gas peaker | TRUE | 5416 | Duke Energy Carolinas, LLC | 7277 | Lincoln Combustion | NC | Lincoln | 3 | Natural Gas Fired Combustion Turbine | GT |  | S | 109.6 | 0.9 | 73 | 95 | 73 | N |  |  | N | Electric Utility | 1 | X | NG | DFO
Natural Gas Fired Combustion Turbine.NG | natural gas peaker | TRUE | 5416 | Duke Energy Carolinas, LLC | 7277 | Lincoln Combustion | NC | Lincoln | 4 | Natural Gas Fired Combustion Turbine | GT |  | S | 109.6 | 0.9 | 73 | 94 | 73 | N |  |  | N | Electric Utility | 1 | X | NG | DFO
Natural Gas Fired Combustion Turbine.NG | natural gas peaker | TRUE | 5416 | Duke Energy Carolinas, LLC | 7277 | Lincoln Combustion | NC | Lincoln | 5 | Natural Gas Fired Combustion Turbine | GT |  | S | 109.6 | 0.9 | 72 | 93 | 72 | N |  |  | N | Electric Utility | 1 | X | NG | DFO
Natural Gas Fired Combustion Turbine.NG | natural gas peaker | TRUE | 5416 | Duke Energy Carolinas, LLC | 7277 | Lincoln Combustion | NC | Lincoln | 6 | Natural Gas Fired Combustion Turbine | GT |  | S | 109.6 | 0.9 | 72 | 93 | 72 | N |  |  | N | Electric Utility | 1 | X | NG | DFO
Natural Gas Fired Combustion Turbine.NG | natural gas peaker | TRUE | 5416 | Duke Energy Carolinas, LLC | 7277 | Lincoln Combustion | NC | Lincoln | 7 | Natural Gas Fired Combustion Turbine | GT |  | S | 109.6 | 0.9 | 72 | 95 | 72 | N |  |  | N | Electric Utility | 1 | X | NG | DFO
Natural Gas Fired Combustion Turbine.NG | natural gas peaker | TRUE | 5416 | Duke Energy Carolinas, LLC | 7277 | Lincoln Combustion | NC | Lincoln | 8 | Natural Gas Fired Combustion Turbine | GT |  | S | 109.6 | 0.9 | 72 | 94 | 72 | N |  |  | N | Electric Utility | 1 | X | NG | DFO
Natural Gas Fired Combustion Turbine.NG | natural gas peaker | TRUE | 5416 | Duke Energy Carolinas, LLC | 7277 | Lincoln Combustion | NC | Lincoln | 9 | Natural Gas Fired Combustion Turbine | GT |  | S | 109.6 | 0.9 | 71 | 94 | 71 | N |  |  | N | Electric Utility | 1 | X | NG | DFO
Conventional Hydroelectric.WAT | hydro | TRUE | 4065 | City of Columbus - (OH) | 7279 | O'Shaughnessy Hydro | OH | Delaware | 1 | Conventional Hydroelectric | HY |  | S | 1.3 | 0.9 | 1.3 | 1.3 | 0.2 | N |  |  | N | Electric Utility | 1 | X | WAT
Conventional Hydroelectric.WAT | hydro | TRUE | 4065 | City of Columbus - (OH) | 7279 | O'Shaughnessy Hydro | OH | Delaware | 2 | Conventional Hydroelectric | HY |  | S | 3.9 | 0.9 | 3.9 | 3.9 | 0.5 | N |  |  | N | Electric Utility | 1 | X | WAT
Natural Gas Fired Combustion Turbine.NG | natural gas peaker | TRUE | 6949 | City of Gardner - (KS) | 7281 | Gardner Energy Center | KS | Johnson | CT1 | Natural Gas Fired Combustion Turbine | GT |  | S | 19.6 | 0.95 | 13 | 14 | 5 | N |  |  | N | Electric Utility | 1 | X | NG | DFO
Natural Gas Fired Combustion Turbine.NG | natural gas peaker | TRUE | 6949 | City of Gardner - (KS) | 7281 | Gardner Energy Center | KS | Johnson | CT2 | Natural Gas Fired Combustion Turbine | GT |  | S | 19.6 | 0.95 | 13 | 14 | 5 | N |  |  | N | Electric Utility | 1 | X | NG | DFO
Natural Gas Fired Combustion Turbine.NG | natural gas peaker | TRUE | 14446 | Paragould Light & Water Comm | 7283 | Paragould Turbine | AR | Greene | 1 | Natural Gas Fired Combustion Turbine | GT |  | S | 3.4 | 0.8 | 3.4 | 3.4 | 3 | N |  |  | N | Electric Utility | 1 | X | NG
Natural Gas Fired Combustion Turbine.NG | natural gas peaker | TRUE | 14446 | Paragould Light & Water Comm | 7283 | Paragould Turbine | AR | Greene | 2 | Natural Gas Fired Combustion Turbine | GT |  | S | 3.4 | 0.8 | 3.4 | 3.4 | 3 | N |  |  | N | Electric Utility | 1 | X | NG
Natural Gas Fired Combustion Turbine.NG | natural gas peaker | TRUE | 14446 | Paragould Light & Water Comm | 7283 | Paragould Turbine | AR | Greene | 3 | Natural Gas Fired Combustion Turbine | GT |  | S | 3.4 | 0.8 | 3.4 | 3.4 | 3 | N |  |  | N | Electric Utility | 1 | X | NG
Natural Gas Fired Combustion Turbine.NG | natural gas peaker | TRUE | 14446 | Paragould Light & Water Comm | 7283 | Paragould Turbine | AR | Greene | 4 | Natural Gas Fired Combustion Turbine | GT |  | S | 3.4 | 0.8 | 3.4 | 3.4 | 3 | N |  |  | N | Electric Utility | 1 | X | NG
Petroleum Liquids.DFO | petroleum | TRUE | 14446 | Paragould Light & Water Comm | 7283 | Paragould Turbine | AR | Greene | 5 | Petroleum Liquids | IC |  | S | 0.3 | 0.8 | 0.2 | 0.2 | 0.2 | N |  |  | N | Electric Utility | 1 | X | DFO
Natural Gas Fired Combustion Turbine.NG | natural gas peaker | TRUE | 56606 | Calpine New Jersey Generation LLC | 7288 | Sherman Avenue | NJ | Cumberland | SEHR | Natural Gas Fired Combustion Turbine | GT |  | S | 112.8 | 0.9 | 86.9 | 99 | 78.2 | N |  |  | N | IPP Non-CHP | 2 | X | NG | KER
Natural Gas Fired Combined Cycle.NG | natural gas combined cycle | TRUE | 15776 | Reedy Creek Improvement Dist | 7294 | Central Energy Plant | FL | Orange | GTG | Natural Gas Fired Combined Cycle | CT | CC01 | S | 61.5 | 0.8 | 48 | 48 | 2 | N |  |  | N | Electric Utility | 1 | X | NG | DFO
Natural Gas Fired Combined Cycle.NG | natural gas combined cycle | TRUE | 15776 | Reedy Creek Improvement Dist | 7294 | Central Energy Plant | FL | Orange | STG | Natural Gas Fired Combined Cycle | CA | CC01 | S | 8.5 | 0.8 | 8 | 8 | 1 | N |  |  | N | Electric Utility | 1 | X | NG
Natural Gas Fired Combustion Turbine.NG | natural gas peaker | TRUE | 5860 | Empire District Electric Co | 7296 | State Line Combined Cycle | MO | Jasper | 1 | Natural Gas Fired Combustion Turbine | GT |  | S | 123 | 1 | 94 | 104 | 70 | N |  |  | N | Electric Utility | 1 | X | NG | JF
Natural Gas Fired Combined Cycle.NG | natural gas combined cycle | TRUE | 5860 | Empire District Electric Co | 7296 | State Line Combined Cycle | MO | Jasper | 2-1 | Natural Gas Fired Combined Cycle | CT | CC1 | J | 181 | 1 | 175 | 200 | 75 | N |  |  | N | Electric Utility | 1 | X | NG
Natural Gas Fired Combined Cycle.NG | natural gas combined cycle | TRUE | 5860 | Empire District Electric Co | 7296 | State Line Combined Cycle | MO | Jasper | 2-2 | Natural Gas Fired Combined Cycle | CT | CC1 | J | 180 | 1 | 175 | 200 | 75 | N |  |  | N | Electric Utility | 1 | X | NG
Natural Gas Fired Combined Cycle.NG | natural gas combined cycle | TRUE | 5860 | Empire District Electric Co | 7296 | State Line Combined Cycle | MO | Jasper | 2-3 | Natural Gas Fired Combined Cycle | CA | CC1 | J | 206.5 | 1 | 186 | 186 | 50 | N |  |  | N | Electric Utility | 1 | X | NG
Natural Gas Fired Combined Cycle.NG | natural gas combined cycle | TRUE | 6455 | Duke Energy Florida, LLC | 7302 | Hines Energy Complex | FL | Polk | 1GT | Natural Gas Fired Combined Cycle | CT | E100 | S | 173.4 | 0.85 | 167 | 174 | 167 | N |  |  | N | Electric Utility | 1 | X | NG | DFO
Natural Gas Fired Combined Cycle.NG | natural gas combined cycle | TRUE | 6455 | Duke Energy Florida, LLC | 7302 | Hines Energy Complex | FL | Polk | 1GT2 | Natural Gas Fired Combined Cycle | CT | E100 | S | 173.4 | 0.85 | 167 | 177 | 167 | N |  |  | N | Electric Utility | 1 | X | NG | DFO
Natural Gas Fired Combined Cycle.NG | natural gas combined cycle | TRUE | 6455 | Duke Energy Florida, LLC | 7302 | Hines Energy Complex | FL | Polk | 1ST | Natural Gas Fired Combined Cycle | CA | E100 | S | 199.7 | 0.85 | 167 | 170 | 162 | N |  |  | N | Electric Utility | 1 | X | NG | DFO
Natural Gas Fired Combined Cycle.NG | natural gas combined cycle | TRUE | 6455 | Duke Energy Florida, LLC | 7302 | Hines Energy Complex | FL | Polk | 2GT | Natural Gas Fired Combined Cycle | CT | F110 | S | 178.5 | 0.85 | 176 | 179 | 176 | N |  |  | N | Electric Utility | 1 | X | NG | DFO
Natural Gas Fired Combined Cycle.NG | natural gas combined cycle | TRUE | 6455 | Duke Energy Florida, LLC | 7302 | Hines Energy Complex | FL | Polk | 2GT2 | Natural Gas Fired Combined Cycle | CT | F110 | S | 178.5 | 0.85 | 174 | 183 | 174 | N |  |  | N | Electric Utility | 1 | X | NG | DFO
Natural Gas Fired Combined Cycle.NG | natural gas combined cycle | TRUE | 6455 | Duke Energy Florida, LLC | 7302 | Hines Energy Complex | FL | Polk | 2ST | Natural Gas Fired Combined Cycle | CA | F110 | S | 191.3 | 0.85 | 182 | 187 | 182 | N |  |  | N | Electric Utility | 1 | X | NG | DFO
Natural Gas Fired Combined Cycle.NG | natural gas combined cycle | TRUE | 6455 | Duke Energy Florida, LLC | 7302 | Hines Energy Complex | FL | Polk | 3GT | Natural Gas Fired Combined Cycle | CT | G301 | S | 178.5 | 0.85 | 171 | 175 | 171 | N |  |  | N | Electric Utility | 1 | X | NG | DFO
Natural Gas Fired Combined Cycle.NG | natural gas combined cycle | TRUE | 6455 | Duke Energy Florida, LLC | 7302 | Hines Energy Complex | FL | Polk | 3GT2 | Natural Gas Fired Combined Cycle | CT | G301 | S | 178.5 | 0.85 | 176 | 177 | 176 | N |  |  | N | Electric Utility | 1 | X | NG | DFO
Natural Gas Fired Combined Cycle.NG | natural gas combined cycle | TRUE | 6455 | Duke Energy Florida, LLC | 7302 | Hines Energy Complex | FL | Polk | 3ST | Natural Gas Fired Combined Cycle | CA | G301 | S | 204 | 0.85 | 176 | 183 | 176 | N |  |  | N | Electric Utility | 1 | X | NG | DFO
Natural Gas Fired Combined Cycle.NG | natural gas combined cycle | TRUE | 6455 | Duke Energy Florida, LLC | 7302 | Hines Energy Complex | FL | Polk | 4GT | Natural Gas Fired Combined Cycle | CT | H400 | S | 199 | 0.85 | 171 | 179 | 171 | N |  |  | N | Electric Utility | 1 | X | NG | DFO
Natural Gas Fired Combined Cycle.NG | natural gas combined cycle | TRUE | 6455 | Duke Energy Florida, LLC | 7302 | Hines Energy Complex | FL | Polk | 4GT2 | Natural Gas Fired Combined Cycle | CT | H400 | S | 199 | 0.85 | 176 | 179 | 176 | N |  |  | N | Electric Utility | 1 | X | NG | DFO
Natural Gas Fired Combined Cycle.NG | natural gas combined cycle | TRUE | 6455 | Duke Energy Florida, LLC | 7302 | Hines Energy Complex | FL | Polk | 4ST | Natural Gas Fired Combined Cycle | CA | H400 | S | 212.5 | 0.85 | 178 | 186 | 178 | N |  |  | N | Electric Utility | 1 | X | NG | DFO
Natural Gas Fired Combustion Turbine.NG | natural gas peaker | TRUE | 15783 | City of Redding - (CA) | 7307 | Redding Power | CA | Shasta | 1 | Natural Gas Fired Combustion Turbine | GT |  | S | 18 | 0.85 | 16 | 17 | 14 | N |  |  | N | Electric Utility | 1 | X | NG
Natural Gas Fired Combustion Turbine.NG | natural gas peaker | TRUE | 15783 | City of Redding - (CA) | 7307 | Redding Power | CA | Shasta | 2 | Natural Gas Fired Combustion Turbine | GT |  | S | 27.9 | 0.9 | 23 | 25 | 16 | N |  |  | N | Electric Utility | 1 | X | NG
Natural Gas Fired Combustion Turbine.NG | natural gas peaker | TRUE | 15783 | City of Redding - (CA) | 7307 | Redding Power | CA | Shasta | 3 | Natural Gas Fired Combustion Turbine | GT |  | S | 27.9 | 0.9 | 23 | 25 | 16 | N |  |  | N | Electric Utility | 1 | X | NG
Natural Gas Fired Combined Cycle.NG | natural gas combined cycle | TRUE | 15783 | City of Redding - (CA) | 7307 | Redding Power | CA | Shasta | 4 | Natural Gas Fired Combined Cycle | CA | 101 | S | 26.8 | 0.85 | 27 | 28 | 5 | N |  |  | N | Electric Utility | 1 | X | NG
Natural Gas Fired Combined Cycle.NG | natural gas combined cycle | TRUE | 15783 | City of Redding - (CA) | 7307 | Redding Power | CA | Shasta | 5 | Natural Gas Fired Combined Cycle | CT | 101 | S | 40 | 0.8 | 41 | 45 | 5 | N |  |  | N | Electric Utility | 1 | X | NG
Natural Gas Fired Combined Cycle.NG | natural gas combined cycle | TRUE | 15783 | City of Redding - (CA) | 7307 | Redding Power | CA | Shasta | 6 | Natural Gas Fired Combined Cycle | CT | 101 | S | 42.5 | 0.85 | 41 | 46 | 24 | N |  |  | N | Electric Utility | 1 | X | NG
Natural Gas Fired Combined Cycle.NG | natural gas combined cycle | TRUE | 15296 | New York Power Authority | 7314 | Richard M Flynn | NY | Suffolk | NA1 | Natural Gas Fired Combined Cycle | CT | CC1 | S | 110 | 1 | 87.5 | 104 | 1 | N |  |  | N | Electric Utility | 1 | X | NG | DFO
Natural Gas Fired Combined Cycle.NG | natural gas combined cycle | TRUE | 15296 | New York Power Authority | 7314 | Richard M Flynn | NY | Suffolk | NA2 | Natural Gas Fired Combined Cycle | CA | CC1 | S | 60 | 1 | 49.4 | 58.7 | 1 | N |  |  | N | Electric Utility | 1 | X | NG
Natural Gas Fired Combustion Turbine.NG | natural gas peaker | TRUE | 19281 | Turlock Irrigation District | 7315 | Almond Power Plant | CA | Stanislaus | 1 | Natural Gas Fired Combustion Turbine | GT |  | S | 49.5 | 0.9 | 49.5 | 49.5 | 16 | N |  |  | N | Electric Utility | 1 | X | NG
Natural Gas Fired Combustion Turbine.NG | natural gas peaker | TRUE | 19281 | Turlock Irrigation District | 7315 | Almond Power Plant | CA | Stanislaus | 2 | Natural Gas Fired Combustion Turbine | GT |  | S | 58 | 0.9 | 50 | 58 | 16 | N |  |  | N | Electric Utility | 1 | X | NG
Natural Gas Fired Combustion Turbine.NG | natural gas peaker | TRUE | 19281 | Turlock Irrigation District | 7315 | Almond Power Plant | CA | Stanislaus | 3 | Natural Gas Fired Combustion Turbine | GT |  | S | 58 | 0.9 | 50 | 58 | 16 | N |  |  | N | Electric Utility | 1 | X | NG
Natural Gas Fired Combustion Turbine.NG | natural gas peaker | TRUE | 19281 | Turlock Irrigation District | 7315 | Almond Power Plant | CA | Stanislaus | 4 | Natural Gas Fired Combustion Turbine | GT |  | S | 58 | 0.9 | 50 | 58 | 16 | N |  |  | N | Electric Utility | 1 | X | NG
Conventional Hydroelectric.WAT | hydro | TRUE | 2518 | U S Bureau of Reclamation | 7317 | Buffalo Bill | WY | Park | 1 | Conventional Hydroelectric | HY |  | S | 6 | 0.9 | 6 | 6 | 0 | N |  |  | N | Electric Utility | 1 | X | WAT
Conventional Hydroelectric.WAT | hydro | TRUE | 2518 | U S Bureau of Reclamation | 7317 | Buffalo Bill | WY | Park | 2 | Conventional Hydroelectric | HY |  | S | 6 | 0.9 | 6 | 6 | 0 | N |  |  | N | Electric Utility | 1 | X | WAT
Conventional Hydroelectric.WAT | hydro | TRUE | 2518 | U S Bureau of Reclamation | 7317 | Buffalo Bill | WY | Park | 3 | Conventional Hydroelectric | HY |  | S | 6 | 0.9 | 6 | 6 | 0 | N |  |  | N | Electric Utility | 1 | X | WAT
Natural Gas Fired Combustion Turbine.NG | natural gas peaker | TRUE | 54899 | NAES Corporation - (DE) | 7318 | Van Sant Station | DE | Kent | 1 | Natural Gas Fired Combustion Turbine | GT |  | W | 45.1 | 0.85 | 42 | 42 | 0.5 | N |  |  | N | IPP Non-CHP | 2 | X | NG | DFO
Natural Gas Fired Combustion Turbine.NG | natural gas peaker | TRUE | 54888 | NRG Texas Power LLC | 7325 | San Jacinto Steam Electric Station | TX | Harris | 1 | Natural Gas Fired Combustion Turbine | GT |  | S | 88.2 | 0.85 | 80 | 87 | 58 | N | 12 | 2031 | N | IPP Non-CHP | 2 | X | NG
Natural Gas Fired Combustion Turbine.NG | natural gas peaker | TRUE | 54888 | NRG Texas Power LLC | 7325 | San Jacinto Steam Electric Station | TX | Harris | 2 | Natural Gas Fired Combustion Turbine | GT |  | S | 88.2 | 0.85 | 80 | 87 | 58 | N | 12 | 2031 | N | IPP Non-CHP | 2 | X | NG
Natural Gas Fired Combustion Turbine.NG | natural gas peaker | TRUE | 9234 | Indiana Municipal Power Agency | 7335 | Richmond | IN | Wayne | RCT1 | Natural Gas Fired Combustion Turbine | GT |  | S | 41.4 | 0.85 | 34 | 42 | 17 | N |  |  | N | Electric Utility | 1 | X | NG | DFO
Natural Gas Fired Combustion Turbine.NG | natural gas peaker | TRUE | 9234 | Indiana Municipal Power Agency | 7335 | Richmond | IN | Wayne | RCT2 | Natural Gas Fired Combustion Turbine | GT |  | S | 41.4 | 0.85 | 34 | 42 | 17 | N |  |  | N | Electric Utility | 1 | X | NG | DFO
Natural Gas Fired Combustion Turbine.NG | natural gas peaker | TRUE | 9234 | Indiana Municipal Power Agency | 7336 | Anderson | IN | Madison | ACT1 | Natural Gas Fired Combustion Turbine | GT |  | S | 41.4 | 0.85 | 34 | 42 | 17 | N |  |  | N | Electric Utility | 1 | X | NG | DFO
Natural Gas Fired Combustion Turbine.NG | natural gas peaker | TRUE | 9234 | Indiana Municipal Power Agency | 7336 | Anderson | IN | Madison | ACT2 | Natural Gas Fired Combustion Turbine | GT |  | S | 41.4 | 0.85 | 34 | 42 | 17 | N |  |  | N | Electric Utility | 1 | X | NG | DFO
Natural Gas Fired Combustion Turbine.NG | natural gas peaker | TRUE | 9234 | Indiana Municipal Power Agency | 7336 | Anderson | IN | Madison | ACT3 | Natural Gas Fired Combustion Turbine | GT |  | S | 85.9 | 0.85 | 72 | 90 | 36 | N |  |  | N | Electric Utility | 1 | X | NG | DFO
Conventional Hydroelectric.WAT | hydro | TRUE | 16655 | City of Santa Clara - (CA) | 7338 | Grizzly | CA | Plumas | NA1 | Conventional Hydroelectric | HY |  | S | 22 | 0.9 | 17.7 | 17.7 | 0 | N |  |  | N | Electric Utility | 1 | X | WAT
Natural Gas Fired Combustion Turbine.NG | natural gas peaker | TRUE | 20315 | City of Wellington - (KS) | 7339 | Wellington 2 | KS | Sumner | 6 | Natural Gas Fired Combustion Turbine | GT |  | S | 20 | 0.9 | 21 | 21 | 3 | N |  |  | N | Electric Utility | 1 | X | NG | DFO
Conventional Steam Coal.SUB | hard coal | TRUE | 12341 | MidAmerican Energy Co | 7343 | George Neal South | IA | Woodbury | 4 | Conventional Steam Coal | ST |  | J | 695.9 | 0.9 | 640.6 | 640.6 | 200 | N |  |  | Y | Electric Utility | 1 | T | SUB | RC
Natural Gas Fired Combustion Turbine.NG | natural gas peaker | TRUE | 6455 | Duke Energy Florida, LLC | 7345 | University of Florida | FL | Alachua | P1 | Natural Gas Fired Combustion Turbine | GT |  | S | 54.2 | 0.9 | 44 | 50 | 40 | N |  |  | N | Electric Utility | 1 | X | NG
Natural Gas Fired Combustion Turbine.NG | natural gas peaker | TRUE | 7140 | Georgia Power Co | 7348 | Robins | GA | Houston | 1 | Natural Gas Fired Combustion Turbine | GT |  | S | 91.9 | 0.85 | 80 | 93 | 55 | N |  |  | N | Electric Utility | 1 | X | NG | DFO
Natural Gas Fired Combustion Turbine.NG | natural gas peaker | TRUE | 7140 | Georgia Power Co | 7348 | Robins | GA | Houston | 2 | Natural Gas Fired Combustion Turbine | GT |  | S | 91.9 | 0.85 | 80 | 93 | 55 | N |  |  | N | Electric Utility | 1 | X | NG | DFO
Natural Gas Fired Combined Cycle.NG | natural gas combined cycle | TRUE | 15248 | Portland General Electric Co | 7350 | Coyote Springs | OR | Morrow | 1 | Natural Gas Fired Combined Cycle | CT | CC1 | S | 208 | 0.95 | 168.3 | 187.2 | 98.8 | N |  |  | Y | Electric Utility | 1 | T | NG
Natural Gas Fired Combined Cycle.NG | natural gas combined cycle | TRUE | 15248 | Portland General Electric Co | 7350 | Coyote Springs | OR | Morrow | 2 | Natural Gas Fired Combined Cycle | CA | CC1 | S | 88 | 0.95 | 75.9 | 83.7 | 61 | N |  |  | Y | Electric Utility | 1 | T | NG
Conventional Hydroelectric.WAT | hydro | TRUE | 19558 | Homer Electric Assn Inc | 7367 | Bradley Lake | AK | Kenai Peninsula | 1 | Conventional Hydroelectric | HY |  | W | 63 | 0.95 | 63 | 63 | 63 | N |  |  | N | Electric Utility | 1 | X | WAT
Conventional Hydroelectric.WAT | hydro | TRUE | 19558 | Homer Electric Assn Inc | 7367 | Bradley Lake | AK | Kenai Peninsula | 2 | Conventional Hydroelectric | HY |  | W | 63 | 0.95 | 63 | 63 | 63 | N |  |  | N | Electric Utility | 1 | X | WAT
Geothermal.GEO | geothermal | TRUE | 40613 | Northern California Power Agny | 7368 | Geothermal 1 | CA | Sonoma | 1 | Geothermal | ST |  | S | 55 | 0.86 | 25 | 26 | 10 | N |  |  | N | Electric Utility | 1 | X | GEO
Geothermal.GEO | geothermal | TRUE | 40613 | Northern California Power Agny | 7368 | Geothermal 1 | CA | Sonoma | 2 | Geothermal | ST |  | S | 55 | 0.86 | 26 | 27 | 10 | N |  |  | N | Electric Utility | 1 | X | GEO
Geothermal.GEO | geothermal | TRUE | 40613 | Northern California Power Agny | 7369 | Geothermal 2 | CA | Sonoma | 3 | Geothermal | ST |  | S | 55 | 0.9 | 25 | 25 | 0 | N |  |  | N | Electric Utility | 1 | X | GEO
Geothermal.GEO | geothermal | TRUE | 40613 | Northern California Power Agny | 7369 | Geothermal 2 | CA | Sonoma | 4 | Geothermal | ST |  | S | 55 | 0.9 | 40 | 41 | 10 | N |  |  | N | Electric Utility | 1 | X | GEO
Conventional Hydroelectric.WAT | hydro | TRUE | 2518 | U S Bureau of Reclamation | 7372 | McPhee | CO | Montezuma | 1 | Conventional Hydroelectric | HY |  | S | 1.2 | 0.92 | 1.2 | 1.2 | 0 | N |  |  | N | Electric Utility | 1 | X | WAT
Conventional Hydroelectric.WAT | hydro | TRUE | 2518 | U S Bureau of Reclamation | 7373 | Towaoc | CO | Montezuma | 1 | Conventional Hydroelectric | HY |  | S | 11.4 | 0.95 | 11.4 | 10.5 | 0 | N |  |  | N | Electric Utility | 1 | X | WAT
Natural Gas Fired Combined Cycle.NG | natural gas combined cycle | TRUE | 21554 | Seminole Electric Cooperative Inc | 7380 | Midulla Generating Station | FL | Hardee | CT1 | Natural Gas Fired Combined Cycle | CT | CCU1 | S | 181.1 | 0.85 | 179 | 198 | 90 | N |  |  | N | Electric Utility | 1 | X | NG | DFO
Natural Gas Fired Combined Cycle.NG | natural gas combined cycle | TRUE | 21554 | Seminole Electric Cooperative Inc | 7380 | Midulla Generating Station | FL | Hardee | CT2 | Natural Gas Fired Combined Cycle | CT | CCU1 | S | 181.1 | 0.85 | 179 | 198 | 90 | N |  |  | N | Electric Utility | 1 | X | NG | DFO
Natural Gas Fired Combustion Turbine.NG | natural gas peaker | TRUE | 21554 | Seminole Electric Cooperative Inc | 7380 | Midulla Generating Station | FL | Hardee | GT4 | Natural Gas Fired Combustion Turbine | GT |  | S | 62 | 0.85 | 54 | 62 | 14 | N |  |  | N | Electric Utility | 1 | X | NG | DFO
Natural Gas Fired Combustion Turbine.NG | natural gas peaker | TRUE | 21554 | Seminole Electric Cooperative Inc | 7380 | Midulla Generating Station | FL | Hardee | GT5 | Natural Gas Fired Combustion Turbine | GT |  | S | 62 | 0.85 | 54 | 62 | 14 | N |  |  | N | Electric Utility | 1 | X | NG | DFO
Natural Gas Fired Combustion Turbine.NG | natural gas peaker | TRUE | 21554 | Seminole Electric Cooperative Inc | 7380 | Midulla Generating Station | FL | Hardee | GT6 | Natural Gas Fired Combustion Turbine | GT |  | S | 62 | 0.85 | 54 | 62 | 14 | N |  |  | N | Electric Utility | 1 | X | NG | DFO
Natural Gas Fired Combustion Turbine.NG | natural gas peaker | TRUE | 21554 | Seminole Electric Cooperative Inc | 7380 | Midulla Generating Station | FL | Hardee | GT7 | Natural Gas Fired Combustion Turbine | GT |  | S | 62 | 0.85 | 54 | 62 | 14 | N |  |  | N | Electric Utility | 1 | X | NG | DFO
Natural Gas Fired Combustion Turbine.NG | natural gas peaker | TRUE | 21554 | Seminole Electric Cooperative Inc | 7380 | Midulla Generating Station | FL | Hardee | GT8 | Natural Gas Fired Combustion Turbine | GT |  | S | 62 | 0.85 | 54 | 62 | 14 | N |  |  | N | Electric Utility | 1 | X | NG | DFO
Natural Gas Fired Combined Cycle.NG | natural gas combined cycle | TRUE | 21554 | Seminole Electric Cooperative Inc | 7380 | Midulla Generating Station | FL | Hardee | ST3 | Natural Gas Fired Combined Cycle | CA | CCU1 | S | 181.1 | 0.85 | 185 | 187 | 62 | N |  |  | N | Electric Utility | 1 | X | NG | DFO
Onshore Wind Turbine.WND | onshore wind | TRUE | 7601 | Green Mountain Power Corp | 7381 | Searsburg Wind Turbine | VT | Bennington | 1 | Onshore Wind Turbine | WT |  | S | 6 |  | 5.2 | 5 | 0.5 | N |  |  | N | Electric Utility | 1 | X | WND
Natural Gas Internal Combustion Engine.NG | natural gas peaker | TRUE | 15229 | City of Poplar Bluff - (MO) | 7392 | Poplar Bluff Generating Station | MO | Butler | 1 | Natural Gas Internal Combustion Engine | IC |  | S | 7 | 0.8 | 7 | 7 | 3 | N |  |  | N | Electric Utility | 1 | X | NG | DFO
Natural Gas Internal Combustion Engine.NG | natural gas peaker | TRUE | 15229 | City of Poplar Bluff - (MO) | 7392 | Poplar Bluff Generating Station | MO | Butler | 2 | Natural Gas Internal Combustion Engine | IC |  | S | 7 | 0.8 | 6.7 | 6.7 | 3 | N |  |  | N | Electric Utility | 1 | X | NG | DFO
Petroleum Liquids.DFO | petroleum | TRUE | 15229 | City of Poplar Bluff - (MO) | 7392 | Poplar Bluff Generating Station | MO | Butler | 3 | Petroleum Liquids | IC |  | S | 6.7 | 0.8 | 6.7 | 6.7 | 3 | N |  |  | N | Electric Utility | 1 | X | DFO | NG
Natural Gas Internal Combustion Engine.NG | natural gas peaker | TRUE | 15229 | City of Poplar Bluff - (MO) | 7392 | Poplar Bluff Generating Station | MO | Butler | 4 | Natural Gas Internal Combustion Engine | IC |  | S | 6.7 | 0.8 | 6.3 | 6.3 | 3 | N |  |  | N | Electric Utility | 1 | X | NG | DFO
Natural Gas Internal Combustion Engine.NG | natural gas peaker | TRUE | 15229 | City of Poplar Bluff - (MO) | 7392 | Poplar Bluff Generating Station | MO | Butler | 5 | Natural Gas Internal Combustion Engine | IC |  | S | 6.7 | 0.8 | 6.7 | 6.7 | 3 | N |  |  | N | Electric Utility | 1 | X | NG | DFO
Petroleum Liquids.DFO | petroleum | TRUE | 3477 | City of Chicopee - (MA) | 7396 | Front Street | MA | Hampden | 1 | Petroleum Liquids | IC |  | S | 2.7 | 0.8 | 2.8 | 2.8 | 1.3 | N |  |  | N | Electric Utility | 1 | X | DFO
Petroleum Liquids.DFO | petroleum | TRUE | 3477 | City of Chicopee - (MA) | 7396 | Front Street | MA | Hampden | 2 | Petroleum Liquids | IC |  | S | 2.7 | 0.8 | 2.8 | 2.8 | 1.3 | N |  |  | N | Electric Utility | 1 | X | DFO
Petroleum Liquids.DFO | petroleum | TRUE | 3477 | City of Chicopee - (MA) | 7396 | Front Street | MA | Hampden | 3 | Petroleum Liquids | IC |  | S | 2.7 | 0.8 | 2.8 | 2.8 | 1.3 | N |  |  | N | Electric Utility | 1 | X | DFO
Natural Gas Internal Combustion Engine.NG | natural gas peaker | TRUE | 3329 | Borough of Chambersburg | 7397 | Falling Spring | PA | Franklin | 5 | Natural Gas Internal Combustion Engine | IC |  | S | 2 | 0.8 | 2.1 | 2.1 | 1 | N |  |  | N | Electric Utility | 1 | X | NG | DFO
Natural Gas Internal Combustion Engine.NG | natural gas peaker | TRUE | 3329 | Borough of Chambersburg | 7397 | Falling Spring | PA | Franklin | 6 | Natural Gas Internal Combustion Engine | IC |  | S | 2 | 0.8 | 2.1 | 2.1 | 1 | N |  |  | N | Electric Utility | 1 | X | NG | DFO
Natural Gas Internal Combustion Engine.NG | natural gas peaker | TRUE | 3329 | Borough of Chambersburg | 7397 | Falling Spring | PA | Franklin | 7 | Natural Gas Internal Combustion Engine | IC |  | S | 3.2 | 0.8 | 2.9 | 2.9 | 1 | N |  |  | N | Electric Utility | 1 | X | NG | DFO
Natural Gas Internal Combustion Engine.NG | natural gas peaker | TRUE | 1366 | City of Bay City - (MI) | 7398 | Water Street Station | MI | Bay | GEN1 | Natural Gas Internal Combustion Engine | IC |  | S | 5.7 | 0.8 | 5.5 | 5.5 | 1 | N |  |  | N | Electric Utility | 1 | X | NG | DFO
Natural Gas Internal Combustion Engine.NG | natural gas peaker | TRUE | 1366 | City of Bay City - (MI) | 7398 | Water Street Station | MI | Bay | GEN2 | Natural Gas Internal Combustion Engine | IC |  | S | 6.9 | 0.8 | 6.5 | 6.5 | 1 | N |  |  | N | Electric Utility | 1 | X | NG | DFO
Natural Gas Internal Combustion Engine.NG | natural gas peaker | TRUE | 1366 | City of Bay City - (MI) | 7399 | Henry Station | MI | Bay | GEN3 | Natural Gas Internal Combustion Engine | IC |  | S | 7.7 | 0.9 | 7.5 | 7.5 | 1 | N |  |  | N | Electric Utility | 1 | X | NG | DFO
Natural Gas Internal Combustion Engine.NG | natural gas peaker | TRUE | 1366 | City of Bay City - (MI) | 7399 | Henry Station | MI | Bay | GEN4 | Natural Gas Internal Combustion Engine | IC |  | S | 7.7 | 0.9 | 7.5 | 7.5 | 1 | N |  |  | N | Electric Utility | 1 | X | NG | DFO
Petroleum Liquids.DFO | petroleum | TRUE | 16560 | City of Salisbury - (MO) | 7400 | Salisbury City of | MO | Chariton | 1 | Petroleum Liquids | IC |  | S | 1 | 0.9 | 0.8 | 1 | 0.5 | N |  |  | N | Electric Utility | 1 | X | DFO
Petroleum Liquids.DFO | petroleum | TRUE | 16560 | City of Salisbury - (MO) | 7400 | Salisbury City of | MO | Chariton | 2 | Petroleum Liquids | IC |  | S | 1 | 0.9 | 0.8 | 1 | 0.5 | N |  |  | N | Electric Utility | 1 | X | DFO
Petroleum Liquids.DFO | petroleum | TRUE | 16560 | City of Salisbury - (MO) | 7400 | Salisbury City of | MO | Chariton | 3 | Petroleum Liquids | IC |  | S | 2.2 | 0.8 | 1.8 | 2 | 1 | N |  |  | N | Electric Utility | 1 | X | DFO
Petroleum Liquids.DFO | petroleum | TRUE | 16560 | City of Salisbury - (MO) | 7400 | Salisbury City of | MO | Chariton | 4 | Petroleum Liquids | IC |  | S | 2.2 | 0.8 | 1.8 | 2 | 1 | N |  |  | N | Electric Utility | 1 | X | DFO
Petroleum Liquids.DFO | petroleum | TRUE | 17035 | City of Shelbina - (MO) | 7405 | Shelbina Power #1 | MO | Shelby | G1 | Petroleum Liquids | IC |  | S | 3 | 0.8 | 3 | 3 | 0.3 | N |  |  | N | Electric Utility | 1 | X | DFO
Petroleum Liquids.DFO | petroleum | TRUE | 17035 | City of Shelbina - (MO) | 7405 | Shelbina Power #1 | MO | Shelby | G2 | Petroleum Liquids | IC |  | S | 1.6 | 0.8 | 1.6 | 1.6 | 1 | N |  |  | N | Electric Utility | 1 | X | DFO
Petroleum Liquids.DFO | petroleum | TRUE | 17035 | City of Shelbina - (MO) | 7406 | Shelbina Power #2 | MO | Shelby | G3 | Petroleum Liquids | IC |  | S | 1.6 | 0.8 | 1.6 | 1.6 | 1 | N |  |  | N | Electric Utility | 1 | X | DFO
Petroleum Liquids.DFO | petroleum | TRUE | 17035 | City of Shelbina - (MO) | 7406 | Shelbina Power #2 | MO | Shelby | G4 | Petroleum Liquids | IC |  | S | 1.6 | 0.8 | 1.6 | 1.6 | 1 | N |  |  | N | Electric Utility | 1 | X | DFO
Petroleum Liquids.DFO | petroleum | TRUE | 17035 | City of Shelbina - (MO) | 7406 | Shelbina Power #2 | MO | Shelby | G5 | Petroleum Liquids | IC |  | S | 1.6 | 0.8 | 1.6 | 1.6 | 1 | N |  |  | N | Electric Utility | 1 | X | DFO
Petroleum Liquids.DFO | petroleum | TRUE | 17035 | City of Shelbina - (MO) | 7406 | Shelbina Power #2 | MO | Shelby | G6 | Petroleum Liquids | IC |  | S | 1.8 | 0.8 | 1.8 | 1.8 | 1 | N |  |  | N | Electric Utility | 1 | X | DFO
Natural Gas Internal Combustion Engine.NG | natural gas peaker | TRUE | 14600 | Payson City Corporation | 7408 | Payson | UT | Utah | 86-1 | Natural Gas Internal Combustion Engine | IC |  | S | 2.6 | 0.8 | 2.6 | 2.6 | 1.8 | N |  |  | N | Electric Utility | 1 | X | NG | DFO
Natural Gas Internal Combustion Engine.NG | natural gas peaker | TRUE | 14600 | Payson City Corporation | 7408 | Payson | UT | Utah | 86-2 | Natural Gas Internal Combustion Engine | IC |  | S | 2.6 | 0.8 | 2.6 | 2.6 | 1.8 | N |  |  | N | Electric Utility | 1 | X | NG | DFO
Natural Gas Internal Combustion Engine.NG | natural gas peaker | TRUE | 14600 | Payson City Corporation | 7408 | Payson | UT | Utah | 86-3 | Natural Gas Internal Combustion Engine | IC |  | S | 2.5 | 0.8 | 2 | 2 | 1.8 | N |  |  | N | Electric Utility | 1 | X | NG | DFO
Natural Gas Internal Combustion Engine.NG | natural gas peaker | TRUE | 14600 | Payson City Corporation | 7408 | Payson | UT | Utah | 86-4 | Natural Gas Internal Combustion Engine | IC |  | S | 2 | 0.8 | 2 | 2 | 1.5 | N |  |  | N | Electric Utility | 1 | X | NG | DFO
Landfill Gas.LFG | natural gas peaker | TRUE | 40437 | Emerald People's Utility Dist | 7413 | Short Mountain | OR | Lane | 1 | Landfill Gas | IC |  | S | 0.8 | 0.83 | 0.8 | 0.8 | 0.6 | N |  |  | N | Electric Utility | 1 | X | LFG
Landfill Gas.LFG | natural gas peaker | TRUE | 40437 | Emerald People's Utility Dist | 7413 | Short Mountain | OR | Lane | 2 | Landfill Gas | IC |  | S | 0.8 | 0.83 | 0.8 | 0.8 | 0.6 | N |  |  | N | Electric Utility | 1 | X | LFG
Landfill Gas.LFG | natural gas peaker | TRUE | 40437 | Emerald People's Utility Dist | 7413 | Short Mountain | OR | Lane | 3 | Landfill Gas | IC |  | S | 0.8 | 0.83 | 0.8 | 0.8 | 0.6 | N |  |  | N | Electric Utility | 1 | X | LFG
Landfill Gas.LFG | natural gas peaker | TRUE | 40437 | Emerald People's Utility Dist | 7413 | Short Mountain | OR | Lane | 4 | Landfill Gas | IC |  | S | 0.8 | 0.83 | 0.8 | 0.8 | 0.6 | N |  |  | N | Electric Utility | 1 | X | LFG
Petroleum Liquids.DFO | petroleum | TRUE | 219 | Alaska Power and Telephone Co | 7414 | Thorne Bay Plant | AK | Prince of Wales Ketchikan | 2 | Petroleum Liquids | IC |  | S | 0.6 | 0.8 | 0.6 | 0.6 | 0.2 | N |  |  | N | Electric Utility | 1 | X | DFO
Petroleum Liquids.DFO | petroleum | TRUE | 219 | Alaska Power and Telephone Co | 7414 | Thorne Bay Plant | AK | Prince of Wales Ketchikan | 4 | Petroleum Liquids | IC |  | S | 0.4 | 0.8 | 0.4 | 0.4 | 0.2 | N |  |  | N | Electric Utility | 1 | X | DFO
Petroleum Liquids.DFO | petroleum | TRUE | 10622 | City of Lakefield - (MN) | 7415 | Lakefield Utilities | MN | Jackson | 5 | Petroleum Liquids | IC |  | S | 1.2 | 0.8 | 0.9 | 0.9 | 0.8 | N |  |  | N | Electric Utility | 1 | X | DFO
Petroleum Liquids.DFO | petroleum | TRUE | 10622 | City of Lakefield - (MN) | 7415 | Lakefield Utilities | MN | Jackson | 6 | Petroleum Liquids | IC |  | S | 2.2 | 0.8 | 2 | 2 | 1.5 | N |  |  | N | Electric Utility | 1 | X | DFO
Natural Gas Fired Combustion Turbine.NG | natural gas peaker | TRUE | 17828 | City of Springfield - (IL) | 7425 | Interstate | IL | Sangamon | 1 | Natural Gas Fired Combustion Turbine | GT |  | S | 138.6 | 0.9 | 89.6 | 123.6 | 75 | Y |  |  | N | Electric Utility | 1 | X | NG | DFO
Conventional Hydroelectric.WAT | hydro | TRUE | 10944 | PUD No 1 of Lewis County | 7427 | Cowlitz Falls | WA | Lewis | U#1 | Conventional Hydroelectric | HY |  | S | 35 | 0.9 | 35 | 35 | 1 | N |  |  | N | Electric Utility | 1 | X | WAT
Conventional Hydroelectric.WAT | hydro | TRUE | 10944 | PUD No 1 of Lewis County | 7427 | Cowlitz Falls | WA | Lewis | U#2 | Conventional Hydroelectric | HY |  | S | 35 | 0.9 | 35 | 35 | 1 | N |  |  | N | Electric Utility | 1 | X | WAT
Petroleum Liquids.DFO | petroleum | TRUE | 6710 | Town of Edenton - (NC) | 7429 | Edenton Generators | NC | Chowan | 2 | Petroleum Liquids | IC |  | S | 1.2 | 1 | 1.2 | 1.2 | 0.2 | N |  |  | N | Electric Utility | 1 | X | DFO
Petroleum Liquids.DFO | petroleum | TRUE | 6710 | Town of Edenton - (NC) | 7429 | Edenton Generators | NC | Chowan | 3 | Petroleum Liquids | IC |  | S | 1.2 | 1 | 1.2 | 1.2 | 0.2 | N |  |  | N | Electric Utility | 1 | X | DFO
Conventional Hydroelectric.WAT | hydro | TRUE | 13788 | Northern Wasco County PUD | 7431 | Dalles Dam North Fishway Project | OR | Wasco | 1 | Conventional Hydroelectric | HY |  | S | 6.5 | 0.9 | 5 | 5 | 5 | N |  |  | N | Electric Utility | 1 | X | WAT
Petroleum Liquids.DFO | petroleum | TRUE | 14276 | City of Oxford - (KS) | 7432 | Oxford (KS) | KS | Sumner | 1A | Petroleum Liquids | IC |  | S | 1.7 | 0.8 | 1.6 | 1.6 | 0.9 | N |  |  | N | Electric Utility | 1 | X | DFO
Petroleum Liquids.DFO | petroleum | TRUE | 14276 | City of Oxford - (KS) | 7432 | Oxford (KS) | KS | Sumner | 2A | Petroleum Liquids | IC |  | S | 1.7 | 0.8 | 1.6 | 1.6 | 0.9 | N |  |  | N | Electric Utility | 1 | X | DFO
Petroleum Liquids.DFO | petroleum | TRUE | 14276 | City of Oxford - (KS) | 7432 | Oxford (KS) | KS | Sumner | 3A | Petroleum Liquids | IC |  | S | 1.7 | 0.8 | 1.6 | 1.6 | 0.9 | N |  |  | N | Electric Utility | 1 | X | DFO
Petroleum Liquids.DFO | petroleum | TRUE | 19798 | City of Vernon | 7436 | Vernon | CA | Los Angeles | JH1 | Petroleum Liquids | IC |  | S | 6 | 0.8 | 3.6 | 4 | 3.6 | N |  |  | N | Electric Utility | 1 | X | DFO
Petroleum Liquids.DFO | petroleum | TRUE | 19798 | City of Vernon | 7436 | Vernon | CA | Los Angeles | JH2 | Petroleum Liquids | IC |  | S | 6 | 0.8 | 3.6 | 4 | 3.6 | N |  |  | N | Electric Utility | 1 | X | DFO
Petroleum Liquids.DFO | petroleum | TRUE | 19798 | City of Vernon | 7436 | Vernon | CA | Los Angeles | JH3 | Petroleum Liquids | IC |  | S | 6 | 0.8 | 3.6 | 4.6 | 3.6 | N |  |  | N | Electric Utility | 1 | X | DFO
Petroleum Liquids.DFO | petroleum | TRUE | 19798 | City of Vernon | 7436 | Vernon | CA | Los Angeles | JH4 | Petroleum Liquids | IC |  | S | 6 | 0.8 | 3.6 | 4 | 3.6 | N |  |  | N | Electric Utility | 1 | X | DFO
Petroleum Liquids.DFO | petroleum | TRUE | 19798 | City of Vernon | 7436 | Vernon | CA | Los Angeles | JH5 | Petroleum Liquids | IC |  | S | 6 | 0.8 | 3.6 | 4 | 3.6 | N |  |  | N | Electric Utility | 1 | X | DFO
Petroleum Liquids.DFO | petroleum | TRUE | 6915 | Galena Electric Utility | 7437 | Galena Electric Utility | AK | Yukon Koyukuk | 2A | Petroleum Liquids | IC |  | S | 0.5 | 0.8 | 0.5 | 0.5 | 0.3 | N |  |  | N | Electric Utility | 1 | X | DFO
Petroleum Liquids.DFO | petroleum | TRUE | 6915 | Galena Electric Utility | 7437 | Galena Electric Utility | AK | Yukon Koyukuk | 3B | Petroleum Liquids | IC |  | S | 0.4 | 0.8 | 0.4 | 0.4 | 0.3 | N |  |  | N | Electric Utility | 1 | X | DFO
Petroleum Liquids.DFO | petroleum | TRUE | 6915 | Galena Electric Utility | 7437 | Galena Electric Utility | AK | Yukon Koyukuk | 4A | Petroleum Liquids | IC |  | S | 1 | 0.8 | 1 | 1 | 0.5 | N |  |  | N | Electric Utility | 1 | X | DFO
Petroleum Liquids.DFO | petroleum | TRUE | 6915 | Galena Electric Utility | 7437 | Galena Electric Utility | AK | Yukon Koyukuk | 5A | Petroleum Liquids | IC |  | S | 0.8 | 0.8 | 0.8 | 0.8 | 0.4 | N |  |  | N | Electric Utility | 1 | X | DFO
Petroleum Liquids.DFO | petroleum | TRUE | 6915 | Galena Electric Utility | 7437 | Galena Electric Utility | AK | Yukon Koyukuk | 6B | Petroleum Liquids | IC |  | S | 0.4 | 0.8 | 0.4 | 0.4 | 0.3 | N |  |  | N | Electric Utility | 1 | X | DFO
Petroleum Liquids.DFO | petroleum | TRUE | 11560 | City of Manassas - (VA) | 7438 | Church Street Plant | VA | Prince William | C3A | Petroleum Liquids | IC |  | S | 1.1 | 0.8 | 1 | 1 | 0.3 | N |  |  | N | Electric Utility | 1 | X | DFO
Petroleum Liquids.DFO | petroleum | TRUE | 11560 | City of Manassas - (VA) | 7438 | Church Street Plant | VA | Prince William | C5 | Petroleum Liquids | IC |  | S | 1.6 | 0.8 | 1.5 | 1.5 | 0.3 | N |  |  | N | Electric Utility | 1 | X | DFO
Petroleum Liquids.DFO | petroleum | TRUE | 11560 | City of Manassas - (VA) | 7438 | Church Street Plant | VA | Prince William | C6 | Petroleum Liquids | IC |  | S | 1.6 | 0.8 | 1.5 | 1.5 | 0.3 | N |  |  | N | Electric Utility | 1 | X | DFO
Petroleum Liquids.DFO | petroleum | TRUE | 11560 | City of Manassas - (VA) | 7439 | Godwin Drive Plant | VA | Prince William | C10 | Petroleum Liquids | IC |  | S | 1.5 | 0.8 | 1.5 | 1.5 | 0.3 | N |  |  | N | Electric Utility | 1 | X | DFO
Petroleum Liquids.DFO | petroleum | TRUE | 11560 | City of Manassas - (VA) | 7439 | Godwin Drive Plant | VA | Prince William | C7 | Petroleum Liquids | IC |  | S | 1.6 | 0.8 | 1.5 | 1.5 | 0.3 | N |  |  | N | Electric Utility | 1 | X | DFO
Petroleum Liquids.DFO | petroleum | TRUE | 11560 | City of Manassas - (VA) | 7439 | Godwin Drive Plant | VA | Prince William | C8 | Petroleum Liquids | IC |  | S | 1.6 | 0.8 | 1.5 | 1.5 | 0.3 | N |  |  | N | Electric Utility | 1 | X | DFO
Petroleum Liquids.DFO | petroleum | TRUE | 11560 | City of Manassas - (VA) | 7439 | Godwin Drive Plant | VA | Prince William | C9 | Petroleum Liquids | IC |  | S | 1.6 | 0.8 | 1.5 | 1.5 | 0.3 | N |  |  | N | Electric Utility | 1 | X | DFO
Petroleum Liquids.DFO | petroleum | TRUE | 11560 | City of Manassas - (VA) | 7440 | VMEA 1 Credit Gen | VA | Prince William | V10 | Petroleum Liquids | IC |  | J | 1.6 | 0.8 | 1.5 | 1.5 | 0.3 | N |  |  | N | Electric Utility | 1 | X | DFO
Petroleum Liquids.DFO | petroleum | TRUE | 11560 | City of Manassas - (VA) | 7440 | VMEA 1 Credit Gen | VA | Prince William | V3 | Petroleum Liquids | IC |  | J | 1.6 | 0.8 | 1.5 | 1.5 | 0.3 | N |  |  | N | Electric Utility | 1 | X | DFO
Petroleum Liquids.DFO | petroleum | TRUE | 11560 | City of Manassas - (VA) | 7440 | VMEA 1 Credit Gen | VA | Prince William | V4 | Petroleum Liquids | IC |  | J | 1.6 | 0.8 | 1.5 | 1.5 | 0.3 | N |  |  | N | Electric Utility | 1 | X | DFO
Petroleum Liquids.DFO | petroleum | TRUE | 11560 | City of Manassas - (VA) | 7440 | VMEA 1 Credit Gen | VA | Prince William | V5 | Petroleum Liquids | IC |  | J | 1.6 | 0.8 | 1.5 | 1.5 | 0.3 | N |  |  | N | Electric Utility | 1 | X | DFO
Petroleum Liquids.DFO | petroleum | TRUE | 11560 | City of Manassas - (VA) | 7440 | VMEA 1 Credit Gen | VA | Prince William | V6 | Petroleum Liquids | IC |  | J | 1.6 | 0.8 | 1.5 | 1.5 | 0.3 | N |  |  | N | Electric Utility | 1 | X | DFO
Petroleum Liquids.DFO | petroleum | TRUE | 11560 | City of Manassas - (VA) | 7440 | VMEA 1 Credit Gen | VA | Prince William | V7 | Petroleum Liquids | IC |  | J | 1.6 | 0.8 | 1.5 | 1.5 | 0.3 | N |  |  | N | Electric Utility | 1 | X | DFO
Petroleum Liquids.DFO | petroleum | TRUE | 11560 | City of Manassas - (VA) | 7440 | VMEA 1 Credit Gen | VA | Prince William | V8 | Petroleum Liquids | IC |  | J | 1.6 | 0.8 | 1.5 | 1.5 | 0.3 | N |  |  | N | Electric Utility | 1 | X | DFO
Petroleum Liquids.DFO | petroleum | TRUE | 11560 | City of Manassas - (VA) | 7440 | VMEA 1 Credit Gen | VA | Prince William | V9-1 | Petroleum Liquids | IC |  | J | 2 | 0.8 | 1.8 | 1.8 | 0.3 | N |  |  | N | Electric Utility | 1 | X | DFO
Petroleum Liquids.DFO | petroleum | TRUE | 11560 | City of Manassas - (VA) | 7441 | VMEA Peaking Gen | VA | Prince William | V1 | Petroleum Liquids | IC |  | J | 1.6 | 0.8 | 1.5 | 1.5 | 0.3 | N |  |  | N | Electric Utility | 1 | X | DFO
Petroleum Liquids.DFO | petroleum | TRUE | 11560 | City of Manassas - (VA) | 7441 | VMEA Peaking Gen | VA | Prince William | V11 | Petroleum Liquids | IC |  | J | 1.6 | 0.8 | 1.5 | 1.5 | 0.3 | N |  |  | N | Electric Utility | 1 | X | DFO
Petroleum Liquids.DFO | petroleum | TRUE | 11560 | City of Manassas - (VA) | 7441 | VMEA Peaking Gen | VA | Prince William | V12 | Petroleum Liquids | IC |  | J | 1.6 | 0.8 | 1.5 | 1.5 | 0.3 | N |  |  | N | Electric Utility | 1 | X | DFO
Petroleum Liquids.DFO | petroleum | TRUE | 11560 | City of Manassas - (VA) | 7441 | VMEA Peaking Gen | VA | Prince William | V2 | Petroleum Liquids | IC |  | J | 1.6 | 0.8 | 1.5 | 1.5 | 0.3 | N |  |  | N | Electric Utility | 1 | X | DFO
Natural Gas Internal Combustion Engine.NG | natural gas peaker | TRUE | 15321 | City of Pratt- (KS) | 7447 | Pratt 2 | KS | Pratt | IC2 | Natural Gas Internal Combustion Engine | IC |  | S | 8 | 0.9 | 7.6 | 7.6 | 5 | N |  |  | N | Electric Utility | 1 | X | NG | DFO
Natural Gas Internal Combustion Engine.NG | natural gas peaker | TRUE | 15321 | City of Pratt- (KS) | 7447 | Pratt 2 | KS | Pratt | IC3 | Natural Gas Internal Combustion Engine | IC |  | S | 8 | 0.9 | 7.6 | 7.6 | 5 | N |  |  | N | Electric Utility | 1 | X | NG | DFO
Natural Gas Fired Combustion Turbine.NG | natural gas peaker | TRUE | 40613 | Northern California Power Agny | 7449 | Combustion Turbine Project No 2 | CA | San Joaquin | NA1 | Natural Gas Fired Combustion Turbine | GT |  | S | 50 | 0.95 | 49.3 | 49.9 | 40 | N |  |  | N | Electric Utility | 1 | X | NG
Natural Gas Fired Combustion Turbine.NG | natural gas peaker | TRUE | 40613 | Northern California Power Agny | 7450 | Alameda | CA | Alameda | 1 | Natural Gas Fired Combustion Turbine | GT |  | S | 27.4 | 0.95 | 24.9 | 24.9 | 21.8 | N |  |  | N | Electric Utility | 1 | X | NG | DFO
Natural Gas Fired Combustion Turbine.NG | natural gas peaker | TRUE | 40613 | Northern California Power Agny | 7450 | Alameda | CA | Alameda | 2 | Natural Gas Fired Combustion Turbine | GT |  | S | 27.4 | 0.95 | 24.9 | 24.9 | 21.8 | N |  |  | N | Electric Utility | 1 | X | NG | DFO
Natural Gas Fired Combustion Turbine.NG | natural gas peaker | TRUE | 40613 | Northern California Power Agny | 7451 | Lodi | CA | San Joaquin | 1 | Natural Gas Fired Combustion Turbine | GT |  | S | 27.4 | 0.95 | 25.2 | 25.2 | 23.3 | N |  |  | N | Electric Utility | 1 | X | NG | DFO
Natural Gas Fired Combustion Turbine.NG | natural gas peaker | TRUE | 16295 | City of Roseville - (CA) | 7452 | Roseville Power Plant #2 | CA | Placer | 1 | Natural Gas Fired Combustion Turbine | GT |  | S | 33 | 0.7 | 21.2 | 24.2 | 15 | N |  |  | N | Electric Utility | 1 | X | NG
Natural Gas Fired Combustion Turbine.NG | natural gas peaker | TRUE | 16295 | City of Roseville - (CA) | 7452 | Roseville Power Plant #2 | CA | Placer | 2 | Natural Gas Fired Combustion Turbine | GT |  | S | 33 | 0.7 | 21.2 | 24.2 | 15 | N |  |  | N | Electric Utility | 1 | X | NG
Natural Gas Fired Combustion Turbine.NG | natural gas peaker | TRUE | 20169 | Avista Corp | 7456 | Rathdrum | ID | Kootenai | 1 | Natural Gas Fired Combustion Turbine | GT |  | S | 83.2 | 0.8 | 66 | 87.5 | 50 | N |  |  | N | Electric Utility | 1 | X | NG
Natural Gas Fired Combustion Turbine.NG | natural gas peaker | TRUE | 20169 | Avista Corp | 7456 | Rathdrum | ID | Kootenai | 2 | Natural Gas Fired Combustion Turbine | GT |  | S | 83.2 | 0.8 | 66 | 87.5 | 50 | N |  |  | N | Electric Utility | 1 | X | NG
Conventional Hydroelectric.WAT | hydro | TRUE | 918 | City of Aspen- (CO) | 7458 | Basalt | CO | Eagle | 1 | Conventional Hydroelectric | HY |  | S | 5 | 0.93 | 4.5 | 4.5 | 0.7 | N |  |  | N | Electric Utility | 1 | X | WAT
Petroleum Liquids.DFO | petroleum | TRUE | 18963 | Inside Passage Elec Coop, Inc | 7462 | Angoon | AK | Skagway Hoonah Angoon | 1A | Petroleum Liquids | IC |  | S | 0.5 | 0.8 | 0.5 | 0.5 | 0.1 | N |  |  | N | Electric Utility | 1 | X | DFO | JF
Petroleum Liquids.DFO | petroleum | TRUE | 18963 | Inside Passage Elec Coop, Inc | 7462 | Angoon | AK | Skagway Hoonah Angoon | 2A | Petroleum Liquids | IC |  | S | 0.5 | 0.8 | 0.5 | 0.5 | 0.1 | N |  |  | N | Electric Utility | 1 | X | DFO | JF
Petroleum Liquids.DFO | petroleum | TRUE | 18963 | Inside Passage Elec Coop, Inc | 7462 | Angoon | AK | Skagway Hoonah Angoon | 3 | Petroleum Liquids | IC |  | S | 0.5 | 0.8 | 0.5 | 0.5 | 0.1 | N |  |  | N | Electric Utility | 1 | X | DFO | JF
Petroleum Liquids.DFO | petroleum | TRUE | 18963 | Inside Passage Elec Coop, Inc | 7463 | Hoonah | AK | Skagway Hoonah Angoon | 2A | Petroleum Liquids | IC |  | S | 1 | 0.8 | 1 | 1 | 0.1 | N |  |  | N | Electric Utility | 1 | X | DFO | JF
Petroleum Liquids.DFO | petroleum | TRUE | 18963 | Inside Passage Elec Coop, Inc | 7463 | Hoonah | AK | Skagway Hoonah Angoon | 3A | Petroleum Liquids | IC |  | S | 0.5 | 0.8 | 0.5 | 0.5 | 0.1 | N |  |  | N | Electric Utility | 1 | X | DFO | JF
Petroleum Liquids.DFO | petroleum | TRUE | 18963 | Inside Passage Elec Coop, Inc | 7463 | Hoonah | AK | Skagway Hoonah Angoon | 4 | Petroleum Liquids | IC |  | S | 0.5 | 0.8 | 0.5 | 0.5 | 0.1 | N |  |  | N | Electric Utility | 1 | X | DFO | JF
Petroleum Liquids.DFO | petroleum | TRUE | 18963 | Inside Passage Elec Coop, Inc | 7464 | Kake | AK | Wrangell Petersburg | 1B | Petroleum Liquids | IC |  | S | 0.5 | 0.8 | 0.5 | 0.5 | 0.1 | N |  |  | N | Electric Utility | 1 | X | DFO | JF
Petroleum Liquids.DFO | petroleum | TRUE | 18963 | Inside Passage Elec Coop, Inc | 7464 | Kake | AK | Wrangell Petersburg | 2 | Petroleum Liquids | IC |  | S | 1.1 | 0.8 | 1.1 | 1.1 | 0.1 | N |  |  | N | Electric Utility | 1 | X | DFO | JF
Petroleum Liquids.DFO | petroleum | TRUE | 18963 | Inside Passage Elec Coop, Inc | 7464 | Kake | AK | Wrangell Petersburg | 2A | Petroleum Liquids | IC |  | S | 0.5 | 0.8 | 0.5 | 0.5 | 0.1 | N |  |  | N | Electric Utility | 1 | X | DFO | JF
Petroleum Liquids.DFO | petroleum | TRUE | 18963 | Inside Passage Elec Coop, Inc | 7464 | Kake | AK | Wrangell Petersburg | 3B | Petroleum Liquids | IC |  | S | 0.5 | 0.8 | 0.5 | 0.5 | 0.1 | N |  |  | N | Electric Utility | 1 | X | DFO | JF
Petroleum Liquids.DFO | petroleum | TRUE | 18963 | Inside Passage Elec Coop, Inc | 7464 | Kake | AK | Wrangell Petersburg | 4 | Petroleum Liquids | IC |  | S | 0.5 | 0.8 | 0.5 | 0.5 | 0.1 | N |  |  | N | Electric Utility | 1 | X | DFO | JF
Petroleum Liquids.DFO | petroleum | TRUE | 11481 | City of Madison - (NE) | 7469 | Madison Utilities | NE | Madison | FM1 | Petroleum Liquids | IC |  | S | 2 | 0.9 | 1.7 | 1.7 | 0.1 | N |  |  | N | Electric Utility | 1 | X | DFO | NG
Petroleum Liquids.DFO | petroleum | TRUE | 11481 | City of Madison - (NE) | 7469 | Madison Utilities | NE | Madison | FM2 | Petroleum Liquids | IC |  | S | 1.3 | 0.8 | 1 | 1 | 0.1 | N |  |  | N | Electric Utility | 1 | X | DFO | NG
Petroleum Liquids.DFO | petroleum | TRUE | 11481 | City of Madison - (NE) | 7469 | Madison Utilities | NE | Madison | FM3 | Petroleum Liquids | IC |  | S | 1.1 | 0.8 | 0.9 | 0.9 | 0.1 | N |  |  | N | Electric Utility | 1 | X | DFO | NG
Petroleum Liquids.DFO | petroleum | TRUE | 11481 | City of Madison - (NE) | 7469 | Madison Utilities | NE | Madison | FM5 | Petroleum Liquids | IC |  | S | 1.4 | 0.8 | 1 | 1 | 0.1 | N |  |  | N | Electric Utility | 1 | X | DFO | NG
Petroleum Liquids.DFO | petroleum | TRUE | 11626 | City of Marceline - (MO) | 7470 | Marceline | MO | Linn | 1 | Petroleum Liquids | IC |  | S | 1 | 0.8 | 1 | 1 | 0.3 | N |  |  | N | Electric Utility | 1 | X | DFO
Petroleum Liquids.DFO | petroleum | TRUE | 11626 | City of Marceline - (MO) | 7470 | Marceline | MO | Linn | 2 | Petroleum Liquids | IC |  | S | 3 | 0.8 | 3 | 3 | 1 | N |  |  | N | Electric Utility | 1 | X | DFO | NG
Petroleum Liquids.DFO | petroleum | TRUE | 11626 | City of Marceline - (MO) | 7470 | Marceline | MO | Linn | 5 | Petroleum Liquids | IC |  | S | 2 | 0.8 | 2 | 2 | 1 | N |  |  | N | Electric Utility | 1 | X | DFO
Petroleum Liquids.DFO | petroleum | TRUE | 11626 | City of Marceline - (MO) | 7470 | Marceline | MO | Linn | 6 | Petroleum Liquids | IC |  | S | 2 | 0.8 | 2 | 2 | 1 | N |  |  | N | Electric Utility | 1 | X | DFO
Conventional Hydroelectric.WAT | hydro | TRUE | 16198 | City of Rock Falls - (IL) | 7474 | Upper Sterling | IL | Whiteside | 1 | Conventional Hydroelectric | HY |  | S | 1.1 | 0.8 | 1 | 1 | 0.5 | N |  |  | N | Electric Utility | 1 | X | WAT
Conventional Hydroelectric.WAT | hydro | TRUE | 16198 | City of Rock Falls - (IL) | 7474 | Upper Sterling | IL | Whiteside | 2 | Conventional Hydroelectric | HY |  | S | 1.1 | 0.8 | 1 | 1 | 0.5 | N |  |  | N | Electric Utility | 1 | X | WAT
Petroleum Liquids.DFO | petroleum | TRUE | 14164 | City of Orangeburg - (SC) | 7479 | North Road Peak | SC | Orangeburg | EAST | Petroleum Liquids | IC |  | S | 7 | 0.9 | 6.5 | 7 | 1 | N |  |  | N | Electric Utility | 1 | X | DFO
Petroleum Liquids.DFO | petroleum | TRUE | 14164 | City of Orangeburg - (SC) | 7479 | North Road Peak | SC | Orangeburg | WEST | Petroleum Liquids | IC |  | S | 7 | 0.9 | 6.5 | 7 | 1 | N |  |  | N | Electric Utility | 1 | X | DFO
Natural Gas Fired Combustion Turbine.NG | natural gas peaker | TRUE | 14164 | City of Orangeburg - (SC) | 7480 | Rowesville Rd Plant | SC | Orangeburg | GEN3 | Natural Gas Fired Combustion Turbine | GT |  | S | 4.8 | 0.9 | 4.2 | 4.8 | 0.5 | N |  |  | N | Electric Utility | 1 | X | NG
Natural Gas Fired Combustion Turbine.NG | natural gas peaker | TRUE | 14164 | City of Orangeburg - (SC) | 7480 | Rowesville Rd Plant | SC | Orangeburg | GEN4 | Natural Gas Fired Combustion Turbine | GT |  | S | 4.8 | 0.9 | 4.2 | 4.8 | 0.5 | N |  |  | N | Electric Utility | 1 | X | NG
Petroleum Liquids.DFO | petroleum | TRUE | 20848 | City of Blue Hill - (NE) | 7481 | City Light & Water | NE | Webster | 1 | Petroleum Liquids | IC |  | S | 0.9 | 0.8 | 0.9 | 0.9 | 0.2 | N |  |  | N | Electric Utility | 1 | X | DFO
Petroleum Liquids.DFO | petroleum | TRUE | 20848 | City of Blue Hill - (NE) | 7481 | City Light & Water | NE | Webster | 2 | Petroleum Liquids | IC |  | S | 0.4 | 0.8 | 0.4 | 0.4 | 0.2 | N |  |  | N | Electric Utility | 1 | X | DFO
Petroleum Liquids.DFO | petroleum | TRUE | 26616 | North Slope Borough Power & Light | 7482 | NSB Atqasuk Utility | AK | North Slope | NA1 | Petroleum Liquids | IC |  | S | 0.9 | 0.8 | 0.9 | 0.9 | 0.2 | N |  |  | N | Electric Utility | 1 | X | DFO
Petroleum Liquids.DFO | petroleum | TRUE | 26616 | North Slope Borough Power & Light | 7482 | NSB Atqasuk Utility | AK | North Slope | NA2 | Petroleum Liquids | IC |  | S | 0.9 | 0.8 | 0.9 | 0.9 | 0.2 | N |  |  | N | Electric Utility | 1 | X | DFO
Petroleum Liquids.DFO | petroleum | TRUE | 26616 | North Slope Borough Power & Light | 7482 | NSB Atqasuk Utility | AK | North Slope | NA3 | Petroleum Liquids | IC |  | S | 0.4 | 0.8 | 0.4 | 0.4 | 0.3 | N |  |  | N | Electric Utility | 1 | X | DFO
Petroleum Liquids.DFO | petroleum | TRUE | 26616 | North Slope Borough Power & Light | 7482 | NSB Atqasuk Utility | AK | North Slope | PG2 | Petroleum Liquids | IC |  | S | 0.4 | 0.8 | 0.4 | 0.4 | 0.2 | N |  |  | N | Electric Utility | 1 | X | DFO
Petroleum Liquids.DFO | petroleum | TRUE | 26616 | North Slope Borough Power & Light | 7482 | NSB Atqasuk Utility | AK | North Slope | PG3 | Petroleum Liquids | IC |  | S | 0.6 | 0.8 | 0.6 | 0.6 | 0.4 | N |  |  | N | Electric Utility | 1 | X | DFO
Petroleum Liquids.DFO | petroleum | TRUE | 26616 | North Slope Borough Power & Light | 7483 | NSB Kaktovik Utility | AK | North Slope | PG1A | Petroleum Liquids | IC |  | S | 0.9 | 0.8 | 0.9 | 0.9 | 0.4 | N |  |  | N | Electric Utility | 1 | X | DFO
Petroleum Liquids.DFO | petroleum | TRUE | 26616 | North Slope Borough Power & Light | 7483 | NSB Kaktovik Utility | AK | North Slope | PG2A | Petroleum Liquids | IC |  | S | 0.9 | 0.8 | 0.9 | 0.9 | 0.4 | N |  |  | N | Electric Utility | 1 | X | DFO
Petroleum Liquids.DFO | petroleum | TRUE | 26616 | North Slope Borough Power & Light | 7483 | NSB Kaktovik Utility | AK | North Slope | PG3A | Petroleum Liquids | IC |  | S | 0.4 | 0.8 | 0.4 | 0.4 | 0.2 | N |  |  | N | Electric Utility | 1 | X | DFO
Petroleum Liquids.DFO | petroleum | TRUE | 26616 | North Slope Borough Power & Light | 7483 | NSB Kaktovik Utility | AK | North Slope | PG4A | Petroleum Liquids | IC |  | S | 0.4 | 0.8 | 0.4 | 0.4 | 0.2 | N |  |  | N | Electric Utility | 1 | X | DFO
Petroleum Liquids.DFO | petroleum | TRUE | 26616 | North Slope Borough Power & Light | 7484 | NSB Nuiqsut Utility | AK | North Slope | PG1A | Petroleum Liquids | IC |  | S | 0.9 | 0.8 | 0.9 | 0.9 | 0.4 | N |  |  | N | Electric Utility | 1 | X | DFO
Petroleum Liquids.DFO | petroleum | TRUE | 26616 | North Slope Borough Power & Light | 7484 | NSB Nuiqsut Utility | AK | North Slope | PG2A | Petroleum Liquids | IC |  | S | 0.9 | 0.8 | 0.9 | 0.9 | 0.4 | N |  |  | N | Electric Utility | 1 | X | DFO
Petroleum Liquids.DFO | petroleum | TRUE | 26616 | North Slope Borough Power & Light | 7484 | NSB Nuiqsut Utility | AK | North Slope | PG3A | Petroleum Liquids | IC |  | S | 0.4 | 0.8 | 0.4 | 0.4 | 0.2 | N |  |  | N | Electric Utility | 1 | X | DFO
Natural Gas Internal Combustion Engine.NG | natural gas peaker | TRUE | 26616 | North Slope Borough Power & Light | 7484 | NSB Nuiqsut Utility | AK | North Slope | PG3B | Natural Gas Internal Combustion Engine | IC |  | S | 0.6 | 0.8 | 0.6 | 0.6 | 0.3 | N |  |  | N | Electric Utility | 1 | X | NG
Natural Gas Internal Combustion Engine.NG | natural gas peaker | TRUE | 26616 | North Slope Borough Power & Light | 7484 | NSB Nuiqsut Utility | AK | North Slope | PG5A | Natural Gas Internal Combustion Engine | IC |  | S | 0.8 | 0.8 | 0.8 | 0.8 | 0.3 | N |  |  | N | Electric Utility | 1 | X | NG
Natural Gas Internal Combustion Engine.NG | natural gas peaker | TRUE | 26616 | North Slope Borough Power & Light | 7484 | NSB Nuiqsut Utility | AK | North Slope | PG6A | Natural Gas Internal Combustion Engine | IC |  | S | 0.8 | 0.8 | 0.8 | 0.8 | 0.3 | N |  |  | N | Electric Utility | 1 | X | NG
Petroleum Liquids.DFO | petroleum | TRUE | 26616 | North Slope Borough Power & Light | 7485 | NSB Point Hope Utility | AK | North Slope | PG1A | Petroleum Liquids | IC |  | S | 1 | 0.8 | 1 | 1 | 0.1 | N |  |  | N | Electric Utility | 1 | X | DFO
Petroleum Liquids.DFO | petroleum | TRUE | 26616 | North Slope Borough Power & Light | 7485 | NSB Point Hope Utility | AK | North Slope | PG6 | Petroleum Liquids | IC |  | S | 0.6 | 0.8 | 0.6 | 0.6 | 0.2 | N |  |  | N | Electric Utility | 1 | X | DFO
Petroleum Liquids.DFO | petroleum | TRUE | 26616 | North Slope Borough Power & Light | 7485 | NSB Point Hope Utility | AK | North Slope | PG7 | Petroleum Liquids | IC |  | S | 0.6 | 0.8 | 0.6 | 0.6 | 0.2 | N |  |  | N | Electric Utility | 1 | X | DFO
Petroleum Liquids.DFO | petroleum | TRUE | 26616 | North Slope Borough Power & Light | 7485 | NSB Point Hope Utility | AK | North Slope | PG8 | Petroleum Liquids | IC |  | S | 0.9 | 0.8 | 0.9 | 0.9 | 0.4 | N |  |  | N | Electric Utility | 1 | X | DFO
Petroleum Liquids.DFO | petroleum | TRUE | 26616 | North Slope Borough Power & Light | 7486 | NSB Point Lay Utility | AK | North Slope | PG10 | Petroleum Liquids | IC |  | S | 0.6 | 0.8 | 0.6 | 0.6 | 0.2 | N |  |  | N | Electric Utility | 1 | X | DFO
Petroleum Liquids.DFO | petroleum | TRUE | 26616 | North Slope Borough Power & Light | 7486 | NSB Point Lay Utility | AK | North Slope | PG7 | Petroleum Liquids | IC |  | S | 0.6 | 0.8 | 0.6 | 0.6 | 0.1 | N |  |  | N | Electric Utility | 1 | X | DFO
Petroleum Liquids.DFO | petroleum | TRUE | 26616 | North Slope Borough Power & Light | 7486 | NSB Point Lay Utility | AK | North Slope | PG8 | Petroleum Liquids | IC |  | S | 0.6 | 0.8 | 0.6 | 0.6 | 0.3 | N |  |  | N | Electric Utility | 1 | X | DFO
Petroleum Liquids.DFO | petroleum | TRUE | 26616 | North Slope Borough Power & Light | 7486 | NSB Point Lay Utility | AK | North Slope | PG9 | Petroleum Liquids | IC |  | S | 0.6 | 0.8 | 0.6 | 0.6 | 0.3 | N |  |  | N | Electric Utility | 1 | X | DFO
Petroleum Liquids.DFO | petroleum | TRUE | 26616 | North Slope Borough Power & Light | 7487 | NSB Anaktuvuk Pass | AK | North Slope | 1 | Petroleum Liquids | IC |  | S | 0.3 | 0.8 | 0.3 | 0.3 | 0.1 | N |  |  | N | Electric Utility | 1 | X | DFO
Petroleum Liquids.DFO | petroleum | TRUE | 26616 | North Slope Borough Power & Light | 7487 | NSB Anaktuvuk Pass | AK | North Slope | 2 | Petroleum Liquids | IC |  | S | 0.3 | 0.8 | 0.3 | 0.3 | 0.1 | N |  |  | N | Electric Utility | 1 | X | DFO
Petroleum Liquids.DFO | petroleum | TRUE | 26616 | North Slope Borough Power & Light | 7487 | NSB Anaktuvuk Pass | AK | North Slope | 3 | Petroleum Liquids | IC |  | S | 0.3 | 0.8 | 0.3 | 0.3 | 0.1 | N |  |  | N | Electric Utility | 1 | X | DFO
Petroleum Liquids.DFO | petroleum | TRUE | 26616 | North Slope Borough Power & Light | 7487 | NSB Anaktuvuk Pass | AK | North Slope | 6 | Petroleum Liquids | IC |  | S | 0.9 | 0.8 | 0.9 | 0.9 | 0.4 | N |  |  | N | Electric Utility | 1 | X | DFO
Petroleum Liquids.DFO | petroleum | TRUE | 26616 | North Slope Borough Power & Light | 7487 | NSB Anaktuvuk Pass | AK | North Slope | 7 | Petroleum Liquids | IC |  | S | 0.9 | 0.8 | 0.9 | 0.9 | 0.4 | N |  |  | N | Electric Utility | 1 | X | DFO
Petroleum Liquids.DFO | petroleum | TRUE | 26616 | North Slope Borough Power & Light | 7488 | NSB Wainwright Utility | AK | North Slope | PG1 | Petroleum Liquids | IC |  | S | 0.4 | 0.8 | 0.4 | 0.4 | 0.2 | N |  |  | N | Electric Utility | 1 | X | DFO
Petroleum Liquids.DFO | petroleum | TRUE | 26616 | North Slope Borough Power & Light | 7488 | NSB Wainwright Utility | AK | North Slope | PG2 | Petroleum Liquids | IC |  | S | 0.4 | 0.8 | 0.4 | 0.4 | 0.2 | N |  |  | N | Electric Utility | 1 | X | DFO
Petroleum Liquids.DFO | petroleum | TRUE | 26616 | North Slope Borough Power & Light | 7488 | NSB Wainwright Utility | AK | North Slope | PG3 | Petroleum Liquids | IC |  | S | 0.4 | 0.8 | 0.4 | 0.4 | 0.2 | N |  |  | N | Electric Utility | 1 | X | DFO
Petroleum Liquids.DFO | petroleum | TRUE | 26616 | North Slope Borough Power & Light | 7488 | NSB Wainwright Utility | AK | North Slope | PG4A | Petroleum Liquids | IC |  | S | 0.9 | 0.8 | 0.9 | 0.9 | 0.4 | N |  |  | N | Electric Utility | 1 | X | DFO
Petroleum Liquids.DFO | petroleum | TRUE | 26616 | North Slope Borough Power & Light | 7488 | NSB Wainwright Utility | AK | North Slope | PG5 | Petroleum Liquids | IC |  | S | 0.9 | 0.8 | 0.9 | 0.9 | 0.4 | N |  |  | N | Electric Utility | 1 | X | DFO
Conventional Hydroelectric.WAT | hydro | TRUE | 19397 | City of Ukiah - (CA) | 7489 | Lake Mendocino | CA | Mendocino | G1 | Conventional Hydroelectric | HY |  | S | 1 | 0.9 | 1 | 1 | 0.1 | N |  |  | N | Electric Utility | 1 | X | WAT
Conventional Hydroelectric.WAT | hydro | TRUE | 19397 | City of Ukiah - (CA) | 7489 | Lake Mendocino | CA | Mendocino | G2 | Conventional Hydroelectric | HY |  | S | 2.5 | 0.9 | 2.5 | 2.5 | 0.1 | N |  |  | N | Electric Utility | 1 | X | WAT
All Other.OTH | other | TRUE | 9897 | City of King Cove | 7493 | King Cove | AK | Aleutians East | 1 | All Other | IC |  | S | 0.3 | 0.8 | 0.3 | 0.3 | 0.2 | N |  |  | N | Electric Utility | 1 | X | OTH
Petroleum Liquids.DFO | petroleum | TRUE | 9897 | City of King Cove | 7493 | King Cove | AK | Aleutians East | 2 | Petroleum Liquids | IC |  | S | 0.5 | 0.8 | 0.4 | 0.4 | 0.2 | N |  |  | N | Electric Utility | 1 | X | DFO
All Other.OTH | other | TRUE | 9897 | City of King Cove | 7493 | King Cove | AK | Aleutians East | 3 | All Other | IC |  | S | 0.7 | 0.8 | 0.6 | 0.6 | 0.6 | N |  |  | N | Electric Utility | 1 | X | OTH
Conventional Hydroelectric.WAT | hydro | TRUE | 9897 | City of King Cove | 7493 | King Cove | AK | Aleutians East | 4 | Conventional Hydroelectric | HY |  | S | 0.8 | 0.8 | 0.7 | 0.2 | 0.6 | N |  |  | N | Electric Utility | 1 | X | WAT
Petroleum Liquids.DFO | petroleum | TRUE | 9897 | City of King Cove | 7493 | King Cove | AK | Aleutians East | 5 | Petroleum Liquids | IC |  | S | 0.3 | 0.8 | 0.3 | 0.3 | 0.2 | N |  |  | N | Electric Utility | 1 | X | DFO
Conventional Hydroelectric.WAT | hydro | TRUE | 9897 | City of King Cove | 7493 | King Cove | AK | Aleutians East | 6 | Conventional Hydroelectric | HY |  | S | 0.4 | 0.8 | 0.4 | 0.4 | 0.2 | N |  |  | N | Electric Utility | 1 | X | WAT
Petroleum Liquids.DFO | petroleum | TRUE | 4562 | City of Croswell - (MI) | 7497 | Croswell | MI | Sanilac | 1 | Petroleum Liquids | IC |  | S | 0.6 | 0.9 | 0.6 | 0.6 | 0.3 | N |  |  | N | Electric Utility | 1 | X | DFO | NG
Petroleum Liquids.DFO | petroleum | TRUE | 4562 | City of Croswell - (MI) | 7497 | Croswell | MI | Sanilac | 2 | Petroleum Liquids | IC |  | S | 0.7 | 0.9 | 0.7 | 0.7 | 0.3 | N |  |  | N | Electric Utility | 1 | X | DFO | NG
Petroleum Liquids.DFO | petroleum | TRUE | 4562 | City of Croswell - (MI) | 7497 | Croswell | MI | Sanilac | 3 | Petroleum Liquids | IC |  | S | 1.2 | 0.9 | 1.2 | 1.2 | 0.6 | N |  |  | N | Electric Utility | 1 | X | DFO
Petroleum Liquids.DFO | petroleum | TRUE | 4562 | City of Croswell - (MI) | 7497 | Croswell | MI | Sanilac | 4 | Petroleum Liquids | IC |  | S | 1.3 | 0.9 | 1.3 | 1.3 | 0.6 | N |  |  | N | Electric Utility | 1 | X | DFO | NG
Petroleum Liquids.DFO | petroleum | TRUE | 4562 | City of Croswell - (MI) | 7497 | Croswell | MI | Sanilac | 5 | Petroleum Liquids | IC |  | S | 1.3 | 0.9 | 1.3 | 1.3 | 0.6 | N |  |  | N | Electric Utility | 1 | X | DFO | NG
Onshore Wind Turbine.WND | onshore wind | TRUE | 15371 | Town of Princeton - (MA) | 7501 | Princeton Wind Farm | MA | Worcester | 2 | Onshore Wind Turbine | WT |  | S | 3 |  | 3 | 3 | 0.1 | N |  |  | N | Electric Utility | 1 | X | WND
Petroleum Liquids.DFO | petroleum | TRUE | 19454 | City of Unalaska - (AK) | 7502 | Dutch Harbor | AK | Aleutians West | 10 | Petroleum Liquids | IC |  | S | 5.2 | 0.8 | 4.4 | 4.4 | 3.1 | N |  |  | N | Electric Utility | 1 | X | DFO
Petroleum Liquids.DFO | petroleum | TRUE | 19454 | City of Unalaska - (AK) | 7502 | Dutch Harbor | AK | Aleutians West | 11 | Petroleum Liquids | IC |  | S | 5.2 | 0.8 | 4.4 | 4.4 | 3.1 | N |  |  | N | Electric Utility | 1 | X | DFO
Petroleum Liquids.DFO | petroleum | TRUE | 19454 | City of Unalaska - (AK) | 7502 | Dutch Harbor | AK | Aleutians West | 12 | Petroleum Liquids | IC |  | S | 4.4 | 0.8 | 3.7 | 3.7 | 2.6 | N |  |  | N | Electric Utility | 1 | X | DFO
Petroleum Liquids.DFO | petroleum | TRUE | 19454 | City of Unalaska - (AK) | 7502 | Dutch Harbor | AK | Aleutians West | 13 | Petroleum Liquids | IC |  | S | 4.4 | 0.8 | 3.7 | 3.7 | 2.6 | N |  |  | N | Electric Utility | 1 | X | DFO
Petroleum Liquids.DFO | petroleum | TRUE | 19454 | City of Unalaska - (AK) | 7502 | Dutch Harbor | AK | Aleutians West | 15 | Petroleum Liquids | IC |  | S | 0.3 | 0.8 | 0.2 | 0.2 | 0.2 | N |  |  | N | Electric Utility | 1 | X | DFO
Petroleum Liquids.DFO | petroleum | TRUE | 19454 | City of Unalaska - (AK) | 7502 | Dutch Harbor | AK | Aleutians West | 8 | Petroleum Liquids | IC |  | S | 1.2 | 0.8 | 1 | 1 | 0.6 | N |  |  | N | Electric Utility | 1 | X | DFO
Petroleum Liquids.DFO | petroleum | TRUE | 19454 | City of Unalaska - (AK) | 7502 | Dutch Harbor | AK | Aleutians West | 9 | Petroleum Liquids | IC |  | S | 1.2 | 0.8 | 1 | 1 | 0.6 | N |  |  | N | Electric Utility | 1 | X | DFO
Petroleum Liquids.DFO | petroleum | TRUE | 19454 | City of Unalaska - (AK) | 7503 | Unalaska Power Module | AK | Aleutians West | 7 | Petroleum Liquids | IC |  | S | 1.1 | 0.8 | 0.8 | 0.8 | 0.6 | N |  |  | N | Electric Utility | 1 | X | DFO
Conventional Steam Coal.SUB | hard coal | TRUE | 19545 | Black Hills Power, Inc. | 7504 | Neil Simpson II | WY | Campbell | 2 | Conventional Steam Coal | ST |  | S | 90 | 0.9 | 80 | 80 | 52 | N |  |  | N | Electric Utility | 1 | X | SUB
Natural Gas Fired Combustion Turbine.NG | natural gas peaker | TRUE | 19545 | Black Hills Power, Inc. | 7504 | Neil Simpson II | WY | Campbell | GT1 | Natural Gas Fired Combustion Turbine | GT |  | S | 40 | 0.9 | 34 | 37 | 24.7 | N |  |  | N | Electric Utility | 1 | X | NG
Conventional Hydroelectric.WAT | hydro | TRUE | 61958 | Hydro Sierra Energy, LLC | 7507 | Deadwood Creek | CA | Yuba | 1 | Conventional Hydroelectric | HY |  | S | 2 | 0.9 | 1.9 | 2 | 0.1 | N |  |  | N | IPP Non-CHP | 2 | X | WAT
Conventional Hydroelectric.WAT | hydro | TRUE | 6013 | Eugene Water & Electric Board | 7508 | Stone Creek | OR | Clackamas | 1 | Conventional Hydroelectric | HY |  | S | 12 | 0.9 | 7 | 10.7 | 3 | N |  |  | N | Electric Utility | 1 | X | WAT
Conventional Hydroelectric.WAT | hydro | TRUE | 13788 | Northern Wasco County PUD | 7511 | McNary Dam Fish Attraction Project | WA | Benton | 1 | Conventional Hydroelectric | HY |  | J | 10 | 0.9 | 9 | 9 | 8.5 | N |  |  | N | Electric Utility | 1 | X | WAT
Natural Gas Fired Combined Cycle.NG | natural gas combined cycle | TRUE | 16604 | City of San Antonio - (TX) | 7512 | Arthur Von Rosenberg | TX | Bexar | 1 | Natural Gas Fired Combined Cycle | CT | CC1 | S | 187.5 | 0.9 | 164 | 176 | 90 | N |  |  | N | Electric Utility | 1 | X | NG
Natural Gas Fired Combined Cycle.NG | natural gas combined cycle | TRUE | 16604 | City of San Antonio - (TX) | 7512 | Arthur Von Rosenberg | TX | Bexar | 2 | Natural Gas Fired Combined Cycle | CT | CC1 | S | 187.5 | 0.9 | 164 | 176 | 90 | N |  |  | N | Electric Utility | 1 | X | NG
Natural Gas Fired Combined Cycle.NG | natural gas combined cycle | TRUE | 16604 | City of San Antonio - (TX) | 7512 | Arthur Von Rosenberg | TX | Bexar | 3 | Natural Gas Fired Combined Cycle | CA | CC1 | S | 200 | 0.9 | 190 | 197 | 60 | N |  |  | N | Electric Utility | 1 | X | NG
Natural Gas Fired Combustion Turbine.NG | natural gas peaker | TRUE | 12208 | City of McPherson - (KS) | 7515 | McPherson 3 | KS | McPherson | NA1 | Natural Gas Fired Combustion Turbine | GT |  | S | 115.6 | 0.9 | 80.2 | 85 | 22 | N |  |  | N | Electric Utility | 1 | X | NG | DFO
Onshore Wind Turbine.WND | onshore wind | TRUE | 16534 | Sacramento Municipal Util Dist | 7526 | Solano Wind | CA | Solano | 1 | Onshore Wind Turbine | WT |  | S | 13.2 |  | 13.1 | 13.2 | 1 | N | 6 | 2023 | N | Electric Utility | 1 | X | WND
Onshore Wind Turbine.WND | onshore wind | TRUE | 16534 | Sacramento Municipal Util Dist | 7526 | Solano Wind | CA | Solano | 2 | Onshore Wind Turbine | WT |  | S | 24 |  | 24 | 24 | 1 | N |  |  | N | Electric Utility | 1 | X | WND
Onshore Wind Turbine.WND | onshore wind | TRUE | 16534 | Sacramento Municipal Util Dist | 7526 | Solano Wind | CA | Solano | 2B | Onshore Wind Turbine | WT |  | S | 63 |  | 63 | 63 | 1 | N |  |  | N | Electric Utility | 1 | X | WND
Onshore Wind Turbine.WND | onshore wind | TRUE | 16534 | Sacramento Municipal Util Dist | 7526 | Solano Wind | CA | Solano | 3 | Onshore Wind Turbine | WT |  | W | 128 |  | 128 | 128 | 1 | N |  |  | N | Electric Utility | 1 | X | WND
Natural Gas Fired Combustion Turbine.NG | natural gas peaker | TRUE | 16534 | Sacramento Municipal Util Dist | 7527 | Carson Ice-Gen Project | CA | Sacramento | 1 | Natural Gas Fired Combustion Turbine | GT |  | W | 54 | 0.9 | 41.2 | 41.2 | 20 | N |  |  | Y | Electric Utility | 1 | T | NG
Natural Gas Fired Combined Cycle.NG | natural gas combined cycle | TRUE | 16534 | Sacramento Municipal Util Dist | 7527 | Carson Ice-Gen Project | CA | Sacramento | 2 | Natural Gas Fired Combined Cycle | CA | CC1 | W | 17.5 | 0.85 | 16.6 | 16.6 | 2 | N |  |  | Y | Electric Utility | 1 | T | NG
Natural Gas Fired Combined Cycle.NG | natural gas combined cycle | TRUE | 16534 | Sacramento Municipal Util Dist | 7527 | Carson Ice-Gen Project | CA | Sacramento | CCCT | Natural Gas Fired Combined Cycle | CT | CC1 | W | 54 | 0.9 | 51.2 | 51.2 | 21 | N |  |  | N | Electric Utility | 1 | X | NG | OBG
Natural Gas Fired Combustion Turbine.NG | natural gas peaker | TRUE | 3046 | Duke Energy Progress - (NC) | 7538 | Wayne County | NC | Wayne | 1 | Natural Gas Fired Combustion Turbine | GT |  | S | 195.2 | 0.85 | 169 | 195 | 100 | N |  |  | N | Electric Utility | 1 | X | NG | DFO
Natural Gas Fired Combustion Turbine.NG | natural gas peaker | TRUE | 3046 | Duke Energy Progress - (NC) | 7538 | Wayne County | NC | Wayne | 2 | Natural Gas Fired Combustion Turbine | GT |  | S | 195.2 | 0.85 | 174 | 195 | 100 | N |  |  | N | Electric Utility | 1 | X | NG | DFO
Natural Gas Fired Combustion Turbine.NG | natural gas peaker | TRUE | 3046 | Duke Energy Progress - (NC) | 7538 | Wayne County | NC | Wayne | 3 | Natural Gas Fired Combustion Turbine | GT |  | S | 195.2 | 0.85 | 164 | 195 | 100 | N |  |  | N | Electric Utility | 1 | X | NG | DFO
Natural Gas Fired Combustion Turbine.NG | natural gas peaker | TRUE | 3046 | Duke Energy Progress - (NC) | 7538 | Wayne County | NC | Wayne | 4 | Natural Gas Fired Combustion Turbine | GT |  | S | 195.2 | 0.85 | 162 | 195 | 100 | N |  |  | N | Electric Utility | 1 | X | NG | DFO
Natural Gas Fired Combustion Turbine.NG | natural gas peaker | TRUE | 3046 | Duke Energy Progress - (NC) | 7538 | Wayne County | NC | Wayne | 5 | Natural Gas Fired Combustion Turbine | GT |  | S | 198.9 | 0.85 | 153 | 195 | 100 | N |  |  | N | Electric Utility | 1 | X | NG | DFO
Conventional Hydroelectric.WAT | hydro | TRUE | 2518 | U S Bureau of Reclamation | 7541 | Spirit Mountain | WY | Park | 1 | Conventional Hydroelectric | HY |  | S | 4.5 | 0.9 | 4.5 | 4.5 | 0 | N |  |  | N | Electric Utility | 1 | X | WAT
Conventional Hydroelectric.WAT | hydro | TRUE | 14077 | Oklahoma Municipal Power Authority | 7545 | Kaw Hydro | OK | Kay | 1 | Conventional Hydroelectric | HY |  | S | 37 | 0.85 | 29.6 | 29.6 | 2 | N |  |  | N | Electric Utility | 1 | X | WAT
Natural Gas Fired Combined Cycle.NG | natural gas combined cycle | TRUE | 14077 | Oklahoma Municipal Power Authority | 7546 | Ponca City | OK | Kay | 1 | Natural Gas Fired Combined Cycle | CA | CC1 | S | 19.8 | 0.85 | 18.8 | 18.8 | 1.5 | N |  |  | N | Electric Utility | 1 | X | NG
Natural Gas Fired Combined Cycle.NG | natural gas combined cycle | TRUE | 14077 | Oklahoma Municipal Power Authority | 7546 | Ponca City | OK | Kay | 3 | Natural Gas Fired Combined Cycle | CT | CC1 | S | 54 | 0.85 | 44.1 | 44.1 | 33 | N |  |  | N | Electric Utility | 1 | X | NG | DFO
Natural Gas Fired Combustion Turbine.NG | natural gas peaker | TRUE | 14077 | Oklahoma Municipal Power Authority | 7546 | Ponca City | OK | Kay | 4 | Natural Gas Fired Combustion Turbine | GT |  | S | 60.5 | 0.9 | 43.9 | 43.9 | 33 | N |  |  | N | Electric Utility | 1 | X | NG
Conventional Hydroelectric.WAT | hydro | TRUE | 20255 | Weber Basin Water Conserv Dist | 7548 | Causey | UT | Weber | 1 | Conventional Hydroelectric | HY |  | W | 1.5 | 0.9 | 1.5 | 1.5 | 0.3 | N |  |  | N | Electric Utility | 1 | X | WAT
Conventional Hydroelectric.WAT | hydro | TRUE | 20255 | Weber Basin Water Conserv Dist | 7548 | Causey | UT | Weber | 2 | Conventional Hydroelectric | HY |  | W | 0.6 | 0.9 | 0.6 | 0.6 | 0.1 | N |  |  | N | Electric Utility | 1 | X | WAT
Conventional Hydroelectric.WAT | hydro | TRUE | 20255 | Weber Basin Water Conserv Dist | 7548 | Causey | UT | Weber | MINI | Conventional Hydroelectric | HY |  | W | 0.1 | 0.8 | 0.1 | 0.1 | 0 | N |  |  | N | Electric Utility | 1 | X | WAT
Natural Gas Fired Combined Cycle.NG | natural gas combined cycle | TRUE | 16534 | Sacramento Municipal Util Dist | 7551 | SCA Cogen 2 | CA | Sacramento | CCST | Natural Gas Fired Combined Cycle | CA | CCC1 | W | 49.8 | 0.9 | 37.6 | 37.6 | 4.5 | N |  |  | Y | Electric Utility | 1 | T | NG
Natural Gas Fired Combined Cycle.NG | natural gas combined cycle | TRUE | 16534 | Sacramento Municipal Util Dist | 7551 | SCA Cogen 2 | CA | Sacramento | CT1A | Natural Gas Fired Combined Cycle | CT | CCC1 | W | 49.8 | 0.9 | 47.6 | 47.6 | 35 | N |  |  | Y | Electric Utility | 1 | T | NG
Natural Gas Fired Combined Cycle.NG | natural gas combined cycle | TRUE | 16534 | Sacramento Municipal Util Dist | 7551 | SCA Cogen 2 | CA | Sacramento | CT1B | Natural Gas Fired Combined Cycle | CT | CCC1 | W | 49.8 | 0.9 | 47.6 | 47.6 | 35 | N |  |  | Y | Electric Utility | 1 | T | NG
Natural Gas Fired Combustion Turbine.NG | natural gas peaker | TRUE | 16534 | Sacramento Municipal Util Dist | 7551 | SCA Cogen 2 | CA | Sacramento | CT1C | Natural Gas Fired Combustion Turbine | GT |  | W | 44 | 0.9 | 43.8 | 47.3 | 20 | N |  |  | N | Electric Utility | 1 | X | NG
Natural Gas Fired Combined Cycle.NG | natural gas combined cycle | TRUE | 16534 | Sacramento Municipal Util Dist | 7552 | SPA Cogen 3 | CA | Sacramento | CCCT | Natural Gas Fired Combined Cycle | CT | CCC1 | W | 118.7 | 0.9 | 119 | 111 | 55 | N |  |  | Y | Electric Utility | 1 | T | NG
Natural Gas Fired Combined Cycle.NG | natural gas combined cycle | TRUE | 16534 | Sacramento Municipal Util Dist | 7552 | SPA Cogen 3 | CA | Sacramento | CCST | Natural Gas Fired Combined Cycle | CA | CCC1 | W | 55.2 | 0.85 | 59 | 53 | 36 | N |  |  | N | Electric Utility | 1 | X | NG
Natural Gas Internal Combustion Engine.NG | natural gas peaker | TRUE | 13334 | City of Nebraska City | 7555 | Nebraska City # 2 | NE | Otoe | 11 | Natural Gas Internal Combustion Engine | IC |  | S | 4.5 | 0.8 | 4 | 4 | 3.5 | N |  |  | N | Electric Utility | 1 | X | NG | DFO
Natural Gas Internal Combustion Engine.NG | natural gas peaker | TRUE | 13334 | City of Nebraska City | 7555 | Nebraska City # 2 | NE | Otoe | 12 | Natural Gas Internal Combustion Engine | IC |  | S | 4.5 | 0.8 | 4 | 4 | 3.5 | N |  |  | N | Electric Utility | 1 | X | NG | DFO
Petroleum Liquids.DFO | petroleum | TRUE | 13334 | City of Nebraska City | 7555 | Nebraska City # 2 | NE | Otoe | 13 | Petroleum Liquids | IC |  | S | 4.5 | 0.8 | 4.2 | 4.2 | 3 | N |  |  | N | Electric Utility | 1 | X | DFO
Petroleum Liquids.DFO | petroleum | FALSE | 56076 | State Farm Insurance | 7556 | State Farm | IL | McLean | 1 | Petroleum Liquids | IC |  | S | 1.7 | 0.8 | 1.7 | 1.7 | 0 | N |  |  | N | Commercial Non-CHP | 4 | X | DFO
Petroleum Liquids.DFO | petroleum | FALSE | 56076 | State Farm Insurance | 7556 | State Farm | IL | McLean | 2 | Petroleum Liquids | IC |  | S | 1.7 | 0.8 | 1.7 | 1.7 | 0 | N |  |  | N | Commercial Non-CHP | 4 | X | DFO
Petroleum Liquids.DFO | petroleum | FALSE | 56076 | State Farm Insurance | 7556 | State Farm | IL | McLean | 3 | Petroleum Liquids | IC |  | S | 1.7 | 0.8 | 1.7 | 1.7 | 0 | N |  |  | N | Commercial Non-CHP | 4 | X | DFO
Conventional Hydroelectric.WAT | hydro | TRUE | 5914 | Erie Boulevard Hydropower LP | 7583 | Talcville | NY | St Lawrence | 1 | Conventional Hydroelectric | HY |  | S | 1 | 0.8 | 0.7 | 0.7 | 0.4 | N |  |  | N | IPP Non-CHP | 2 | X | WAT
Conventional Hydroelectric.WAT | hydro | TRUE | 5914 | Erie Boulevard Hydropower LP | 7583 | Talcville | NY | St Lawrence | 2 | Conventional Hydroelectric | HY |  | S | 0.1 | 0.8 | 0.1 | 0.1 | 0.1 | N |  |  | N | IPP Non-CHP | 2 | X | WAT
Petroleum Liquids.DFO | petroleum | TRUE | 14433 | City of Panora - (IA) | 7584 | Panora | IA | GUTHRIE | 1 | Petroleum Liquids | IC |  | S | 1.5 | 0.8 | 1.5 | 1.5 | 0.5 | N |  |  | N | Electric Utility | 1 | X | DFO
Petroleum Liquids.DFO | petroleum | TRUE | 14433 | City of Panora - (IA) | 7584 | Panora | IA | GUTHRIE | 2 | Petroleum Liquids | IC |  | S | 1 | 0.8 | 1 | 1 | 0.5 | N |  |  | N | Electric Utility | 1 | X | DFO
Petroleum Liquids.DFO | petroleum | TRUE | 14433 | City of Panora - (IA) | 7584 | Panora | IA | GUTHRIE | 3 | Petroleum Liquids | IC |  | S | 2 | 0.8 | 2 | 2 | 0.5 | N |  |  | N | Electric Utility | 1 | X | DFO
Conventional Hydroelectric.WAT | hydro | TRUE | 17470 | PUD 1 of Snohomish County | 7588 | H M Jackson | WA | Snohomish | 1 | Conventional Hydroelectric | HY |  | S | 47.5 | 0.9 | 41 | 44 | 5 | N |  |  | N | Electric Utility | 1 | X | WAT
Conventional Hydroelectric.WAT | hydro | TRUE | 17470 | PUD 1 of Snohomish County | 7588 | H M Jackson | WA | Snohomish | 2 | Conventional Hydroelectric | HY |  | S | 47.5 | 0.9 | 41 | 44 | 5 | N |  |  | N | Electric Utility | 1 | X | WAT
Conventional Hydroelectric.WAT | hydro | TRUE | 17470 | PUD 1 of Snohomish County | 7588 | H M Jackson | WA | Snohomish | 3 | Conventional Hydroelectric | HY |  | S | 8.4 | 0.9 | 7 | 8 | 0.5 | N |  |  | N | Electric Utility | 1 | X | WAT
Conventional Hydroelectric.WAT | hydro | TRUE | 17470 | PUD 1 of Snohomish County | 7588 | H M Jackson | WA | Snohomish | 4 | Conventional Hydroelectric | HY |  | S | 8.4 | 0.9 | 7 | 8 | 0.5 | N |  |  | N | Electric Utility | 1 | X | WAT
Conventional Hydroelectric.WAT | hydro | TRUE | 11204 | Los Alamos County | 7593 | El Vado Dam | NM | Rio Arriba | 1 | Conventional Hydroelectric | HY |  | S | 8 | 0.9 | 8 | 8 | 1 | N |  |  | N | Electric Utility | 1 | X | WAT
Conventional Hydroelectric.WAT | hydro | TRUE | 40577 | American Mun Power-Ohio, Inc | 7594 | Belleville Dam | WV | Wood | 1 | Conventional Hydroelectric | HY |  | J | 21 | 0.9 | 21 | 21 | 3 | N |  |  | N | Electric Utility | 1 | X | WAT
Conventional Hydroelectric.WAT | hydro | TRUE | 40577 | American Mun Power-Ohio, Inc | 7594 | Belleville Dam | WV | Wood | 2 | Conventional Hydroelectric | HY |  | J | 21 | 0.9 | 21 | 21 | 3 | N |  |  | N | Electric Utility | 1 | X | WAT
Petroleum Liquids.DFO | petroleum | TRUE | 40577 | American Mun Power-Ohio, Inc | 7603 | Prospect Municipal | OH | Marion | 1 | Petroleum Liquids | IC |  | S | 1.8 | 0.8 | 1.8 | 1.8 | 1.8 | N |  |  | N | Electric Utility | 1 | X | DFO
Natural Gas Fired Combined Cycle.NG | natural gas combined cycle | TRUE | 924 | Associated Electric Coop, Inc | 7604 | St Francis Energy Facility | MO | Dunklin | 1 | Natural Gas Fired Combined Cycle | CS |  | S | 253.3 | 0.85 | 241 | 241 | 183 | N |  |  | N | Electric Utility | 1 | X | NG
Natural Gas Fired Combined Cycle.NG | natural gas combined cycle | TRUE | 924 | Associated Electric Coop, Inc | 7604 | St Francis Energy Facility | MO | Dunklin | 2 | Natural Gas Fired Combined Cycle | CS |  | S | 253.3 | 0.85 | 209 | 221 | 183 | N |  |  | N | Electric Utility | 1 | X | NG
Natural Gas Fired Combined Cycle.NG | natural gas combined cycle | TRUE | 3660 | PUD No 1 of Clark County - (WA) | 7605 | River Road Gen Plant | WA | Clark | 1 | Natural Gas Fired Combined Cycle | CS |  | S | 248 | 0.85 | 220 | 248 | 205 | N |  |  | N | Electric Utility | 1 | X | NG
Conventional Hydroelectric.WAT | hydro | TRUE | 22776 | Solano Irrigation District | 7646 | Monticello Dam | CA | Solano | 1 | Conventional Hydroelectric | HY |  | S | 5 | 0.9 | 5 | 5 | 1.6 | N |  |  | N | Electric Utility | 1 | X | WAT
Conventional Hydroelectric.WAT | hydro | TRUE | 22776 | Solano Irrigation District | 7646 | Monticello Dam | CA | Solano | 2 | Conventional Hydroelectric | HY |  | S | 5 | 0.9 | 5 | 5 | 1.6 | N |  |  | N | Electric Utility | 1 | X | WAT
Conventional Hydroelectric.WAT | hydro | TRUE | 22776 | Solano Irrigation District | 7646 | Monticello Dam | CA | Solano | 3 | Conventional Hydroelectric | HY |  | S | 1.5 | 0.9 | 1.5 | 1.5 | 0.7 | N |  |  | N | Electric Utility | 1 | X | WAT
Conventional Hydroelectric.WAT | hydro | TRUE | 2439 | City of Bryan - (OH) | 7657 | Auglaize Hydro | OH | Defiance | 1 | Conventional Hydroelectric | HY |  | S | 0.7 | 0.8 | 0.8 | 0.8 | 0.3 | N |  |  | N | Electric Utility | 1 | X | WAT
Conventional Hydroelectric.WAT | hydro | TRUE | 2439 | City of Bryan - (OH) | 7657 | Auglaize Hydro | OH | Defiance | 2A | Conventional Hydroelectric | HY |  | S | 0.9 | 0.8 | 1 | 1 | 0.6 | N |  |  | N | Electric Utility | 1 | X | WAT
Conventional Hydroelectric.WAT | hydro | TRUE | 2439 | City of Bryan - (OH) | 7657 | Auglaize Hydro | OH | Defiance | 3A | Conventional Hydroelectric | HY |  | S | 0.9 | 0.8 | 1 | 1 | 0.6 | N |  |  | N | Electric Utility | 1 | X | WAT
Conventional Hydroelectric.WAT | hydro | TRUE | 2439 | City of Bryan - (OH) | 7657 | Auglaize Hydro | OH | Defiance | 4 | Conventional Hydroelectric | HY |  | S | 0.5 | 0.8 | 0.8 | 0.8 | 0.3 | N |  |  | N | Electric Utility | 1 | X | WAT
Conventional Hydroelectric.WAT | hydro | TRUE | 2439 | City of Bryan - (OH) | 7657 | Auglaize Hydro | OH | Defiance | 5 | Conventional Hydroelectric | HY |  | S | 0.5 | 0.8 | 0.8 | 0.8 | 0.3 | N |  |  | N | Electric Utility | 1 | X | WAT
Conventional Hydroelectric.WAT | hydro | TRUE | 2439 | City of Bryan - (OH) | 7657 | Auglaize Hydro | OH | Defiance | 6 | Conventional Hydroelectric | HY |  | S | 0.1 | 0.8 | 0.1 | 0.1 | 0.1 | N |  |  | N | Electric Utility | 1 | X | WAT
Landfill Gas.LFG | natural gas peaker | TRUE | 54842 | WM Renewable Energy LLC | 7690 | Pennsbury | PA | Bucks | 1 | Landfill Gas | GT |  | S | 3 | 0.8 | 2 | 2.8 | 1 | N |  |  | N | IPP Non-CHP | 2 | X | LFG
Landfill Gas.LFG | natural gas peaker | TRUE | 54842 | WM Renewable Energy LLC | 7690 | Pennsbury | PA | Bucks | 2 | Landfill Gas | GT |  | S | 3 | 0.8 | 2 | 2.8 | 1 | N |  |  | N | IPP Non-CHP | 2 | X | LFG
Natural Gas Fired Combined Cycle.NG | natural gas combined cycle | TRUE | 195 | Alabama Power Co | 7697 | Washington County Cogeneration Facility | AL | Washington | 1 | Natural Gas Fired Combined Cycle | CT | G523 | S | 82.6 | 0.85 | 75 | 82 | 75 | N |  |  | Y | Electric Utility | 1 | T | NG
Natural Gas Fired Combined Cycle.NG | natural gas combined cycle | TRUE | 195 | Alabama Power Co | 7697 | Washington County Cogeneration Facility | AL | Washington | 2 | Natural Gas Fired Combined Cycle | CA | G523 | S | 39.9 | 0.85 | 25 | 25 | 25 | N |  |  | Y | Electric Utility | 1 | T | NG
Natural Gas Fired Combined Cycle.NG | natural gas combined cycle | TRUE | 195 | Alabama Power Co | 7698 | General Electric Plastic | AL | Lowndes | 1 | Natural Gas Fired Combined Cycle | CT | G524 | S | 82.2 | 0.85 | 74 | 84 | 50 | N |  |  | Y | Electric Utility | 1 | T | NG
Natural Gas Fired Combined Cycle.NG | natural gas combined cycle | TRUE | 195 | Alabama Power Co | 7698 | General Electric Plastic | AL | Lowndes | 2 | Natural Gas Fired Combined Cycle | CA | G524 | S | 14.8 | 0.85 | 10.5 | 10.5 | 2 | N |  |  | Y | Electric Utility | 1 | T | NG
Natural Gas Fired Combined Cycle.NG | natural gas combined cycle | TRUE | 6455 | Duke Energy Florida, LLC | 7699 | Tiger Bay | FL | Polk | CT1 | Natural Gas Fired Combined Cycle | CT | G200 | S | 195.2 | 0.85 | 130 | 160 | 130 | N |  |  | N | Electric Utility | 1 | X | NG
Natural Gas Fired Combined Cycle.NG | natural gas combined cycle | TRUE | 6455 | Duke Energy Florida, LLC | 7699 | Tiger Bay | FL | Polk | CW1 | Natural Gas Fired Combined Cycle | CA | G200 | S | 82.9 | 0.85 | 69 | 70 | 69 | N |  |  | N | Electric Utility | 1 | X | NG
Natural Gas Fired Combustion Turbine.NG | natural gas peaker | TRUE | 17650 | Southern Power Co | 7709 | Dahlberg | GA | Jackson | 1 | Natural Gas Fired Combustion Turbine | GT |  | S | 91.9 | 0.85 | 74.8 | 87.1 | 70 | N |  |  | N | IPP Non-CHP | 2 | X | NG | DFO
Natural Gas Fired Combustion Turbine.NG | natural gas peaker | TRUE | 17650 | Southern Power Co | 7709 | Dahlberg | GA | Jackson | 10 | Natural Gas Fired Combustion Turbine | GT |  | S | 91.9 | 0.85 | 75.2 | 88.6 | 70 | N |  |  | N | IPP Non-CHP | 2 | X | NG | DFO
Natural Gas Fired Combustion Turbine.NG | natural gas peaker | TRUE | 17650 | Southern Power Co | 7709 | Dahlberg | GA | Jackson | 2 | Natural Gas Fired Combustion Turbine | GT |  | S | 91.9 | 0.85 | 74 | 87.4 | 70 | N |  |  | N | IPP Non-CHP | 2 | X | NG | DFO
Natural Gas Fired Combustion Turbine.NG | natural gas peaker | TRUE | 17650 | Southern Power Co | 7709 | Dahlberg | GA | Jackson | 3 | Natural Gas Fired Combustion Turbine | GT |  | S | 91.9 | 0.85 | 74.7 | 87.8 | 70 | N |  |  | N | IPP Non-CHP | 2 | X | NG | DFO
Natural Gas Fired Combustion Turbine.NG | natural gas peaker | TRUE | 17650 | Southern Power Co | 7709 | Dahlberg | GA | Jackson | 4 | Natural Gas Fired Combustion Turbine | GT |  | S | 91.9 | 0.85 | 73.5 | 86.9 | 70 | N |  |  | N | IPP Non-CHP | 2 | X | NG | DFO
Natural Gas Fired Combustion Turbine.NG | natural gas peaker | TRUE | 17650 | Southern Power Co | 7709 | Dahlberg | GA | Jackson | 5 | Natural Gas Fired Combustion Turbine | GT |  | S | 91.9 | 0.85 | 74.7 | 87.7 | 70 | N |  |  | N | IPP Non-CHP | 2 | X | NG | DFO
Natural Gas Fired Combustion Turbine.NG | natural gas peaker | TRUE | 17650 | Southern Power Co | 7709 | Dahlberg | GA | Jackson | 6 | Natural Gas Fired Combustion Turbine | GT |  | S | 91.9 | 0.85 | 74.9 | 87.7 | 70 | N |  |  | N | IPP Non-CHP | 2 | X | NG | DFO
Natural Gas Fired Combustion Turbine.NG | natural gas peaker | TRUE | 17650 | Southern Power Co | 7709 | Dahlberg | GA | Jackson | 7 | Natural Gas Fired Combustion Turbine | GT |  | S | 91.9 | 0.85 | 75 | 88 | 70 | N |  |  | N | IPP Non-CHP | 2 | X | NG | DFO
Natural Gas Fired Combustion Turbine.NG | natural gas peaker | TRUE | 17650 | Southern Power Co | 7709 | Dahlberg | GA | Jackson | 8 | Natural Gas Fired Combustion Turbine | GT |  | S | 91.9 | 0.85 | 74 | 87 | 70 | N |  |  | N | IPP Non-CHP | 2 | X | NG | DFO
Natural Gas Fired Combustion Turbine.NG | natural gas peaker | TRUE | 17650 | Southern Power Co | 7709 | Dahlberg | GA | Jackson | 9 | Natural Gas Fired Combustion Turbine | GT |  | S | 91.9 | 0.85 | 74.8 | 88 | 70 | N |  |  | N | IPP Non-CHP | 2 | X | NG | DFO
Natural Gas Fired Combined Cycle.NG | natural gas combined cycle | TRUE | 17650 | Southern Power Co | 7710 | H Allen Franklin Combined Cycle | AL | Lee | CT1A | Natural Gas Fired Combined Cycle | CT | G481 | S | 203.1 | 0.85 | 177.5 | 188.5 | 115 | N |  |  | N | IPP Non-CHP | 2 | X | NG
Natural Gas Fired Combined Cycle.NG | natural gas combined cycle | TRUE | 17650 | Southern Power Co | 7710 | H Allen Franklin Combined Cycle | AL | Lee | CT1B | Natural Gas Fired Combined Cycle | CT | G481 | S | 203.1 | 0.85 | 177.5 | 188.5 | 115 | N |  |  | N | IPP Non-CHP | 2 | X | NG
Natural Gas Fired Combined Cycle.NG | natural gas combined cycle | TRUE | 17650 | Southern Power Co | 7710 | H Allen Franklin Combined Cycle | AL | Lee | CT2A | Natural Gas Fired Combined Cycle | CT | G501 | S | 203.1 | 0.85 | 177.8 | 190.3 | 125 | N |  |  | N | IPP Non-CHP | 2 | X | NG
Natural Gas Fired Combined Cycle.NG | natural gas combined cycle | TRUE | 17650 | Southern Power Co | 7710 | H Allen Franklin Combined Cycle | AL | Lee | CT2B | Natural Gas Fired Combined Cycle | CT | G501 | S | 203.1 | 0.85 | 177.8 | 190.3 | 125 | N |  |  | N | IPP Non-CHP | 2 | X | NG
Natural Gas Fired Combined Cycle.NG | natural gas combined cycle | TRUE | 17650 | Southern Power Co | 7710 | H Allen Franklin Combined Cycle | AL | Lee | CT3A | Natural Gas Fired Combined Cycle | CT | G100 | S | 203.1 | 0.85 | 182.6 | 196.6 | 109 | N |  |  | N | IPP Non-CHP | 2 | X | NG
Natural Gas Fired Combined Cycle.NG | natural gas combined cycle | TRUE | 17650 | Southern Power Co | 7710 | H Allen Franklin Combined Cycle | AL | Lee | CT3B | Natural Gas Fired Combined Cycle | CT | G100 | S | 203.1 | 0.85 | 182.6 | 196.6 | 109 | N |  |  | N | IPP Non-CHP | 2 | X | NG
Natural Gas Fired Combined Cycle.NG | natural gas combined cycle | TRUE | 17650 | Southern Power Co | 7710 | H Allen Franklin Combined Cycle | AL | Lee | ST1 | Natural Gas Fired Combined Cycle | CA | G481 | S | 213.3 | 0.85 | 240 | 240 | 120 | N |  |  | N | IPP Non-CHP | 2 | X | NG
Natural Gas Fired Combined Cycle.NG | natural gas combined cycle | TRUE | 17650 | Southern Power Co | 7710 | H Allen Franklin Combined Cycle | AL | Lee | ST2 | Natural Gas Fired Combined Cycle | CA | G501 | S | 281.9 | 0.85 | 293 | 293 | 130 | N |  |  | N | IPP Non-CHP | 2 | X | NG
Natural Gas Fired Combined Cycle.NG | natural gas combined cycle | TRUE | 17650 | Southern Power Co | 7710 | H Allen Franklin Combined Cycle | AL | Lee | ST3 | Natural Gas Fired Combined Cycle | CA | G100 | S | 281.9 | 0.85 | 293 | 293 | 112 | N |  |  | N | IPP Non-CHP | 2 | X | NG
Natural Gas Fired Combustion Turbine.NG | natural gas peaker | TRUE | 6452 | Florida Power & Light Co | 7715 | Pea Ridge | FL | Santa Rosa | 1 | Natural Gas Fired Combustion Turbine | GT |  | S | 4.7 | 0.8 | 4 | 4.6 | 4 | N | 4 | 2025 | N | Electric Utility | 1 | X | NG
Natural Gas Fired Combustion Turbine.NG | natural gas peaker | TRUE | 6452 | Florida Power & Light Co | 7715 | Pea Ridge | FL | Santa Rosa | 2 | Natural Gas Fired Combustion Turbine | GT |  | S | 4.7 | 0.8 | 4 | 4.6 | 4 | N | 4 | 2025 | N | Electric Utility | 1 | X | NG
Natural Gas Fired Combustion Turbine.NG | natural gas peaker | TRUE | 6452 | Florida Power & Light Co | 7715 | Pea Ridge | FL | Santa Rosa | 3 | Natural Gas Fired Combustion Turbine | GT |  | S | 4.7 | 0.8 | 4 | 4.6 | 4 | N | 4 | 2025 | N | Electric Utility | 1 | X | NG
Petroleum Liquids.DFO | petroleum | TRUE | 18642 | Tennessee Valley Authority | 7719 | Meridian | MS | Lauderdale | 1 | Petroleum Liquids | IC |  | S | 1.8 | 0.9 | 1.8 | 1.8 | 0 | N |  |  | N | Electric Utility | 1 | X | DFO
Petroleum Liquids.DFO | petroleum | TRUE | 18642 | Tennessee Valley Authority | 7719 | Meridian | MS | Lauderdale | 2 | Petroleum Liquids | IC |  | S | 1.8 | 0.9 | 1.8 | 1.8 | 0 | N |  |  | N | Electric Utility | 1 | X | DFO
Petroleum Liquids.DFO | petroleum | TRUE | 18642 | Tennessee Valley Authority | 7719 | Meridian | MS | Lauderdale | 3 | Petroleum Liquids | IC |  | S | 1.8 | 0.9 | 1.8 | 1.8 | 0 | N |  |  | N | Electric Utility | 1 | X | DFO
Petroleum Liquids.DFO | petroleum | TRUE | 18642 | Tennessee Valley Authority | 7719 | Meridian | MS | Lauderdale | 4 | Petroleum Liquids | IC |  | S | 1.8 | 0.9 | 1.8 | 1.8 | 0 | N |  |  | N | Electric Utility | 1 | X | DFO
Petroleum Liquids.DFO | petroleum | TRUE | 18642 | Tennessee Valley Authority | 7719 | Meridian | MS | Lauderdale | 5 | Petroleum Liquids | IC |  | S | 1.8 | 0.9 | 1.8 | 1.8 | 0 | N |  |  | N | Electric Utility | 1 | X | DFO
Natural Gas Fired Combined Cycle.NG | natural gas combined cycle | TRUE | 195 | Alabama Power Co | 7721 | Theodore Cogen Facility | AL | Mobile | 1 | Natural Gas Fired Combined Cycle | CT | G525 | S | 229 | 0.85 | 166.3 | 180.3 | 160 | N |  |  | Y | Electric Utility | 1 | T | NG
Natural Gas Fired Combined Cycle.NG | natural gas combined cycle | TRUE | 195 | Alabama Power Co | 7721 | Theodore Cogen Facility | AL | Mobile | 2 | Natural Gas Fired Combined Cycle | CA | G525 | S | 88.4 | 0.85 | 64.7 | 64.7 | 64.7 | N |  |  | Y | Electric Utility | 1 | T | NG
Nuclear.NUC | nuclear | TRUE | 18642 | Tennessee Valley Authority | 7722 | Watts Bar Nuclear Plant | TN | Rhea | 1 | Nuclear | ST |  | S | 1269.9 | 0.9 | 1123 | 1179 | 1123 | N |  |  | N | Electric Utility | 1 | X | NUC
Nuclear.NUC | nuclear | TRUE | 18642 | Tennessee Valley Authority | 7722 | Watts Bar Nuclear Plant | TN | Rhea | 2 | Nuclear | ST |  | S | 1269.9 | 0.9 | 1122 | 1164 | 1122 | N |  |  | N | Electric Utility | 1 | X | NUC
Petroleum Liquids.DFO | petroleum | TRUE | 10433 | Kodiak Electric Assn Inc | 7723 | Nymans Plant Microgrid | AK | Kodiak Island | 1 | Petroleum Liquids | IC |  | S | 2.5 | 0.9 | 2.5 | 2.5 | 1 | N |  |  | N | Electric Utility | 1 | X | DFO
Petroleum Liquids.DFO | petroleum | TRUE | 10433 | Kodiak Electric Assn Inc | 7723 | Nymans Plant Microgrid | AK | Kodiak Island | 2 | Petroleum Liquids | IC |  | S | 7.5 | 0.9 | 7.3 | 7.4 | 1 | N |  |  | N | Electric Utility | 1 | X | DFO
Landfill Gas.LFG | natural gas peaker | TRUE | 14323 | Pacific Northwest Generating Coop | 7725 | Coffin Butte | OR | Benton | 1 | Landfill Gas | IC |  | S | 0.8 | 0.8 | 0.8 | 0.8 | 0.5 | N |  |  | N | Electric Utility | 1 | X | LFG
Landfill Gas.LFG | natural gas peaker | TRUE | 14323 | Pacific Northwest Generating Coop | 7725 | Coffin Butte | OR | Benton | 2 | Landfill Gas | IC |  | S | 0.8 | 0.8 | 0.8 | 0.8 | 0.5 | N |  |  | N | Electric Utility | 1 | X | LFG
Landfill Gas.LFG | natural gas peaker | TRUE | 14323 | Pacific Northwest Generating Coop | 7725 | Coffin Butte | OR | Benton | 3 | Landfill Gas | IC |  | S | 0.8 | 0.8 | 0.8 | 0.8 | 0.5 | N |  |  | N | Electric Utility | 1 | X | LFG
Landfill Gas.LFG | natural gas peaker | TRUE | 14323 | Pacific Northwest Generating Coop | 7725 | Coffin Butte | OR | Benton | 4 | Landfill Gas | IC |  | S | 1.6 | 1 | 1.6 | 1.6 | 0.8 | N |  |  | N | Electric Utility | 1 | X | LFG
Landfill Gas.LFG | natural gas peaker | TRUE | 14323 | Pacific Northwest Generating Coop | 7725 | Coffin Butte | OR | Benton | 5 | Landfill Gas | IC |  | S | 1.6 | 1 | 1.6 | 1.6 | 0.8 | N |  |  | N | Electric Utility | 1 | X | LFG
Wood/Wood Waste Biomass.WDS | biomass | TRUE | 63284 | WestRock North Charleston | 7737 | Kapstone | SC | Charleston | 1 | Wood/Wood Waste Biomass | ST |  | S | 99.2 | 0.85 | 85 | 85 | 25 | N |  |  | Y | IPP CHP | 3 | T | WDS | BIT | BLQ | DFO
Natural Gas Fired Combustion Turbine.NG | natural gas peaker | TRUE | 924 | Associated Electric Coop, Inc | 7749 | Essex | MO | Stoddard | 1 | Natural Gas Fired Combustion Turbine | GT |  | S | 121.2 | 0.85 | 95 | 114 | 86 | N |  |  | N | Electric Utility | 1 | X | NG
Conventional Hydroelectric.WAT | hydro | TRUE | 219 | Alaska Power and Telephone Co | 7751 | Goat Lake Hydro | AK | Skagway Hoonah Angoon | 1 | Conventional Hydroelectric | HY |  | S | 4 | 0.8 | 4 | 4 | 1.6 | N |  |  | N | Electric Utility | 1 | X | WAT
Conventional Hydroelectric.WAT | hydro | TRUE | 219 | Alaska Power and Telephone Co | 7752 | Black Bear Lake | AK | Prince of Wales Ketchikan | 1 | Conventional Hydroelectric | HY |  | S | 4.5 | 0.8 | 4.5 | 4.5 | 1.8 | N |  |  | N | Electric Utility | 1 | X | WAT
Natural Gas Fired Combustion Turbine.NG | natural gas peaker | TRUE | 924 | Associated Electric Coop, Inc | 7754 | Nodaway | MO | Nodaway | 1 | Natural Gas Fired Combustion Turbine | GT |  | S | 157.8 | 0.85 | 90 | 107 | 65 | N |  |  | N | Electric Utility | 1 | X | NG
Natural Gas Fired Combustion Turbine.NG | natural gas peaker | TRUE | 924 | Associated Electric Coop, Inc | 7754 | Nodaway | MO | Nodaway | 2 | Natural Gas Fired Combustion Turbine | GT |  | S | 157.8 | 0.85 | 88 | 114 | 65 | N |  |  | N | Electric Utility | 1 | X | NG
Natural Gas Fired Combined Cycle.NG | natural gas combined cycle | TRUE | 924 | Associated Electric Coop, Inc | 7757 | Chouteau | OK | Mayes | 1 | Natural Gas Fired Combined Cycle | CT | CC1 | S | 176 | 0.85 | 145 | 150 | 100 | N |  |  | N | Electric Utility | 1 | X | NG
Natural Gas Fired Combined Cycle.NG | natural gas combined cycle | TRUE | 924 | Associated Electric Coop, Inc | 7757 | Chouteau | OK | Mayes | 2 | Natural Gas Fired Combined Cycle | CT | CC1 | S | 176 | 0.85 | 147 | 153 | 100 | N |  |  | N | Electric Utility | 1 | X | NG
Natural Gas Fired Combined Cycle.NG | natural gas combined cycle | TRUE | 924 | Associated Electric Coop, Inc | 7757 | Chouteau | OK | Mayes | 3 | Natural Gas Fired Combined Cycle | CA | CC1 | S | 182.8 | 0.85 | 152 | 150 | 50 | N |  |  | N | Electric Utility | 1 | X | NG
Natural Gas Fired Combined Cycle.NG | natural gas combined cycle | TRUE | 924 | Associated Electric Coop, Inc | 7757 | Chouteau | OK | Mayes | 4 | Natural Gas Fired Combined Cycle | CT | CC2 | S | 176 | 0.85 | 159 | 154 | 100 | Y |  |  | N | Electric Utility | 1 | X | NG
Natural Gas Fired Combined Cycle.NG | natural gas combined cycle | TRUE | 924 | Associated Electric Coop, Inc | 7757 | Chouteau | OK | Mayes | 5 | Natural Gas Fired Combined Cycle | CT | CC2 | S | 176 | 0.85 | 150 | 156 | 100 | Y |  |  | N | Electric Utility | 1 | X | NG
Natural Gas Fired Combined Cycle.NG | natural gas combined cycle | TRUE | 924 | Associated Electric Coop, Inc | 7757 | Chouteau | OK | Mayes | 6 | Natural Gas Fired Combined Cycle | CA | CC2 | S | 182.8 | 0.85 | 158 | 154 | 50 | N |  |  | N | Electric Utility | 1 | X | NG
Petroleum Liquids.DFO | petroleum | TRUE | 20214 | Waverly Municipal Elec Utility | 7758 | South Plant | IA | Bremer | 1 | Petroleum Liquids | IC |  | S | 2 | 0.8 | 1.9 | 1.9 | 0.5 | N |  |  | N | Electric Utility | 1 | X | DFO
Petroleum Liquids.DFO | petroleum | TRUE | 20214 | Waverly Municipal Elec Utility | 7758 | South Plant | IA | Bremer | 2 | Petroleum Liquids | IC |  | S | 2 | 0.8 | 1.9 | 1.9 | 0.5 | N |  |  | N | Electric Utility | 1 | X | DFO
Petroleum Liquids.DFO | petroleum | TRUE | 20214 | Waverly Municipal Elec Utility | 7758 | South Plant | IA | Bremer | 3 | Petroleum Liquids | IC |  | S | 2 | 0.8 | 1.9 | 1.9 | 0.5 | N |  |  | N | Electric Utility | 1 | X | DFO
Petroleum Liquids.DFO | petroleum | TRUE | 20214 | Waverly Municipal Elec Utility | 7758 | South Plant | IA | Bremer | 4 | Petroleum Liquids | IC |  | S | 2 | 0.8 | 1.9 | 1.9 | 0.5 | N |  |  | N | Electric Utility | 1 | X | DFO
Petroleum Liquids.DFO | petroleum | TRUE | 20214 | Waverly Municipal Elec Utility | 7758 | South Plant | IA | Bremer | 5 | Petroleum Liquids | IC |  | S | 2 | 0.8 | 1.9 | 1.9 | 0.5 | N |  |  | N | Electric Utility | 1 | X | DFO
Petroleum Liquids.DFO | petroleum | TRUE | 20214 | Waverly Municipal Elec Utility | 7758 | South Plant | IA | Bremer | 6 | Petroleum Liquids | IC |  | S | 2 | 0.8 | 1.9 | 1.9 | 0.5 | N |  |  | N | Electric Utility | 1 | X | DFO
Natural Gas Fired Combustion Turbine.NG | natural gas peaker | TRUE | 9273 | Indianapolis Power & Light Co | 7759 | Georgetown | IN | Marion | GT1 | Natural Gas Fired Combustion Turbine | GT |  | S | 85 | 0.85 | 79 | 89.4 | 40 | N |  |  | N | Electric Utility | 1 | X | NG
Natural Gas Fired Combustion Turbine.NG | natural gas peaker | TRUE | 9273 | Indianapolis Power & Light Co | 7759 | Georgetown | IN | Marion | GT2 | Natural Gas Fired Combustion Turbine | GT |  | W | 85 | 0.85 | 79 | 89.4 | 40 | N |  |  | N | Electric Utility | 1 | X | NG
Natural Gas Fired Combustion Turbine.NG | natural gas peaker | TRUE | 9273 | Indianapolis Power & Light Co | 7759 | Georgetown | IN | Marion | GT3 | Natural Gas Fired Combustion Turbine | GT |  | W | 85 | 0.85 | 79.2 | 89.6 | 40 | N |  |  | N | Electric Utility | 1 | X | NG
Natural Gas Fired Combustion Turbine.NG | natural gas peaker | TRUE | 9273 | Indianapolis Power & Light Co | 7759 | Georgetown | IN | Marion | GT4 | Natural Gas Fired Combustion Turbine | GT |  | S | 85 | 0.85 | 79.2 | 89.6 | 40 | N |  |  | N | Electric Utility | 1 | X | NG
Natural Gas Fired Combustion Turbine.NG | natural gas peaker | TRUE | 65379 | Earthrise Energy, PBC | 7760 | Tilton | IL | Vermilion | 1 | Natural Gas Fired Combustion Turbine | GT |  | S | 47 | 0.85 | 45.5 | 50 | 18 | N |  |  | N | IPP Non-CHP | 2 | X | NG
Natural Gas Fired Combustion Turbine.NG | natural gas peaker | TRUE | 65379 | Earthrise Energy, PBC | 7760 | Tilton | IL | Vermilion | 2 | Natural Gas Fired Combustion Turbine | GT |  | S | 47 | 0.85 | 45.5 | 50 | 18 | N |  |  | N | IPP Non-CHP | 2 | X | NG
Natural Gas Fired Combustion Turbine.NG | natural gas peaker | TRUE | 65379 | Earthrise Energy, PBC | 7760 | Tilton | IL | Vermilion | 3 | Natural Gas Fired Combustion Turbine | GT |  | S | 47 | 0.85 | 45.5 | 50 | 18 | N |  |  | N | IPP Non-CHP | 2 | X | NG
Natural Gas Fired Combustion Turbine.NG | natural gas peaker | TRUE | 65379 | Earthrise Energy, PBC | 7760 | Tilton | IL | Vermilion | 4 | Natural Gas Fired Combustion Turbine | GT |  | S | 47 | 0.85 | 45.5 | 50 | 18 | N |  |  | N | IPP Non-CHP | 2 | X | NG
Natural Gas Fired Combustion Turbine.NG | natural gas peaker | TRUE | 15470 | Duke Energy Indiana, LLC | 7763 | Henry County | IN | Henry | 1 | Natural Gas Fired Combustion Turbine | GT |  | S | 60.5 | 0.85 | 40 | 40 | 25 | N |  |  | N | Electric Utility | 1 | X | NG
Natural Gas Fired Combustion Turbine.NG | natural gas peaker | TRUE | 15470 | Duke Energy Indiana, LLC | 7763 | Henry County | IN | Henry | 2 | Natural Gas Fired Combustion Turbine | GT |  | S | 60.5 | 0.85 | 43 | 47 | 25 | N |  |  | N | Electric Utility | 1 | X | NG
Natural Gas Fired Combustion Turbine.NG | natural gas peaker | TRUE | 15470 | Duke Energy Indiana, LLC | 7763 | Henry County | IN | Henry | 3 | Natural Gas Fired Combustion Turbine | GT |  | S | 60.5 | 0.85 | 43 | 47 | 25 | N |  |  | N | Electric Utility | 1 | X | NG
Natural Gas Fired Combustion Turbine.NG | natural gas peaker | TRUE | 59421 | SEPG Operating Services, LLC MPC | 7764 | MPC Generating | GA | Walton | 1 | Natural Gas Fired Combustion Turbine | GT |  | W | 185.4 | 0.9 | 147.5 | 169 | 110 | N |  |  | N | IPP Non-CHP | 2 | X | NG | DFO
Natural Gas Fired Combustion Turbine.NG | natural gas peaker | TRUE | 59421 | SEPG Operating Services, LLC MPC | 7764 | MPC Generating | GA | Walton | 2 | Natural Gas Fired Combustion Turbine | GT |  | W | 200.7 | 0.9 | 155 | 182 | 110 | N |  |  | N | IPP Non-CHP | 2 | X | NG | DFO
Petroleum Liquids.DFO | petroleum | TRUE | 5957 | City of Erie - (KS) | 7766 | Erie Energy Center | KS | Neosho | 1 | Petroleum Liquids | IC |  | S | 2.5 | 0.8 | 2.5 | 2.5 | 1.5 | N |  |  | N | Electric Utility | 1 | X | DFO
Petroleum Liquids.DFO | petroleum | TRUE | 5957 | City of Erie - (KS) | 7766 | Erie Energy Center | KS | Neosho | 2 | Petroleum Liquids | IC |  | S | 2.5 | 0.8 | 2.5 | 2.5 | 1.5 | N |  |  | N | Electric Utility | 1 | X | DFO
Petroleum Liquids.DFO | petroleum | TRUE | 5957 | City of Erie - (KS) | 7766 | Erie Energy Center | KS | Neosho | 3 | Petroleum Liquids | IC |  | S | 2.5 | 0.8 | 2.5 | 2.5 | 1.5 | N |  |  | N | Electric Utility | 1 | X | DFO
Petroleum Liquids.DFO | petroleum | TRUE | 5957 | City of Erie - (KS) | 7766 | Erie Energy Center | KS | Neosho | 4 | Petroleum Liquids | IC |  | S | 2.5 | 0.8 | 2.5 | 2.5 | 1.5 | N |  |  | N | Electric Utility | 1 | X | DFO
Petroleum Liquids.DFO | petroleum | TRUE | 5957 | City of Erie - (KS) | 7766 | Erie Energy Center | KS | Neosho | 5 | Petroleum Liquids | IC |  | S | 2.5 | 0.8 | 2.5 | 2.5 | 1.5 | N |  |  | N | Electric Utility | 1 | X | DFO
Petroleum Liquids.DFO | petroleum | TRUE | 5957 | City of Erie - (KS) | 7766 | Erie Energy Center | KS | Neosho | 6 | Petroleum Liquids | IC |  | S | 2.5 | 0.8 | 2.5 | 2.5 | 1.5 | N |  |  | N | Electric Utility | 1 | X | DFO
Petroleum Liquids.DFO | petroleum | TRUE | 5957 | City of Erie - (KS) | 7766 | Erie Energy Center | KS | Neosho | 7 | Petroleum Liquids | IC |  | S | 2.5 | 0.8 | 2.5 | 2.5 | 1.5 | N |  |  | N | Electric Utility | 1 | X | DFO
Petroleum Liquids.DFO | petroleum | TRUE | 5957 | City of Erie - (KS) | 7766 | Erie Energy Center | KS | Neosho | 8 | Petroleum Liquids | IC |  | S | 2.5 | 0.8 | 2.5 | 2.5 | 1.5 | N |  |  | N | Electric Utility | 1 | X | DFO
Petroleum Liquids.DFO | petroleum | TRUE | 17874 | City of St George | 7767 | Bloomington Power Plant | UT | Washington | 1 | Petroleum Liquids | IC |  | S | 1.7 | 0.9 | 1.5 | 1.5 | 0.3 | N |  |  | N | Electric Utility | 1 | X | DFO
Petroleum Liquids.DFO | petroleum | TRUE | 17874 | City of St George | 7767 | Bloomington Power Plant | UT | Washington | 2 | Petroleum Liquids | IC |  | S | 1.7 | 0.9 | 1.5 | 1.5 | 0.3 | N |  |  | N | Electric Utility | 1 | X | DFO
Petroleum Liquids.DFO | petroleum | TRUE | 17874 | City of St George | 7767 | Bloomington Power Plant | UT | Washington | 3 | Petroleum Liquids | IC |  | S | 1.7 | 0.9 | 1.5 | 1.5 | 0.3 | N |  |  | N | Electric Utility | 1 | X | DFO
Petroleum Liquids.DFO | petroleum | TRUE | 17874 | City of St George | 7767 | Bloomington Power Plant | UT | Washington | 4 | Petroleum Liquids | IC |  | S | 1.7 | 0.9 | 1.5 | 1.5 | 0.3 | N |  |  | N | Electric Utility | 1 | X | DFO
Petroleum Liquids.DFO | petroleum | TRUE | 17874 | City of St George | 7767 | Bloomington Power Plant | UT | Washington | 5 | Petroleum Liquids | IC |  | S | 1.7 | 0.9 | 1.5 | 1.5 | 0.3 | N |  |  | N | Electric Utility | 1 | X | DFO
Petroleum Liquids.DFO | petroleum | TRUE | 17874 | City of St George | 7767 | Bloomington Power Plant | UT | Washington | 6 | Petroleum Liquids | IC |  | S | 1.7 | 0.9 | 1.5 | 1.5 | 0.3 | N |  |  | N | Electric Utility | 1 | X | DFO
Natural Gas Fired Combustion Turbine.NG | natural gas peaker | TRUE | 17690 | SOWEGA Power LLC | 7768 | Sowega Power | GA | Mitchell | CTG2 | Natural Gas Fired Combustion Turbine | GT |  | W | 49.8 | 0.85 | 48.5 | 48.5 | 37 | N |  |  | N | Electric Utility | 1 | X | NG | DFO
Natural Gas Fired Combustion Turbine.NG | natural gas peaker | TRUE | 17690 | SOWEGA Power LLC | 7768 | Sowega Power | GA | Mitchell | CTG3 | Natural Gas Fired Combustion Turbine | GT |  | W | 49.8 | 0.85 | 48.5 | 48.5 | 37 | N |  |  | N | Electric Utility | 1 | X | NG | DFO
Onshore Wind Turbine.WND | onshore wind | TRUE | 58190 | Bluestem LLC | 7771 | Springview | NE | Keya Paha | 3 | Onshore Wind Turbine | WT |  | S | 1.5 |  | 1.5 | 1.5 | 1.5 | N |  |  | N | IPP Non-CHP | 2 | X | WND
Onshore Wind Turbine.WND | onshore wind | TRUE | 58190 | Bluestem LLC | 7771 | Springview | NE | Keya Paha | 4 | Onshore Wind Turbine | WT |  | S | 1.5 |  | 1.5 | 1.5 | 1.5 | N |  |  | N | IPP Non-CHP | 2 | X | WND
Petroleum Liquids.DFO | petroleum | TRUE | 40577 | American Mun Power-Ohio, Inc | 7774 | Cleveland Peaking | OH | Cuyahoga | 1 | Petroleum Liquids | IC |  | S | 1.8 | 0.8 | 1.8 | 1.8 | 1.8 | N |  |  | N | Electric Utility | 1 | X | DFO
Petroleum Liquids.DFO | petroleum | TRUE | 40577 | American Mun Power-Ohio, Inc | 7774 | Cleveland Peaking | OH | Cuyahoga | 2 | Petroleum Liquids | IC |  | S | 1.8 | 0.8 | 1.8 | 1.8 | 1.8 | N |  |  | N | Electric Utility | 1 | X | DFO
Petroleum Liquids.DFO | petroleum | TRUE | 40577 | American Mun Power-Ohio, Inc | 7774 | Cleveland Peaking | OH | Cuyahoga | 3 | Petroleum Liquids | IC |  | S | 1.8 | 0.8 | 1.8 | 1.8 | 1.8 | N |  |  | N | Electric Utility | 1 | X | DFO
Petroleum Liquids.DFO | petroleum | TRUE | 40577 | American Mun Power-Ohio, Inc | 7774 | Cleveland Peaking | OH | Cuyahoga | 4 | Petroleum Liquids | IC |  | S | 1.8 | 0.8 | 1.8 | 1.8 | 1.8 | N |  |  | N | Electric Utility | 1 | X | DFO
Petroleum Liquids.DFO | petroleum | TRUE | 40577 | American Mun Power-Ohio, Inc | 7774 | Cleveland Peaking | OH | Cuyahoga | 5 | Petroleum Liquids | IC |  | S | 1.8 | 0.8 | 1.8 | 1.8 | 1.8 | N |  |  | N | Electric Utility | 1 | X | DFO
Petroleum Liquids.DFO | petroleum | TRUE | 40577 | American Mun Power-Ohio, Inc | 7774 | Cleveland Peaking | OH | Cuyahoga | 6 | Petroleum Liquids | IC |  | S | 1.8 | 0.8 | 1.8 | 1.8 | 1.8 | N |  |  | N | Electric Utility | 1 | X | DFO
Petroleum Liquids.DFO | petroleum | TRUE | 40577 | American Mun Power-Ohio, Inc | 7775 | Versailles Peaking | OH | Darke | 1 | Petroleum Liquids | IC |  | J | 1.8 | 0.8 | 1.8 | 1.8 | 1.8 | N |  |  | N | Electric Utility | 1 | X | DFO
Petroleum Liquids.DFO | petroleum | TRUE | 40577 | American Mun Power-Ohio, Inc | 7775 | Versailles Peaking | OH | Darke | 2 | Petroleum Liquids | IC |  | J | 1.8 | 0.8 | 1.8 | 1.8 | 1.8 | N |  |  | N | Electric Utility | 1 | X | DFO
Petroleum Liquids.DFO | petroleum | TRUE | 40577 | American Mun Power-Ohio, Inc | 7775 | Versailles Peaking | OH | Darke | 3 | Petroleum Liquids | IC |  | J | 1.8 | 0.8 | 1.8 | 1.8 | 1.8 | N |  |  | N | Electric Utility | 1 | X | DFO
Petroleum Liquids.DFO | petroleum | TRUE | 40577 | American Mun Power-Ohio, Inc | 7776 | Napoleon Peaking | OH | Henry | 4 | Petroleum Liquids | IC |  | J | 1.8 | 0.8 | 1.8 | 1.8 | 1.8 | N |  |  | N | Electric Utility | 1 | X | DFO
Petroleum Liquids.DFO | petroleum | TRUE | 40577 | American Mun Power-Ohio, Inc | 7776 | Napoleon Peaking | OH | Henry | 5 | Petroleum Liquids | IC |  | J | 1.8 | 0.8 | 1.8 | 1.8 | 1.8 | N |  |  | N | Electric Utility | 1 | X | DFO
Petroleum Liquids.DFO | petroleum | TRUE | 40577 | American Mun Power-Ohio, Inc | 7776 | Napoleon Peaking | OH | Henry | 6 | Petroleum Liquids | IC |  | J | 1.8 | 0.8 | 1.8 | 1.8 | 1.8 | N |  |  | N | Electric Utility | 1 | X | DFO
Petroleum Liquids.DFO | petroleum | TRUE | 40577 | American Mun Power-Ohio, Inc | 7777 | Dover Peaking | OH | Tuscarawas | 1 | Petroleum Liquids | IC |  | J | 1.8 | 0.8 | 1.8 | 1.8 | 1.8 | N |  |  | N | Electric Utility | 1 | X | DFO
Petroleum Liquids.DFO | petroleum | TRUE | 40577 | American Mun Power-Ohio, Inc | 7777 | Dover Peaking | OH | Tuscarawas | 2 | Petroleum Liquids | IC |  | J | 1.8 | 0.8 | 1.8 | 1.8 | 1.8 | N |  |  | N | Electric Utility | 1 | X | DFO
Petroleum Liquids.DFO | petroleum | TRUE | 40577 | American Mun Power-Ohio, Inc | 7777 | Dover Peaking | OH | Tuscarawas | 3 | Petroleum Liquids | IC |  | J | 1.8 | 0.8 | 1.8 | 1.8 | 1.8 | N |  |  | N | Electric Utility | 1 | X | DFO
Petroleum Liquids.DFO | petroleum | TRUE | 40577 | American Mun Power-Ohio, Inc | 7777 | Dover Peaking | OH | Tuscarawas | 4 | Petroleum Liquids | IC |  | J | 1.8 | 0.8 | 1.8 | 1.8 | 1.8 | N |  |  | N | Electric Utility | 1 | X | DFO
Petroleum Liquids.DFO | petroleum | TRUE | 40577 | American Mun Power-Ohio, Inc | 7777 | Dover Peaking | OH | Tuscarawas | 5 | Petroleum Liquids | IC |  | J | 1.8 | 0.8 | 1.8 | 1.8 | 1.8 | N |  |  | N | Electric Utility | 1 | X | DFO
Petroleum Liquids.DFO | petroleum | TRUE | 40577 | American Mun Power-Ohio, Inc | 7777 | Dover Peaking | OH | Tuscarawas | 6 | Petroleum Liquids | IC |  | J | 1.8 | 0.8 | 1.8 | 1.8 | 1.8 | N |  |  | N | Electric Utility | 1 | X | DFO
Petroleum Liquids.DFO | petroleum | TRUE | 40577 | American Mun Power-Ohio, Inc | 7778 | Orrville Peaking | OH | Wayne | 1 | Petroleum Liquids | IC |  | S | 1.8 | 0.8 | 1.8 | 1.8 | 1.8 | N |  |  | N | Electric Utility | 1 | X | DFO
Petroleum Liquids.DFO | petroleum | TRUE | 40577 | American Mun Power-Ohio, Inc | 7778 | Orrville Peaking | OH | Wayne | 2 | Petroleum Liquids | IC |  | S | 1.8 | 0.8 | 1.8 | 1.8 | 1.8 | N |  |  | N | Electric Utility | 1 | X | DFO
Petroleum Liquids.DFO | petroleum | TRUE | 40577 | American Mun Power-Ohio, Inc | 7778 | Orrville Peaking | OH | Wayne | 3 | Petroleum Liquids | IC |  | S | 1.8 | 0.8 | 1.8 | 1.8 | 1.8 | N |  |  | N | Electric Utility | 1 | X | DFO
Petroleum Liquids.DFO | petroleum | TRUE | 40577 | American Mun Power-Ohio, Inc | 7779 | Bryan Peaking | OH | Williams | 1 | Petroleum Liquids | IC |  | S | 1.8 | 0.8 | 1.8 | 1.8 | 1.8 | N |  |  | N | Electric Utility | 1 | X | DFO
Petroleum Liquids.DFO | petroleum | TRUE | 40577 | American Mun Power-Ohio, Inc | 7779 | Bryan Peaking | OH | Williams | 2 | Petroleum Liquids | IC |  | S | 1.8 | 0.8 | 1.8 | 1.8 | 1.8 | N |  |  | N | Electric Utility | 1 | X | DFO
Petroleum Liquids.DFO | petroleum | TRUE | 40577 | American Mun Power-Ohio, Inc | 7779 | Bryan Peaking | OH | Williams | 3 | Petroleum Liquids | IC |  | S | 1.8 | 0.8 | 1.8 | 1.8 | 1.8 | N |  |  | N | Electric Utility | 1 | X | DFO
Petroleum Liquids.DFO | petroleum | TRUE | 40577 | American Mun Power-Ohio, Inc | 7779 | Bryan Peaking | OH | Williams | 4 | Petroleum Liquids | IC |  | S | 1.8 | 0.8 | 1.8 | 1.8 | 1.8 | N |  |  | N | Electric Utility | 1 | X | DFO
Petroleum Liquids.DFO | petroleum | TRUE | 40577 | American Mun Power-Ohio, Inc | 7779 | Bryan Peaking | OH | Williams | 5 | Petroleum Liquids | IC |  | S | 1.8 | 0.8 | 1.8 | 1.8 | 1.8 | N |  |  | N | Electric Utility | 1 | X | DFO
Petroleum Liquids.DFO | petroleum | TRUE | 40577 | American Mun Power-Ohio, Inc | 7779 | Bryan Peaking | OH | Williams | 6 | Petroleum Liquids | IC |  | S | 1.8 | 0.8 | 1.8 | 1.8 | 1.8 | N |  |  | N | Electric Utility | 1 | X | DFO
Petroleum Liquids.DFO | petroleum | TRUE | 40577 | American Mun Power-Ohio, Inc | 7780 | Jackson Cntr Peaking | OH | Shelby | 1 | Petroleum Liquids | IC |  | J | 1.8 | 0.8 | 1.8 | 1.8 | 1.8 | N |  |  | N | Electric Utility | 1 | X | DFO
Petroleum Liquids.DFO | petroleum | TRUE | 40577 | American Mun Power-Ohio, Inc | 7781 | Arcanum Peaking | OH | Darke | 1 | Petroleum Liquids | IC |  | S | 1.8 | 0.8 | 1.8 | 1.8 | 1.8 | N |  |  | N | Electric Utility | 1 | X | DFO
Natural Gas Fired Combustion Turbine.NG | natural gas peaker | TRUE | 40577 | American Mun Power-Ohio, Inc | 7782 | Hamilton Peaking | OH | Butler | 1 | Natural Gas Fired Combustion Turbine | GT |  | S | 32 | 0.85 | 29 | 32 | 29 | N |  |  | N | Electric Utility | 1 | X | NG
Natural Gas Fired Combustion Turbine.NG | natural gas peaker | TRUE | 40577 | American Mun Power-Ohio, Inc | 7783 | Bowling Green Peaking | OH | Wood | 1 | Natural Gas Fired Combustion Turbine | GT |  | S | 32 | 0.85 | 29 | 32 | 29 | N |  |  | N | Electric Utility | 1 | X | NG
Natural Gas Fired Combined Cycle.NG | natural gas combined cycle | TRUE | 58651 | Allegany Generating Station, LLC | 7784 | Allegany Cogen | NY | Allegany | 1 | Natural Gas Fired Combined Cycle | CT | CC01 | S | 42 | 0.9 | 40 | 40 | 27 | N |  |  | N | IPP Non-CHP | 2 | X | NG
Natural Gas Fired Combined Cycle.NG | natural gas combined cycle | TRUE | 58651 | Allegany Generating Station, LLC | 7784 | Allegany Cogen | NY | Allegany | 2 | Natural Gas Fired Combined Cycle | CA | CC01 | S | 25 | 0.9 | 20 | 20 | 10 | N |  |  | N | IPP Non-CHP | 2 | X | NG
Conventional Hydroelectric.WAT | hydro | TRUE | 11204 | Los Alamos County | 7789 | Abiquiu Dam | NM | Rio Arriba | 1 | Conventional Hydroelectric | HY |  | S | 6.3 | 0.9 | 6.9 | 6.9 | 1 | N |  |  | N | Electric Utility | 1 | X | WAT
Conventional Hydroelectric.WAT | hydro | TRUE | 11204 | Los Alamos County | 7789 | Abiquiu Dam | NM | Rio Arriba | 2 | Conventional Hydroelectric | HY |  | S | 6.3 | 0.9 | 6.9 | 6.9 | 1 | N |  |  | N | Electric Utility | 1 | X | WAT
Conventional Hydroelectric.WAT | hydro | TRUE | 11204 | Los Alamos County | 7789 | Abiquiu Dam | NM | Rio Arriba | 3 | Conventional Hydroelectric | HY |  | S | 3 | 0.85 | 3 | 3 | 0.5 | N |  |  | N | Electric Utility | 1 | X | WAT
Conventional Steam Coal.BIT | hard coal | TRUE | 40230 | Deseret Generation & Tran Coop | 7790 | Bonanza | UT | Uintah | 1 | Conventional Steam Coal | ST |  | J | 499.5 | 0.995 | 458 | 458 | 210 | N |  |  | N | Electric Utility | 1 | X | BIT
Petroleum Liquids.DFO | petroleum | TRUE | 40577 | American Mun Power-Ohio, Inc | 7791 | Montpelier | OH | Williams | 1 | Petroleum Liquids | IC |  | J | 1.8 | 0.8 | 1.8 | 1.8 | 1.8 | N |  |  | N | Electric Utility | 1 | X | DFO
Petroleum Liquids.DFO | petroleum | TRUE | 40577 | American Mun Power-Ohio, Inc | 7791 | Montpelier | OH | Williams | 2 | Petroleum Liquids | IC |  | J | 1.8 | 0.8 | 1.8 | 1.8 | 1.8 | N |  |  | N | Electric Utility | 1 | X | DFO
Petroleum Liquids.DFO | petroleum | TRUE | 40577 | American Mun Power-Ohio, Inc | 7791 | Montpelier | OH | Williams | 3 | Petroleum Liquids | IC |  | J | 1.8 | 0.8 | 1.8 | 1.8 | 1.8 | N |  |  | N | Electric Utility | 1 | X | DFO
Petroleum Liquids.DFO | petroleum | TRUE | 40577 | American Mun Power-Ohio, Inc | 7791 | Montpelier | OH | Williams | 4 | Petroleum Liquids | IC |  | J | 1.8 | 0.8 | 1.8 | 1.8 | 1.8 | N |  |  | N | Electric Utility | 1 | X | DFO
Petroleum Liquids.DFO | petroleum | TRUE | 40577 | American Mun Power-Ohio, Inc | 7791 | Montpelier | OH | Williams | 5 | Petroleum Liquids | IC |  | J | 1.8 | 0.8 | 1.8 | 1.8 | 1.8 | N |  |  | N | Electric Utility | 1 | X | DFO
Petroleum Liquids.DFO | petroleum | TRUE | 40577 | American Mun Power-Ohio, Inc | 7791 | Montpelier | OH | Williams | 6 | Petroleum Liquids | IC |  | J | 1.8 | 0.8 | 1.8 | 1.8 | 1.8 | N |  |  | N | Electric Utility | 1 | X | DFO
Natural Gas Fired Combustion Turbine.NG | natural gas peaker | TRUE | 11571 | Manitowoc Public Utilities | 7795 | Custer Energy Center | WI | Manitowoc | 1 | Natural Gas Fired Combustion Turbine | GT |  | S | 24.5 | 0.8 | 22 | 24 | 9.8 | N |  |  | N | Electric Utility | 1 | X | NG | DFO
Petroleum Liquids.DFO | petroleum | TRUE | 11560 | City of Manassas - (VA) | 7797 | Dominion/Lo Mar | VA | Prince William | DOM1 | Petroleum Liquids | GT |  | J | 12 | 0.8 | 9 | 9 | 3 | N |  |  | N | Electric Utility | 1 | X | DFO
Petroleum Liquids.DFO | petroleum | TRUE | 11560 | City of Manassas - (VA) | 7797 | Dominion/Lo Mar | VA | Prince William | DOM2 | Petroleum Liquids | IC |  | S | 1.8 | 0.8 | 1.7 | 1.7 | 0.3 | N |  |  | N | Electric Utility | 1 | X | DFO
Petroleum Liquids.DFO | petroleum | TRUE | 11560 | City of Manassas - (VA) | 7797 | Dominion/Lo Mar | VA | Prince William | LOM1 | Petroleum Liquids | IC |  | S | 1.8 | 0.8 | 1.7 | 1.7 | 0.3 | N |  |  | N | Electric Utility | 1 | X | DFO
Petroleum Liquids.DFO | petroleum | TRUE | 11560 | City of Manassas - (VA) | 7797 | Dominion/Lo Mar | VA | Prince William | LOM2 | Petroleum Liquids | IC |  | S | 1.8 | 0.8 | 1.7 | 1.7 | 0.3 | N |  |  | N | Electric Utility | 1 | X | DFO
Petroleum Liquids.DFO | petroleum | TRUE | 11560 | City of Manassas - (VA) | 7797 | Dominion/Lo Mar | VA | Prince William | LOM3 | Petroleum Liquids | IC |  | S | 1.8 | 0.8 | 1.7 | 1.7 | 0.3 | N |  |  | N | Electric Utility | 1 | X | DFO
Petroleum Liquids.DFO | petroleum | TRUE | 11560 | City of Manassas - (VA) | 7798 | Gateway Gen | VA | Prince William | 1 | Petroleum Liquids | IC |  | S | 1.8 | 0.8 | 1.7 | 1.7 | 0.3 | N |  |  | N | Electric Utility | 1 | X | DFO
Petroleum Liquids.DFO | petroleum | TRUE | 11560 | City of Manassas - (VA) | 7798 | Gateway Gen | VA | Prince William | 2 | Petroleum Liquids | IC |  | S | 1.8 | 0.8 | 1.7 | 1.7 | 0.3 | N |  |  | N | Electric Utility | 1 | X | DFO
Natural Gas Fired Combustion Turbine.NG | natural gas peaker | TRUE | 11479 | Madison Gas & Electric Co | 7799 | West Marinette 34 | WI | Marinette | 34 | Natural Gas Fired Combustion Turbine | GT |  | S | 83 | 0.85 | 70.2 | 70.2 | 50 | N |  |  | N | Electric Utility | 1 | X | NG
Natural Gas Fired Combustion Turbine.NG | natural gas peaker | TRUE | 3046 | Duke Energy Progress - (NC) | 7805 | Sherwood H Smith Jr Energy Complex | NC | Richmond | 001 | Natural Gas Fired Combustion Turbine | GT |  | S | 199.4 | 0.85 | 157 | 192 | 100 | N |  |  | N | Electric Utility | 1 | X | NG | DFO
Natural Gas Fired Combustion Turbine.NG | natural gas peaker | TRUE | 3046 | Duke Energy Progress - (NC) | 7805 | Sherwood H Smith Jr Energy Complex | NC | Richmond | 002 | Natural Gas Fired Combustion Turbine | GT |  | S | 199.4 | 0.85 | 156 | 192 | 100 | N |  |  | N | Electric Utility | 1 | X | NG | DFO
Natural Gas Fired Combustion Turbine.NG | natural gas peaker | TRUE | 3046 | Duke Energy Progress - (NC) | 7805 | Sherwood H Smith Jr Energy Complex | NC | Richmond | 003 | Natural Gas Fired Combustion Turbine | GT |  | S | 199.4 | 0.85 | 155 | 192 | 100 | N |  |  | N | Electric Utility | 1 | X | NG | DFO
Natural Gas Fired Combustion Turbine.NG | natural gas peaker | TRUE | 3046 | Duke Energy Progress - (NC) | 7805 | Sherwood H Smith Jr Energy Complex | NC | Richmond | 004 | Natural Gas Fired Combustion Turbine | GT |  | S | 199.4 | 0.85 | 159 | 192 | 100 | N |  |  | N | Electric Utility | 1 | X | NG | DFO
Natural Gas Fired Combined Cycle.NG | natural gas combined cycle | TRUE | 3046 | Duke Energy Progress - (NC) | 7805 | Sherwood H Smith Jr Energy Complex | NC | Richmond | 10 | Natural Gas Fired Combined Cycle | CT | 2 | S | 191.2 | 0.85 | 178 | 215 | 178 | N |  |  | N | Electric Utility | 1 | X | NG | DFO
Natural Gas Fired Combustion Turbine.NG | natural gas peaker | TRUE | 3046 | Duke Energy Progress - (NC) | 7805 | Sherwood H Smith Jr Energy Complex | NC | Richmond | 6 | Natural Gas Fired Combustion Turbine | GT |  | S | 199.4 | 0.85 | 145 | 192 | 100 | N |  |  | N | Electric Utility | 1 | X | NG | DFO
Natural Gas Fired Combined Cycle.NG | natural gas combined cycle | TRUE | 3046 | Duke Energy Progress - (NC) | 7805 | Sherwood H Smith Jr Energy Complex | NC | Richmond | 7 | Natural Gas Fired Combined Cycle | CT | 1 | S | 199.4 | 0.85 | 152 | 193 | 152 | N |  |  | N | Electric Utility | 1 | X | NG | DFO
Natural Gas Fired Combined Cycle.NG | natural gas combined cycle | TRUE | 3046 | Duke Energy Progress - (NC) | 7805 | Sherwood H Smith Jr Energy Complex | NC | Richmond | 8 | Natural Gas Fired Combined Cycle | CT | 1 | S | 199.4 | 0.85 | 152 | 193 | 152 | N |  |  | N | Electric Utility | 1 | X | NG | DFO
Natural Gas Fired Combined Cycle.NG | natural gas combined cycle | TRUE | 3046 | Duke Energy Progress - (NC) | 7805 | Sherwood H Smith Jr Energy Complex | NC | Richmond | 9 | Natural Gas Fired Combined Cycle | CT | 2 | S | 191.2 | 0.85 | 178 | 215 | 178 | N |  |  | N | Electric Utility | 1 | X | NG | DFO
Natural Gas Fired Combined Cycle.NG | natural gas combined cycle | TRUE | 3046 | Duke Energy Progress - (NC) | 7805 | Sherwood H Smith Jr Energy Complex | NC | Richmond | ST4 | Natural Gas Fired Combined Cycle | CA | 1 | S | 195.5 | 0.85 | 171 | 184 | 171 | N |  |  | N | Electric Utility | 1 | X | NG | DFO
Natural Gas Fired Combined Cycle.NG | natural gas combined cycle | TRUE | 3046 | Duke Energy Progress - (NC) | 7805 | Sherwood H Smith Jr Energy Complex | NC | Richmond | ST5 | Natural Gas Fired Combined Cycle | CA | 2 | S | 271.1 | 0.85 | 252 | 250 | 252 | N |  |  | N | Electric Utility | 1 | X | NG | DFO
Natural Gas Internal Combustion Engine.NG | natural gas peaker | TRUE | 16873 | Village of Sebewaing - (MI) | 7806 | Pine Street | MI | Huron | 7 | Natural Gas Internal Combustion Engine | IC |  | S | 4.4 | 0.95 | 4.4 | 4.4 | 2.2 | N |  |  | N | Electric Utility | 1 | X | NG
Natural Gas Internal Combustion Engine.NG | natural gas peaker | TRUE | 16873 | Village of Sebewaing - (MI) | 7806 | Pine Street | MI | Huron | 8 | Natural Gas Internal Combustion Engine | IC |  | S | 3.3 | 0.95 | 3.3 | 3.3 | 1.6 | N |  |  | N | Electric Utility | 1 | X | NG
Conventional Hydroelectric.WAT | hydro | TRUE | 7977 | City of Hamilton - (OH) | 7807 | Hamilton Hydro | OH | Butler | 3 | Conventional Hydroelectric | HY |  | S | 1.1 | 0.9 | 1 | 1 | 0.3 | N |  |  | N | Electric Utility | 1 | X | WAT
Conventional Hydroelectric.WAT | hydro | TRUE | 7977 | City of Hamilton - (OH) | 7807 | Hamilton Hydro | OH | Butler | 4 | Conventional Hydroelectric | HY |  | S | 1.1 | 0.9 | 1 | 1 | 0.3 | N |  |  | N | Electric Utility | 1 | X | WAT
Petroleum Liquids.DFO | petroleum | TRUE | 792 | City of Argyle - (WI) | 7810 | Argyle | WI | Lafayette | 5 | Petroleum Liquids | IC |  | S | 2.2 | 0.8 | 2 | 2 | 0.5 | N |  |  | N | Electric Utility | 1 | X | DFO
Natural Gas Fired Combustion Turbine.NG | natural gas peaker | TRUE | 13994 | Oglethorpe Power Corporation | 7813 | Sewell Creek Energy | GA | Polk | 1 | Natural Gas Fired Combustion Turbine | GT |  | W | 121 | 0.85 | 97.2 | 109.1 | 65 | N |  |  | N | Electric Utility | 1 | X | NG
Natural Gas Fired Combustion Turbine.NG | natural gas peaker | TRUE | 13994 | Oglethorpe Power Corporation | 7813 | Sewell Creek Energy | GA | Polk | 2 | Natural Gas Fired Combustion Turbine | GT |  | W | 121 | 0.85 | 98.6 | 112.1 | 65 | N |  |  | N | Electric Utility | 1 | X | NG
Natural Gas Fired Combustion Turbine.NG | natural gas peaker | TRUE | 13994 | Oglethorpe Power Corporation | 7813 | Sewell Creek Energy | GA | Polk | 3 | Natural Gas Fired Combustion Turbine | GT |  | W | 164 | 0.85 | 129.8 | 147.4 | 69 | N |  |  | N | Electric Utility | 1 | X | NG
Natural Gas Fired Combustion Turbine.NG | natural gas peaker | TRUE | 13994 | Oglethorpe Power Corporation | 7813 | Sewell Creek Energy | GA | Polk | 4 | Natural Gas Fired Combustion Turbine | GT |  | W | 164 | 0.85 | 126.7 | 142.8 | 69 | N |  |  | N | Electric Utility | 1 | X | NG
Petroleum Liquids.DFO | petroleum | TRUE | 59159 | Central Electric Power | 7814 | Webb Forging | SC | Union | 1 | Petroleum Liquids | IC |  | S | 2.9 | 0.8 | 2.4 | 2.4 | 2 | N |  |  | N | Electric Utility | 1 | X | DFO
Petroleum Liquids.DFO | petroleum | TRUE | 59159 | Central Electric Power | 7814 | Webb Forging | SC | Union | 2 | Petroleum Liquids | IC |  | S | 2.9 | 0.8 | 2.4 | 2.4 | 2 | N |  |  | N | Electric Utility | 1 | X | DFO
Natural Gas Fired Combustion Turbine.NG | natural gas peaker | TRUE | 40307 | Prairie Power, Inc | 7818 | Alsey | IL | Scott | 1 | Natural Gas Fired Combustion Turbine | GT |  | S | 30 | 0.9 | 30 | 34.7 | 6 | N |  |  | N | Electric Utility | 1 | X | NG | DFO
Natural Gas Fired Combustion Turbine.NG | natural gas peaker | TRUE | 40307 | Prairie Power, Inc | 7818 | Alsey | IL | Scott | 2 | Natural Gas Fired Combustion Turbine | GT |  | S | 30 | 0.9 | 30 | 34.7 | 6 | N |  |  | N | Electric Utility | 1 | X | NG | DFO
Natural Gas Fired Combustion Turbine.NG | natural gas peaker | TRUE | 40307 | Prairie Power, Inc | 7818 | Alsey | IL | Scott | 3 | Natural Gas Fired Combustion Turbine | GT |  | S | 20 | 0.9 | 19.3 | 20.3 | 12 | N |  |  | N | Electric Utility | 1 | X | NG | DFO
Natural Gas Fired Combustion Turbine.NG | natural gas peaker | TRUE | 40307 | Prairie Power, Inc | 7818 | Alsey | IL | Scott | 4 | Natural Gas Fired Combustion Turbine | GT |  | S | 20 | 0.9 | 18 | 19.4 | 12 | N |  |  | N | Electric Utility | 1 | X | NG | DFO
Natural Gas Fired Combustion Turbine.NG | natural gas peaker | TRUE | 40307 | Prairie Power, Inc | 7818 | Alsey | IL | Scott | 5 | Natural Gas Fired Combustion Turbine | GT |  | S | 25 | 0.9 | 25 | 26.7 | 12 | N |  |  | N | Electric Utility | 1 | X | NG | DFO
Natural Gas Fired Combustion Turbine.NG | natural gas peaker | TRUE | 40307 | Prairie Power, Inc | 7818 | Alsey | IL | Scott | 6 | Natural Gas Fired Combustion Turbine | GT |  | S | 48 | 0.85 | 42 | 45 | 20 | N |  |  | N | Electric Utility | 1 | X | NG | DFO
Conventional Hydroelectric.WAT | hydro | TRUE | 20847 | Wisconsin Electric Power Co | 7820 | Big Quinnesec 92 | MI | Dickinson | 1 | Conventional Hydroelectric | HY |  | S | 8 | 0.9 | 8 | 8 | 5.4 | N |  |  | N | Electric Utility | 1 | X | WAT
Conventional Hydroelectric.WAT | hydro | TRUE | 20847 | Wisconsin Electric Power Co | 7820 | Big Quinnesec 92 | MI | Dickinson | 2 | Conventional Hydroelectric | HY |  | S | 8 | 0.9 | 8 | 8 | 5.3 | N |  |  | N | Electric Utility | 1 | X | WAT
Conventional Hydroelectric.WAT | hydro | TRUE | 20847 | Wisconsin Electric Power Co | 7821 | Big Quinnesec 61 | MI | Dickinson | 4 | Conventional Hydroelectric | HY |  | S | 2.2 | 1 | 2.2 | 2.2 | 0.5 | N |  |  | N | Electric Utility | 1 | X | WAT
Conventional Hydroelectric.WAT | hydro | TRUE | 20847 | Wisconsin Electric Power Co | 7821 | Big Quinnesec 61 | MI | Dickinson | 5 | Conventional Hydroelectric | HY |  | S | 2.2 | 1 | 2.2 | 2.2 | 0.5 | N |  |  | N | Electric Utility | 1 | X | WAT
Conventional Hydroelectric.WAT | hydro | TRUE | 10056 | City of Kaukauna | 7822 | Kaukauna City Hydro | WI | Outagamie | 1 | Conventional Hydroelectric | HY |  | S | 2.4 | 0.9 | 2.4 | 2.4 | 0.2 | N |  |  | N | Electric Utility | 1 | X | WAT
Conventional Hydroelectric.WAT | hydro | TRUE | 10056 | City of Kaukauna | 7822 | Kaukauna City Hydro | WI | Outagamie | 2 | Conventional Hydroelectric | HY |  | S | 2.4 | 0.9 | 2.4 | 2.4 | 0.2 | N |  |  | N | Electric Utility | 1 | X | WAT
Natural Gas Fired Combustion Turbine.NG | natural gas peaker | TRUE | 9216 | Imperial Irrigation District | 7824 | Rockwood | CA | Imperial | 1 | Natural Gas Fired Combustion Turbine | GT |  | S | 24.9 | 0.85 | 21.2 | 21.1 | 1.5 | N |  |  | N | Electric Utility | 1 | X | NG | DFO
Petroleum Liquids.DFO | petroleum | TRUE | 9216 | Imperial Irrigation District | 7824 | Rockwood | CA | Imperial | 2 | Petroleum Liquids | GT |  | S | 24.9 | 0.85 | 21.1 | 21.9 | 1.5 | N |  |  | N | Electric Utility | 1 | X | DFO
Natural Gas Fired Combustion Turbine.NG | natural gas peaker | TRUE | 807 | Arkansas Electric Coop Corp | 7825 | Fulton (AR) | AR | Hempstead | 1 | Natural Gas Fired Combustion Turbine | GT |  | S | 154.8 | 0.9 | 153 | 153 | 125 | N |  |  | N | Electric Utility | 1 | X | NG
Natural Gas Fired Combustion Turbine.NG | natural gas peaker | TRUE | 17650 | Southern Power Co | 7826 | Rowan | NC | Rowan | 001 | Natural Gas Fired Combustion Turbine | GT |  | S | 199.4 | 0.85 | 156.4 | 185.2 | 95 | N |  |  | N | IPP Non-CHP | 2 | X | NG | DFO
Natural Gas Fired Combustion Turbine.NG | natural gas peaker | TRUE | 17650 | Southern Power Co | 7826 | Rowan | NC | Rowan | 002 | Natural Gas Fired Combustion Turbine | GT |  | S | 199.4 | 0.85 | 162.9 | 184.4 | 95 | N |  |  | N | IPP Non-CHP | 2 | X | NG | DFO
Natural Gas Fired Combustion Turbine.NG | natural gas peaker | TRUE | 17650 | Southern Power Co | 7826 | Rowan | NC | Rowan | 003 | Natural Gas Fired Combustion Turbine | GT |  | S | 199.4 | 0.85 | 156.1 | 184.6 | 95 | N |  |  | N | IPP Non-CHP | 2 | X | NG | DFO
Natural Gas Fired Combined Cycle.NG | natural gas combined cycle | TRUE | 17650 | Southern Power Co | 7826 | Rowan | NC | Rowan | 4 | Natural Gas Fired Combined Cycle | CT | G102 | S | 199.4 | 0.85 | 155.5 | 188.5 | 58 | N |  |  | N | IPP Non-CHP | 2 | X | NG | DFO
Natural Gas Fired Combined Cycle.NG | natural gas combined cycle | TRUE | 17650 | Southern Power Co | 7826 | Rowan | NC | Rowan | 5 | Natural Gas Fired Combined Cycle | CT | G102 | S | 199.4 | 0.85 | 155.5 | 188.5 | 58 | N |  |  | N | IPP Non-CHP | 2 | X | NG
Natural Gas Fired Combined Cycle.NG | natural gas combined cycle | TRUE | 17650 | Southern Power Co | 7826 | Rowan | NC | Rowan | STG | Natural Gas Fired Combined Cycle | CA | G102 | S | 195 | 0.85 | 188 | 188 | 59 | N |  |  | N | IPP Non-CHP | 2 | X | NG
Petroleum Liquids.DFO | petroleum | TRUE | 40577 | American Mun Power-Ohio, Inc | 7827 | Shelby North | OH | Richland | 1 | Petroleum Liquids | IC |  | S | 1.8 | 0.8 | 1.8 | 1.8 | 1.8 | N |  |  | N | Electric Utility | 1 | X | DFO
Petroleum Liquids.DFO | petroleum | TRUE | 17043 | City of Shelby - (OH) | 7828 | Shelby South | OH | Richland | 1 | Petroleum Liquids | IC |  | S | 1.8 | 0.8 | 1.8 | 1.8 | 0.2 | N |  |  | N | Electric Utility | 1 | X | DFO
Natural Gas Fired Combustion Turbine.NG | natural gas peaker | TRUE | 13994 | Oglethorpe Power Corporation | 7829 | Smarr Energy Center | GA | Monroe | 1 | Natural Gas Fired Combustion Turbine | GT |  | W | 121 | 0.85 | 96 | 109.1 | 65 | N |  |  | N | Electric Utility | 1 | X | NG
Natural Gas Fired Combustion Turbine.NG | natural gas peaker | TRUE | 13994 | Oglethorpe Power Corporation | 7829 | Smarr Energy Center | GA | Monroe | 2 | Natural Gas Fired Combustion Turbine | GT |  | W | 121 | 0.85 | 95.6 | 109.1 | 65 | N |  |  | N | Electric Utility | 1 | X | NG
Petroleum Liquids.DFO | petroleum | TRUE | 38084 | Great Lakes Energy Coop | 7831 | Beaver Island | MI | Charlevoix | 1 | Petroleum Liquids | IC |  | S | 1.2 | 0.8 | 1 | 1 | 0.4 | N |  |  | N | Electric Utility | 1 | X | DFO
Petroleum Liquids.DFO | petroleum | TRUE | 38084 | Great Lakes Energy Coop | 7831 | Beaver Island | MI | Charlevoix | 2 | Petroleum Liquids | IC |  | S | 1.2 | 0.8 | 1 | 1 | 0.4 | N |  |  | N | Electric Utility | 1 | X | DFO
Petroleum Liquids.DFO | petroleum | TRUE | 38084 | Great Lakes Energy Coop | 7831 | Beaver Island | MI | Charlevoix | 3 | Petroleum Liquids | IC |  | S | 0.9 | 0.8 | 0.8 | 0.8 | 0.3 | N |  |  | N | Electric Utility | 1 | X | DFO
Natural Gas Fired Combined Cycle.NG | natural gas combined cycle | TRUE | 17543 | South Carolina Public Service Authority | 7834 | John S Rainey | SC | Anderson | CT1A | Natural Gas Fired Combined Cycle | CT | PB1 | S | 165 | 0.85 | 150 | 170 | 120 | N |  |  | N | Electric Utility | 1 | X | NG | DFO
Natural Gas Fired Combined Cycle.NG | natural gas combined cycle | TRUE | 17543 | South Carolina Public Service Authority | 7834 | John S Rainey | SC | Anderson | CT1B | Natural Gas Fired Combined Cycle | CT | PB1 | S | 165 | 0.85 | 150 | 170 | 120 | N |  |  | N | Electric Utility | 1 | X | NG | DFO
Natural Gas Fired Combustion Turbine.NG | natural gas peaker | TRUE | 17543 | South Carolina Public Service Authority | 7834 | John S Rainey | SC | Anderson | CT2A | Natural Gas Fired Combustion Turbine | GT |  | S | 165 | 0.85 | 146 | 180 | 20 | N |  |  | N | Electric Utility | 1 | X | NG | DFO
Natural Gas Fired Combustion Turbine.NG | natural gas peaker | TRUE | 17543 | South Carolina Public Service Authority | 7834 | John S Rainey | SC | Anderson | CT2B | Natural Gas Fired Combustion Turbine | GT |  | S | 165 | 0.85 | 146 | 180 | 20 | N |  |  | N | Electric Utility | 1 | X | NG | DFO
Natural Gas Fired Combustion Turbine.NG | natural gas peaker | TRUE | 17543 | South Carolina Public Service Authority | 7834 | John S Rainey | SC | Anderson | CT3A | Natural Gas Fired Combustion Turbine | GT |  | S | 84 | 0.85 | 75 | 90 | 10 | N |  |  | N | Electric Utility | 1 | X | NG
Natural Gas Fired Combustion Turbine.NG | natural gas peaker | TRUE | 17543 | South Carolina Public Service Authority | 7834 | John S Rainey | SC | Anderson | CT3B | Natural Gas Fired Combustion Turbine | GT |  | S | 84 | 0.85 | 75 | 90 | 10 | N |  |  | N | Electric Utility | 1 | X | NG
Natural Gas Fired Combustion Turbine.NG | natural gas peaker | TRUE | 17543 | South Carolina Public Service Authority | 7834 | John S Rainey | SC | Anderson | CT4A | Natural Gas Fired Combustion Turbine | GT |  | S | 84 | 0.85 | 75 | 90 | 10 | N |  |  | N | Electric Utility | 1 | X | NG
Natural Gas Fired Combined Cycle.NG | natural gas combined cycle | TRUE | 17543 | South Carolina Public Service Authority | 7834 | John S Rainey | SC | Anderson | ST1S | Natural Gas Fired Combined Cycle | CA | PB1 | S | 190 | 0.85 | 160 | 190 | 120 | N |  |  | N | Electric Utility | 1 | X | NG
Natural Gas Fired Combustion Turbine.NG | natural gas peaker | TRUE | 56386 | Essential Power Rock Springs LLC | 7835 | Essential Power Rock Springs LLC | MD | Cecil | 1 | Natural Gas Fired Combustion Turbine | GT |  | S | 198.9 | 0.85 | 167.5 | 167.5 | 100 | N |  |  | N | IPP Non-CHP | 2 | X | NG
Natural Gas Fired Combustion Turbine.NG | natural gas peaker | TRUE | 56386 | Essential Power Rock Springs LLC | 7835 | Essential Power Rock Springs LLC | MD | Cecil | 2 | Natural Gas Fired Combustion Turbine | GT |  | S | 175.9 | 0.85 | 166.5 | 166.5 | 100 | N |  |  | N | IPP Non-CHP | 2 | X | NG
Natural Gas Fired Combustion Turbine.NG | natural gas peaker | TRUE | 56386 | Essential Power Rock Springs LLC | 7835 | Essential Power Rock Springs LLC | MD | Cecil | 3 | Natural Gas Fired Combustion Turbine | GT |  | S | 198.9 | 0.85 | 169 | 169 | 100 | N |  |  | N | IPP Non-CHP | 2 | X | NG
Natural Gas Fired Combustion Turbine.NG | natural gas peaker | TRUE | 56386 | Essential Power Rock Springs LLC | 7835 | Essential Power Rock Springs LLC | MD | Cecil | 4 | Natural Gas Fired Combustion Turbine | GT |  | S | 198.9 | 0.85 | 169 | 169 | 100 | N |  |  | N | IPP Non-CHP | 2 | X | NG
Natural Gas Fired Combustion Turbine.NG | natural gas peaker | TRUE | 40229 | Old Dominion Electric Coop | 7836 | Marsh Run Generation Facility | VA | Fauquier | 1 | Natural Gas Fired Combustion Turbine | GT |  | S | 171.1 | 0.85 | 161 | 192 | 96 | N |  |  | N | Electric Utility | 1 | X | NG | DFO
Natural Gas Fired Combustion Turbine.NG | natural gas peaker | TRUE | 40229 | Old Dominion Electric Coop | 7836 | Marsh Run Generation Facility | VA | Fauquier | 2 | Natural Gas Fired Combustion Turbine | GT |  | S | 171.1 | 0.85 | 159.3 | 192 | 96 | N |  |  | N | Electric Utility | 1 | X | NG | DFO
Natural Gas Fired Combustion Turbine.NG | natural gas peaker | TRUE | 40229 | Old Dominion Electric Coop | 7836 | Marsh Run Generation Facility | VA | Fauquier | 3 | Natural Gas Fired Combustion Turbine | GT |  | S | 171.1 | 0.85 | 161 | 192 | 96 | N |  |  | N | Electric Utility | 1 | X | NG | DFO
Natural Gas Fired Combustion Turbine.NG | natural gas peaker | TRUE | 40229 | Old Dominion Electric Coop | 7837 | Louisa Generation Facility | VA | Louisa | 1 | Natural Gas Fired Combustion Turbine | GT |  | S | 84.5 | 0.85 | 76.5 | 92 | 46 | N |  |  | N | Electric Utility | 1 | X | NG | DFO
Natural Gas Fired Combustion Turbine.NG | natural gas peaker | TRUE | 40229 | Old Dominion Electric Coop | 7837 | Louisa Generation Facility | VA | Louisa | 2 | Natural Gas Fired Combustion Turbine | GT |  | S | 84.5 | 0.85 | 77 | 92 | 46 | N |  |  | N | Electric Utility | 1 | X | NG | DFO
Natural Gas Fired Combustion Turbine.NG | natural gas peaker | TRUE | 40229 | Old Dominion Electric Coop | 7837 | Louisa Generation Facility | VA | Louisa | 3 | Natural Gas Fired Combustion Turbine | GT |  | S | 84.5 | 0.85 | 77.3 | 92 | 46 | N |  |  | N | Electric Utility | 1 | X | NG | DFO
Natural Gas Fired Combustion Turbine.NG | natural gas peaker | TRUE | 40229 | Old Dominion Electric Coop | 7837 | Louisa Generation Facility | VA | Louisa | 4 | Natural Gas Fired Combustion Turbine | GT |  | S | 84.5 | 0.85 | 77.2 | 92 | 46 | N |  |  | N | Electric Utility | 1 | X | NG | DFO
Natural Gas Fired Combustion Turbine.NG | natural gas peaker | TRUE | 40229 | Old Dominion Electric Coop | 7837 | Louisa Generation Facility | VA | Louisa | 5 | Natural Gas Fired Combustion Turbine | GT |  | S | 171.1 | 0.85 | 158 | 187 | 95 | N |  |  | N | Electric Utility | 1 | X | NG | DFO
Natural Gas Fired Combustion Turbine.NG | natural gas peaker | TRUE | 19876 | Virginia Electric & Power Co | 7838 | Remington | VA | Fauquier | 1 | Natural Gas Fired Combustion Turbine | GT |  | S | 178.5 | 0.85 | 153 | 187 | 90 | N |  |  | N | Electric Utility | 1 | X | NG | DFO
Natural Gas Fired Combustion Turbine.NG | natural gas peaker | TRUE | 19876 | Virginia Electric & Power Co | 7838 | Remington | VA | Fauquier | 2 | Natural Gas Fired Combustion Turbine | GT |  | S | 170 | 0.85 | 151 | 187 | 90 | N |  |  | N | Electric Utility | 1 | X | NG | DFO
Natural Gas Fired Combustion Turbine.NG | natural gas peaker | TRUE | 19876 | Virginia Electric & Power Co | 7838 | Remington | VA | Fauquier | 3 | Natural Gas Fired Combustion Turbine | GT |  | S | 178.5 | 0.85 | 152 | 187 | 90 | N |  |  | N | Electric Utility | 1 | X | NG | DFO
Natural Gas Fired Combustion Turbine.NG | natural gas peaker | TRUE | 19876 | Virginia Electric & Power Co | 7838 | Remington | VA | Fauquier | 4 | Natural Gas Fired Combustion Turbine | GT |  | S | 178.5 | 0.85 | 152 | 188 | 90 | N |  |  | N | Electric Utility | 1 | X | NG | DFO
Natural Gas Fired Combustion Turbine.NG | natural gas peaker | TRUE | 19876 | Virginia Electric & Power Co | 7839 | Ladysmith | VA | Caroline | 1 | Natural Gas Fired Combustion Turbine | GT |  | S | 178.5 | 0.85 | 151 | 183 | 90 | N |  |  | N | Electric Utility | 1 | X | NG | DFO
Natural Gas Fired Combustion Turbine.NG | natural gas peaker | TRUE | 19876 | Virginia Electric & Power Co | 7839 | Ladysmith | VA | Caroline | 2 | Natural Gas Fired Combustion Turbine | GT |  | S | 178.5 | 0.85 | 151 | 183 | 90 | N |  |  | N | Electric Utility | 1 | X | NG | DFO
Natural Gas Fired Combustion Turbine.NG | natural gas peaker | TRUE | 19876 | Virginia Electric & Power Co | 7839 | Ladysmith | VA | Caroline | 3 | Natural Gas Fired Combustion Turbine | GT |  | S | 178.5 | 0.85 | 161 | 183 | 90 | N |  |  | N | Electric Utility | 1 | X | NG | DFO
Natural Gas Fired Combustion Turbine.NG | natural gas peaker | TRUE | 19876 | Virginia Electric & Power Co | 7839 | Ladysmith | VA | Caroline | 4 | Natural Gas Fired Combustion Turbine | GT |  | S | 178.5 | 0.85 | 160 | 183 | 90 | N |  |  | N | Electric Utility | 1 | X | NG | DFO
Natural Gas Fired Combustion Turbine.NG | natural gas peaker | TRUE | 19876 | Virginia Electric & Power Co | 7839 | Ladysmith | VA | Caroline | 5 | Natural Gas Fired Combustion Turbine | GT |  | S | 178.5 | 0.85 | 160 | 183 | 90 | N |  |  | N | Electric Utility | 1 | X | NG | DFO
Petroleum Liquids.WO | petroleum | TRUE | 4329 | Copper Valley Elec Assn, Inc | 7841 | Valdez Cogen | AK | Valdez Cordova | 1 | Petroleum Liquids | GT |  | S | 5.3 | 0.8 | 5.1 | 5.3 | 1 | N |  |  | Y | Electric Utility | 1 | T | WO
Natural Gas Fired Combustion Turbine.NG | natural gas peaker | TRUE | 17697 | Southwestern Electric Coop Inc - (IL) | 7842 | Freedom Power Project | IL | Fayette | CT1 | Natural Gas Fired Combustion Turbine | GT |  | S | 71 | 0.9 | 45 | 45 | 20 | N |  |  | N | Electric Utility | 1 | X | NG
Natural Gas Fired Combustion Turbine.NG | natural gas peaker | TRUE | 7570 | Great River Energy | 7843 | Pleasant Valley (MN) | MN | Mower | 11 | Natural Gas Fired Combustion Turbine | GT |  | S | 167.5 | 0.85 | 151.2 | 177.6 | 40 | N |  |  | N | Electric Utility | 1 | X | NG | DFO
Natural Gas Fired Combustion Turbine.NG | natural gas peaker | TRUE | 7570 | Great River Energy | 7843 | Pleasant Valley (MN) | MN | Mower | 12 | Natural Gas Fired Combustion Turbine | GT |  | S | 167.5 | 0.85 | 148.4 | 178.3 | 40 | N |  |  | N | Electric Utility | 1 | X | NG | DFO
Natural Gas Fired Combustion Turbine.NG | natural gas peaker | TRUE | 7570 | Great River Energy | 7843 | Pleasant Valley (MN) | MN | Mower | 13 | Natural Gas Fired Combustion Turbine | GT |  | S | 132.8 | 0.9 | 113.3 | 128.6 | 65 | N |  |  | N | Electric Utility | 1 | X | NG | DFO
Natural Gas Fired Combustion Turbine.NG | natural gas peaker | TRUE | 12667 | Minnesota Municipal Power Agny | 7844 | Minnesota River | MN | Carver | UOO1 | Natural Gas Fired Combustion Turbine | GT |  | W | 49 | 0.8 | 39 | 39 | 1 | N |  |  | N | Electric Utility | 1 | X | NG | DFO
Natural Gas Fired Combined Cycle.NG | natural gas combined cycle | TRUE | 18642 | Tennessee Valley Authority | 7845 | Lagoon Creek | TN | Haywood | CTG1 | Natural Gas Fired Combined Cycle | CT | CC1 | S | 173.4 | 0.9 | 160 | 190 | 78.2 | N |  |  | N | Electric Utility | 1 | X | NG
Natural Gas Fired Combined Cycle.NG | natural gas combined cycle | TRUE | 18642 | Tennessee Valley Authority | 7845 | Lagoon Creek | TN | Haywood | CTG2 | Natural Gas Fired Combined Cycle | CT | CC1 | S | 173.4 | 0.9 | 160 | 190 | 78.2 | N |  |  | N | Electric Utility | 1 | X | NG
Natural Gas Fired Combustion Turbine.NG | natural gas peaker | TRUE | 18642 | Tennessee Valley Authority | 7845 | Lagoon Creek | TN | Haywood | GT1 | Natural Gas Fired Combustion Turbine | GT |  | S | 84.5 | 0.9 | 73.9 | 94.3 | 60 | N |  |  | N | Electric Utility | 1 | X | NG | DFO
Natural Gas Fired Combustion Turbine.NG | natural gas peaker | TRUE | 18642 | Tennessee Valley Authority | 7845 | Lagoon Creek | TN | Haywood | GT10 | Natural Gas Fired Combustion Turbine | GT |  | S | 86.2 | 0.9 | 72.7 | 92.8 | 60 | N |  |  | N | Electric Utility | 1 | X | NG | DFO
Natural Gas Fired Combustion Turbine.NG | natural gas peaker | TRUE | 18642 | Tennessee Valley Authority | 7845 | Lagoon Creek | TN | Haywood | GT11 | Natural Gas Fired Combustion Turbine | GT |  | S | 86.2 | 0.9 | 72.7 | 92.8 | 60 | N |  |  | N | Electric Utility | 1 | X | NG | DFO
Natural Gas Fired Combustion Turbine.NG | natural gas peaker | TRUE | 18642 | Tennessee Valley Authority | 7845 | Lagoon Creek | TN | Haywood | GT12 | Natural Gas Fired Combustion Turbine | GT |  | S | 86.2 | 0.9 | 72.7 | 92.8 | 60 | N |  |  | N | Electric Utility | 1 | X | NG | DFO
Natural Gas Fired Combustion Turbine.NG | natural gas peaker | TRUE | 18642 | Tennessee Valley Authority | 7845 | Lagoon Creek | TN | Haywood | GT2 | Natural Gas Fired Combustion Turbine | GT |  | S | 84.5 | 0.9 | 73.9 | 94.3 | 60 | N |  |  | N | Electric Utility | 1 | X | NG | DFO
Natural Gas Fired Combustion Turbine.NG | natural gas peaker | TRUE | 18642 | Tennessee Valley Authority | 7845 | Lagoon Creek | TN | Haywood | GT3 | Natural Gas Fired Combustion Turbine | GT |  | S | 84.5 | 0.9 | 73.9 | 94.3 | 60 | N |  |  | N | Electric Utility | 1 | X | NG | DFO
Natural Gas Fired Combustion Turbine.NG | natural gas peaker | TRUE | 18642 | Tennessee Valley Authority | 7845 | Lagoon Creek | TN | Haywood | GT4 | Natural Gas Fired Combustion Turbine | GT |  | S | 84.5 | 0.9 | 73.9 | 94.3 | 60 | N |  |  | N | Electric Utility | 1 | X | NG | DFO
Natural Gas Fired Combustion Turbine.NG | natural gas peaker | TRUE | 18642 | Tennessee Valley Authority | 7845 | Lagoon Creek | TN | Haywood | GT5 | Natural Gas Fired Combustion Turbine | GT |  | S | 84.5 | 0.9 | 73.9 | 94.3 | 60 | N |  |  | N | Electric Utility | 1 | X | NG | DFO
Natural Gas Fired Combustion Turbine.NG | natural gas peaker | TRUE | 18642 | Tennessee Valley Authority | 7845 | Lagoon Creek | TN | Haywood | GT6 | Natural Gas Fired Combustion Turbine | GT |  | S | 84.5 | 0.9 | 73.9 | 94.3 | 60 | N |  |  | N | Electric Utility | 1 | X | NG | DFO
Natural Gas Fired Combustion Turbine.NG | natural gas peaker | TRUE | 18642 | Tennessee Valley Authority | 7845 | Lagoon Creek | TN | Haywood | GT7 | Natural Gas Fired Combustion Turbine | GT |  | S | 84.5 | 0.9 | 73.9 | 94.3 | 60 | N |  |  | N | Electric Utility | 1 | X | NG | DFO
Natural Gas Fired Combustion Turbine.NG | natural gas peaker | TRUE | 18642 | Tennessee Valley Authority | 7845 | Lagoon Creek | TN | Haywood | GT8 | Natural Gas Fired Combustion Turbine | GT |  | S | 84.5 | 0.9 | 73.9 | 94.3 | 60 | N |  |  | N | Electric Utility | 1 | X | NG | DFO
Natural Gas Fired Combustion Turbine.NG | natural gas peaker | TRUE | 18642 | Tennessee Valley Authority | 7845 | Lagoon Creek | TN | Haywood | GT9 | Natural Gas Fired Combustion Turbine | GT |  | S | 86.2 | 0.9 | 72.7 | 92.8 | 60 | N |  |  | N | Electric Utility | 1 | X | NG | DFO
Natural Gas Fired Combined Cycle.NG | natural gas combined cycle | TRUE | 18642 | Tennessee Valley Authority | 7845 | Lagoon Creek | TN | Haywood | STG1 | Natural Gas Fired Combined Cycle | CA | CC1 | S | 257.6 | 0.9 | 205 | 235 | 96.8 | N |  |  | N | Electric Utility | 1 | X | NG
Natural Gas Fired Combustion Turbine.NG | natural gas peaker | TRUE | 9617 | JEA | 7846 | Brandy Branch | FL | Duval | 001 | Natural Gas Fired Combustion Turbine | GT |  | S | 185 | 0.9 | 178.6 | 191.2 | 85 | N |  |  | N | Electric Utility | 1 | X | NG | DFO
Natural Gas Fired Combined Cycle.NG | natural gas combined cycle | TRUE | 9617 | JEA | 7846 | Brandy Branch | FL | Duval | 002 | Natural Gas Fired Combined Cycle | CT | CC1 | S | 185 | 0.9 | 189.8 | 211.1 | 65 | N |  |  | N | Electric Utility | 1 | X | NG
Natural Gas Fired Combined Cycle.NG | natural gas combined cycle | TRUE | 9617 | JEA | 7846 | Brandy Branch | FL | Duval | 003 | Natural Gas Fired Combined Cycle | CT | CC1 | S | 185 | 0.9 | 189.8 | 211.1 | 65 | N |  |  | N | Electric Utility | 1 | X | NG
Natural Gas Fired Combined Cycle.NG | natural gas combined cycle | TRUE | 9617 | JEA | 7846 | Brandy Branch | FL | Duval | 004 | Natural Gas Fired Combined Cycle | CA | CC1 | S | 228.1 | 0.85 | 185 | 190 | 65 | N |  |  | N | Electric Utility | 1 | X | NG
Petroleum Liquids.DFO | petroleum | TRUE | 4305 | City of Coon Rapids | 7847 | Coon Rapids II | IA | Carroll | 1 | Petroleum Liquids | IC |  | S | 1.8 | 0.95 | 1.7 | 1.8 | 0.2 | N |  |  | N | Electric Utility | 1 | X | DFO
Petroleum Liquids.DFO | petroleum | TRUE | 4305 | City of Coon Rapids | 7847 | Coon Rapids II | IA | Carroll | 2 | Petroleum Liquids | IC |  | S | 1.8 | 0.95 | 1.7 | 1.8 | 0.2 | N |  |  | N | Electric Utility | 1 | X | DFO
Petroleum Liquids.DFO | petroleum | TRUE | 4305 | City of Coon Rapids | 7847 | Coon Rapids II | IA | Carroll | 3 | Petroleum Liquids | IC |  | S | 1.8 | 0.95 | 1.7 | 1.8 | 0.2 | N |  |  | N | Electric Utility | 1 | X | DFO
Natural Gas Fired Combustion Turbine.NG | natural gas peaker | TRUE | 924 | Associated Electric Coop, Inc | 7848 | Holden | MO | Johnson | 11 | Natural Gas Fired Combustion Turbine | GT |  | S | 107.1 | 0.85 | 90 | 113 | 69 | N |  |  | N | Electric Utility | 1 | X | NG | DFO
Natural Gas Fired Combustion Turbine.NG | natural gas peaker | TRUE | 924 | Associated Electric Coop, Inc | 7848 | Holden | MO | Johnson | 12 | Natural Gas Fired Combustion Turbine | GT |  | S | 107.1 | 0.85 | 89 | 107 | 69 | N |  |  | N | Electric Utility | 1 | X | NG | DFO
Natural Gas Fired Combustion Turbine.NG | natural gas peaker | TRUE | 924 | Associated Electric Coop, Inc | 7848 | Holden | MO | Johnson | 13 | Natural Gas Fired Combustion Turbine | GT |  | S | 107.1 | 0.85 | 88 | 115 | 69 | N |  |  | N | Electric Utility | 1 | X | NG | DFO
Petroleum Liquids.DFO | petroleum | TRUE | 12341 | MidAmerican Energy Co | 7849 | Knoxville Industrial | IA | Marion | 1 | Petroleum Liquids | IC |  | S | 2 | 0.8 | 2 | 2 | 2 | N |  |  | N | Electric Utility | 1 | X | DFO
Petroleum Liquids.DFO | petroleum | TRUE | 12341 | MidAmerican Energy Co | 7849 | Knoxville Industrial | IA | Marion | 2 | Petroleum Liquids | IC |  | S | 2 | 0.8 | 2 | 2 | 2 | N |  |  | N | Electric Utility | 1 | X | DFO
Petroleum Liquids.DFO | petroleum | TRUE | 12341 | MidAmerican Energy Co | 7849 | Knoxville Industrial | IA | Marion | 3 | Petroleum Liquids | IC |  | S | 2 | 0.8 | 2 | 2 | 2 | N |  |  | N | Electric Utility | 1 | X | DFO
Petroleum Liquids.DFO | petroleum | TRUE | 12341 | MidAmerican Energy Co | 7849 | Knoxville Industrial | IA | Marion | 4 | Petroleum Liquids | IC |  | S | 2 | 0.8 | 2 | 2 | 2 | N |  |  | N | Electric Utility | 1 | X | DFO
Petroleum Liquids.DFO | petroleum | TRUE | 12341 | MidAmerican Energy Co | 7849 | Knoxville Industrial | IA | Marion | 5 | Petroleum Liquids | IC |  | S | 2 | 0.8 | 2 | 2 | 2 | N |  |  | N | Electric Utility | 1 | X | DFO
Petroleum Liquids.DFO | petroleum | TRUE | 12341 | MidAmerican Energy Co | 7849 | Knoxville Industrial | IA | Marion | 6 | Petroleum Liquids | IC |  | S | 2 | 0.8 | 2 | 2 | 2 | N |  |  | N | Electric Utility | 1 | X | DFO
Petroleum Liquids.DFO | petroleum | TRUE | 12341 | MidAmerican Energy Co | 7849 | Knoxville Industrial | IA | Marion | 7 | Petroleum Liquids | IC |  | S | 2 | 0.8 | 2 | 2 | 2 | N |  |  | N | Electric Utility | 1 | X | DFO
Petroleum Liquids.DFO | petroleum | TRUE | 12341 | MidAmerican Energy Co | 7849 | Knoxville Industrial | IA | Marion | 8 | Petroleum Liquids | IC |  | S | 2 | 0.8 | 2 | 2 | 2 | N |  |  | N | Electric Utility | 1 | X | DFO
Petroleum Liquids.DFO | petroleum | TRUE | 12341 | MidAmerican Energy Co | 7850 | Shenandoah | IA | Page | 1 | Petroleum Liquids | IC |  | S | 2 | 0.8 | 2 | 2 | 2 | N |  |  | N | Electric Utility | 1 | X | DFO
Petroleum Liquids.DFO | petroleum | TRUE | 12341 | MidAmerican Energy Co | 7850 | Shenandoah | IA | Page | 10 | Petroleum Liquids | IC |  | S | 2 | 0.8 | 2 | 2 | 2 | N |  |  | N | Electric Utility | 1 | X | DFO
Petroleum Liquids.DFO | petroleum | TRUE | 12341 | MidAmerican Energy Co | 7850 | Shenandoah | IA | Page | 2 | Petroleum Liquids | IC |  | S | 2 | 0.8 | 2 | 2 | 2 | N |  |  | N | Electric Utility | 1 | X | DFO
Petroleum Liquids.DFO | petroleum | TRUE | 12341 | MidAmerican Energy Co | 7850 | Shenandoah | IA | Page | 3 | Petroleum Liquids | IC |  | S | 2 | 0.8 | 2 | 2 | 2 | N |  |  | N | Electric Utility | 1 | X | DFO
Petroleum Liquids.DFO | petroleum | TRUE | 12341 | MidAmerican Energy Co | 7850 | Shenandoah | IA | Page | 4 | Petroleum Liquids | IC |  | S | 2 | 0.8 | 2 | 2 | 2 | N |  |  | N | Electric Utility | 1 | X | DFO
Petroleum Liquids.DFO | petroleum | TRUE | 12341 | MidAmerican Energy Co | 7850 | Shenandoah | IA | Page | 5 | Petroleum Liquids | IC |  | S | 2 | 0.8 | 2 | 2 | 2 | N |  |  | N | Electric Utility | 1 | X | DFO
Petroleum Liquids.DFO | petroleum | TRUE | 12341 | MidAmerican Energy Co | 7850 | Shenandoah | IA | Page | 6 | Petroleum Liquids | IC |  | S | 2 | 0.8 | 2 | 2 | 2 | N |  |  | N | Electric Utility | 1 | X | DFO
Petroleum Liquids.DFO | petroleum | TRUE | 12341 | MidAmerican Energy Co | 7850 | Shenandoah | IA | Page | 7 | Petroleum Liquids | IC |  | S | 2 | 0.8 | 2 | 2 | 2 | N |  |  | N | Electric Utility | 1 | X | DFO
Petroleum Liquids.DFO | petroleum | TRUE | 12341 | MidAmerican Energy Co | 7850 | Shenandoah | IA | Page | 8 | Petroleum Liquids | IC |  | S | 2 | 0.8 | 2 | 2 | 2 | N |  |  | N | Electric Utility | 1 | X | DFO
Petroleum Liquids.DFO | petroleum | TRUE | 12341 | MidAmerican Energy Co | 7850 | Shenandoah | IA | Page | 9 | Petroleum Liquids | IC |  | S | 2 | 0.8 | 2 | 2 | 2 | N |  |  | N | Electric Utility | 1 | X | DFO
Petroleum Liquids.DFO | petroleum | TRUE | 12341 | MidAmerican Energy Co | 7851 | Waterloo Lundquist | IA | Black Hawk | 1 | Petroleum Liquids | IC |  | S | 2 | 0.8 | 2 | 2 | 2 | N |  |  | N | Electric Utility | 1 | X | DFO
Petroleum Liquids.DFO | petroleum | TRUE | 12341 | MidAmerican Energy Co | 7851 | Waterloo Lundquist | IA | Black Hawk | 2 | Petroleum Liquids | IC |  | S | 2 | 0.8 | 2 | 2 | 2 | N |  |  | N | Electric Utility | 1 | X | DFO
Petroleum Liquids.DFO | petroleum | TRUE | 12341 | MidAmerican Energy Co | 7851 | Waterloo Lundquist | IA | Black Hawk | 3 | Petroleum Liquids | IC |  | S | 2 | 0.8 | 2 | 2 | 2 | N |  |  | N | Electric Utility | 1 | X | DFO
Petroleum Liquids.DFO | petroleum | TRUE | 12341 | MidAmerican Energy Co | 7851 | Waterloo Lundquist | IA | Black Hawk | 4 | Petroleum Liquids | IC |  | S | 2 | 0.8 | 2 | 2 | 2 | N |  |  | N | Electric Utility | 1 | X | DFO
Petroleum Liquids.DFO | petroleum | TRUE | 12341 | MidAmerican Energy Co | 7851 | Waterloo Lundquist | IA | Black Hawk | 5 | Petroleum Liquids | IC |  | S | 2 | 0.8 | 2 | 2 | 2 | N |  |  | N | Electric Utility | 1 | X | DFO
Petroleum Liquids.DFO | petroleum | TRUE | 12341 | MidAmerican Energy Co | 7851 | Waterloo Lundquist | IA | Black Hawk | 6 | Petroleum Liquids | IC |  | S | 2 | 0.8 | 2 | 2 | 2 | N |  |  | N | Electric Utility | 1 | X | DFO
Petroleum Liquids.DFO | petroleum | TRUE | 12341 | MidAmerican Energy Co | 7851 | Waterloo Lundquist | IA | Black Hawk | 7 | Petroleum Liquids | IC |  | S | 2 | 0.8 | 2 | 2 | 2 | N |  |  | N | Electric Utility | 1 | X | DFO
Petroleum Liquids.DFO | petroleum | TRUE | 12341 | MidAmerican Energy Co | 7851 | Waterloo Lundquist | IA | Black Hawk | 8 | Petroleum Liquids | IC |  | S | 2 | 0.8 | 2 | 2 | 2 | N |  |  | N | Electric Utility | 1 | X | DFO
Petroleum Liquids.DFO | petroleum | TRUE | 12341 | MidAmerican Energy Co | 7851 | Waterloo Lundquist | IA | Black Hawk | 9 | Petroleum Liquids | IC |  | S | 2 | 0.8 | 2 | 2 | 2 | N |  |  | N | Electric Utility | 1 | X | DFO
Petroleum Liquids.DFO | petroleum | TRUE | 5056 | City of Denison - (IA) | 7853 | West Receiving | IA | Crawford | 1 | Petroleum Liquids | IC |  | S | 1.8 | 0.8 | 1.8 | 1.8 | 1.4 | N |  |  | N | Electric Utility | 1 | X | DFO
Petroleum Liquids.DFO | petroleum | TRUE | 16198 | City of Rock Falls - (IL) | 7854 | Avenue A Generator Sets | IL | Whiteside | 1 | Petroleum Liquids | IC |  | S | 1.8 | 0.8 | 1.8 | 1.8 | 0.5 | N |  |  | N | Electric Utility | 1 | X | DFO
Petroleum Liquids.DFO | petroleum | TRUE | 16198 | City of Rock Falls - (IL) | 7854 | Avenue A Generator Sets | IL | Whiteside | 2 | Petroleum Liquids | IC |  | S | 1.8 | 0.8 | 1.8 | 1.8 | 0.5 | N |  |  | N | Electric Utility | 1 | X | DFO
Onshore Wind Turbine.WND | onshore wind | TRUE | 12894 | City of Moorhead - (MN) | 7855 | Moorhead Wind Turbine | MN | Clay | 8 | Onshore Wind Turbine | WT |  | S | 0.7 |  | 0.7 | 0.7 | 0.1 | N |  |  | N | Electric Utility | 1 | X | WND
Onshore Wind Turbine.WND | onshore wind | TRUE | 12894 | City of Moorhead - (MN) | 7855 | Moorhead Wind Turbine | MN | Clay | 9 | Onshore Wind Turbine | WT |  | S | 0.7 |  | 0.7 | 0.7 | 0.1 | N |  |  | N | Electric Utility | 1 | X | WND
Petroleum Liquids.DFO | petroleum | TRUE | 7626 | City of Greenfield - (IA) | 7856 | North Generation Plant | IA | Adair | 1 | Petroleum Liquids | IC |  | S | 1.8 | 0.8 | 1.8 | 1.8 | 0.5 | N |  |  | N | Electric Utility | 1 | X | DFO
Petroleum Liquids.DFO | petroleum | TRUE | 7626 | City of Greenfield - (IA) | 7856 | North Generation Plant | IA | Adair | 2 | Petroleum Liquids | IC |  | S | 1.8 | 0.8 | 1.8 | 1.8 | 0.5 | N |  |  | N | Electric Utility | 1 | X | DFO
Petroleum Liquids.DFO | petroleum | TRUE | 7626 | City of Greenfield - (IA) | 7856 | North Generation Plant | IA | Adair | 3 | Petroleum Liquids | IC |  | S | 2.2 | 0.8 | 2.2 | 2.2 | 0.6 | N |  |  | N | Electric Utility | 1 | X | DFO
Petroleum Liquids.DFO | petroleum | TRUE | 7626 | City of Greenfield - (IA) | 7856 | North Generation Plant | IA | Adair | 4 | Petroleum Liquids | IC |  | S | 2.2 | 0.8 | 2.2 | 2.2 | 0.6 | N |  |  | N | Electric Utility | 1 | X | DFO
Petroleum Liquids.DFO | petroleum | TRUE | 18231 | City of Stuart - (IA) | 7857 | Gilliam South | IA | Adair | 1 | Petroleum Liquids | IC |  | S | 1.8 | 0.9 | 1.7 | 1.8 | 0.5 | N |  |  | N | Electric Utility | 1 | X | DFO
Petroleum Liquids.DFO | petroleum | TRUE | 18231 | City of Stuart - (IA) | 7857 | Gilliam South | IA | Adair | 7 | Petroleum Liquids | IC |  | S | 2.5 | 0.9 | 2.3 | 2.3 | 0.5 | N |  |  | N | Electric Utility | 1 | X | DFO
Petroleum Liquids.DFO | petroleum | TRUE | 17035 | City of Shelbina - (MO) | 7860 | Shelbina Power #3 | MO | Shelby | G7 | Petroleum Liquids | IC |  | S | 1.8 | 0.8 | 1.8 | 1.8 | 1 | N |  |  | N | Electric Utility | 1 | X | DFO
Petroleum Liquids.DFO | petroleum | TRUE | 17035 | City of Shelbina - (MO) | 7860 | Shelbina Power #3 | MO | Shelby | G8 | Petroleum Liquids | IC |  | S | 1.8 | 0.8 | 1.8 | 1.8 | 1 | N |  |  | N | Electric Utility | 1 | X | DFO
Conventional Hydroelectric.WAT | hydro | TRUE | 40215 | Cordova Electric Coop, Inc | 7862 | Power Creek | AK | Valdez Cordova | 4 | Conventional Hydroelectric | HY |  | S | 3 | 0.8 | 2.8 | 2.7 | 0.1 | N |  |  | N | Electric Utility | 1 | X | WAT
Conventional Hydroelectric.WAT | hydro | TRUE | 40215 | Cordova Electric Coop, Inc | 7862 | Power Creek | AK | Valdez Cordova | 5 | Conventional Hydroelectric | HY |  | S | 3 | 0.8 | 2.8 | 2.7 | 0.1 | N |  |  | N | Electric Utility | 1 | X | WAT
Natural Gas Fired Combustion Turbine.NG | natural gas peaker | TRUE | 4716 | Dairyland Power Coop | 7863 | Elk Mound | WI | Chippewa | 1 | Natural Gas Fired Combustion Turbine | GT |  | S | 35.5 | 0.8 | 30.7 | 40.4 | 20.7 | N |  |  | N | Electric Utility | 1 | X | NG | DFO
Natural Gas Fired Combustion Turbine.NG | natural gas peaker | TRUE | 4716 | Dairyland Power Coop | 7863 | Elk Mound | WI | Chippewa | 2 | Natural Gas Fired Combustion Turbine | GT |  | S | 35.5 | 0.8 | 33.9 | 44.3 | 21.1 | N |  |  | N | Electric Utility | 1 | X | NG | DFO
Petroleum Liquids.DFO | petroleum | TRUE | 5563 | City of Earlville - (IA) | 7865 | Earlville | IA | Delaware | 1 | Petroleum Liquids | IC |  | S | 1.8 | 0.98 | 1.8 | 1.8 | 0 | N |  |  | N | Electric Utility | 1 | X | DFO
Conventional Hydroelectric.WAT | hydro | TRUE | 15500 | Puget Sound Energy Inc | 7867 | Snoqualmie 2 | WA | King | 6A | Conventional Hydroelectric | HY |  | S | 14.4 | 0.95 | 12.6 | 12.6 | 5.2 | N |  |  | N | Electric Utility | 1 | X | WAT
Conventional Hydroelectric.WAT | hydro | TRUE | 15500 | Puget Sound Energy Inc | 7867 | Snoqualmie 2 | WA | King | 7 | Conventional Hydroelectric | HY |  | S | 24.3 | 0.9 | 21 | 21 | 5 | N |  |  | N | Electric Utility | 1 | X | WAT
Petroleum Liquids.DFO | petroleum | TRUE | 56505 | National Grid Generation LLC | 7869 | Glenwood Landing | NY | Nassau | GT1 | Petroleum Liquids | GT |  | S | 16 | 0.85 | 12.6 | 17.6 | 10 | N |  |  | N | Electric Utility | 1 | X | DFO | KER
Natural Gas Fired Combustion Turbine.NG | natural gas peaker | TRUE | 56505 | National Grid Generation LLC | 7869 | Glenwood Landing | NY | Nassau | GT4 | Natural Gas Fired Combustion Turbine | GT |  | S | 53 | 0.9 | 42.6 | 47 | 37 | N |  |  | N | Electric Utility | 1 | X | NG | KER
Natural Gas Fired Combustion Turbine.NG | natural gas peaker | TRUE | 56505 | National Grid Generation LLC | 7869 | Glenwood Landing | NY | Nassau | GT5 | Natural Gas Fired Combustion Turbine | GT |  | S | 53 | 0.9 | 42.5 | 47 | 37 | N |  |  | N | Electric Utility | 1 | X | NG | KER
Natural Gas Fired Combined Cycle.NG | natural gas combined cycle | TRUE | 15500 | Puget Sound Energy Inc | 7870 | Encogen | WA | Whatcom | CTG1 | Natural Gas Fired Combined Cycle | CT | CC1 | S | 39.4 | 0.9 | 34.5 | 42.2 | 21 | N |  |  | N | Electric Utility | 1 | X | NG | DFO
Natural Gas Fired Combined Cycle.NG | natural gas combined cycle | TRUE | 15500 | Puget Sound Energy Inc | 7870 | Encogen | WA | Whatcom | CTG2 | Natural Gas Fired Combined Cycle | CT | CC1 | S | 39.4 | 0.9 | 34.5 | 42.2 | 21 | N |  |  | N | Electric Utility | 1 | X | NG | DFO
Natural Gas Fired Combined Cycle.NG | natural gas combined cycle | TRUE | 15500 | Puget Sound Energy Inc | 7870 | Encogen | WA | Whatcom | CTG3 | Natural Gas Fired Combined Cycle | CT | CC1 | S | 39.4 | 0.9 | 34.5 | 42.2 | 22 | N |  |  | N | Electric Utility | 1 | X | NG | DFO
Natural Gas Fired Combined Cycle.NG | natural gas combined cycle | TRUE | 15500 | Puget Sound Energy Inc | 7870 | Encogen | WA | Whatcom | STG | Natural Gas Fired Combined Cycle | CA | CC1 | S | 58.2 | 0.9 | 55.9 | 55.9 | 30 | N |  |  | N | Electric Utility | 1 | X | NG | DFO
Natural Gas Fired Combustion Turbine.NG | natural gas peaker | TRUE | 25422 | Buckeye Power, Inc | 7872 | Robert P Mone Plant | OH | Van Wert | 1 | Natural Gas Fired Combustion Turbine | GT |  | S | 198 | 0.85 | 145 | 180 | 100 | N |  |  | N | Electric Utility | 1 | X | NG | DFO
Natural Gas Fired Combustion Turbine.NG | natural gas peaker | TRUE | 25422 | Buckeye Power, Inc | 7872 | Robert P Mone Plant | OH | Van Wert | 2 | Natural Gas Fired Combustion Turbine | GT |  | S | 198 | 0.85 | 145 | 180 | 100 | N |  |  | N | Electric Utility | 1 | X | NG | DFO
Natural Gas Fired Combustion Turbine.NG | natural gas peaker | TRUE | 25422 | Buckeye Power, Inc | 7872 | Robert P Mone Plant | OH | Van Wert | 3 | Natural Gas Fired Combustion Turbine | GT |  | S | 198 | 0.85 | 145 | 180 | 100 | N |  |  | N | Electric Utility | 1 | X | NG | DFO
Natural Gas Fired Combined Cycle.NG | natural gas combined cycle | TRUE | 18454 | Tampa Electric Co | 7873 | H L Culbreath Bayside Power Station | FL | Hillsborough | 1A | Natural Gas Fired Combined Cycle | CT | CC1 | S | 189.9 | 0.9 | 156 | 183 | 78 | N |  |  | N | Electric Utility | 1 | X | NG
Natural Gas Fired Combined Cycle.NG | natural gas combined cycle | TRUE | 18454 | Tampa Electric Co | 7873 | H L Culbreath Bayside Power Station | FL | Hillsborough | 1B | Natural Gas Fired Combined Cycle | CT | CC1 | S | 189.9 | 0.9 | 156 | 183 | 78 | N |  |  | N | Electric Utility | 1 | X | NG
Natural Gas Fired Combined Cycle.NG | natural gas combined cycle | TRUE | 18454 | Tampa Electric Co | 7873 | H L Culbreath Bayside Power Station | FL | Hillsborough | 1C | Natural Gas Fired Combined Cycle | CT | CC1 | S | 189.9 | 0.9 | 156 | 183 | 78 | N |  |  | N | Electric Utility | 1 | X | NG
Natural Gas Fired Combined Cycle.NG | natural gas combined cycle | TRUE | 18454 | Tampa Electric Co | 7873 | H L Culbreath Bayside Power Station | FL | Hillsborough | 1ST | Natural Gas Fired Combined Cycle | CA | CC1 | S | 239.4 | 0.85 | 233 | 243 | 47 | N |  |  | N | Electric Utility | 1 | X | NG
Natural Gas Fired Combined Cycle.NG | natural gas combined cycle | TRUE | 18454 | Tampa Electric Co | 7873 | H L Culbreath Bayside Power Station | FL | Hillsborough | 2A | Natural Gas Fired Combined Cycle | CT | CC2 | S | 189.9 | 0.9 | 156 | 183 | 78 | N |  |  | N | Electric Utility | 1 | X | NG
Natural Gas Fired Combined Cycle.NG | natural gas combined cycle | TRUE | 18454 | Tampa Electric Co | 7873 | H L Culbreath Bayside Power Station | FL | Hillsborough | 2B | Natural Gas Fired Combined Cycle | CT | CC2 | S | 189.9 | 0.9 | 156 | 183 | 78 | N |  |  | N | Electric Utility | 1 | X | NG
Natural Gas Fired Combined Cycle.NG | natural gas combined cycle | TRUE | 18454 | Tampa Electric Co | 7873 | H L Culbreath Bayside Power Station | FL | Hillsborough | 2C | Natural Gas Fired Combined Cycle | CT | CC2 | S | 189.9 | 0.9 | 156 | 183 | 78 | N |  |  | N | Electric Utility | 1 | X | NG
Natural Gas Fired Combined Cycle.NG | natural gas combined cycle | TRUE | 18454 | Tampa Electric Co | 7873 | H L Culbreath Bayside Power Station | FL | Hillsborough | 2D | Natural Gas Fired Combined Cycle | CT | CC2 | S | 189.9 | 0.9 | 156 | 183 | 78 | N |  |  | N | Electric Utility | 1 | X | NG
Natural Gas Fired Combined Cycle.NG | natural gas combined cycle | TRUE | 18454 | Tampa Electric Co | 7873 | H L Culbreath Bayside Power Station | FL | Hillsborough | 2ST | Natural Gas Fired Combined Cycle | CA | CC2 | S | 445.7 | 0.9 | 305 | 315 | 52 | N |  |  | N | Electric Utility | 1 | X | NG
Natural Gas Fired Combustion Turbine.NG | natural gas peaker | TRUE | 18454 | Tampa Electric Co | 7873 | H L Culbreath Bayside Power Station | FL | Hillsborough | 3 | Natural Gas Fired Combustion Turbine | GT |  | S | 69.9 | 0.85 | 56 | 61 | 14 | N |  |  | N | Electric Utility | 1 | X | NG
Natural Gas Fired Combustion Turbine.NG | natural gas peaker | TRUE | 18454 | Tampa Electric Co | 7873 | H L Culbreath Bayside Power Station | FL | Hillsborough | 4 | Natural Gas Fired Combustion Turbine | GT |  | S | 69.9 | 0.85 | 56 | 61 | 14 | N |  |  | N | Electric Utility | 1 | X | NG
Natural Gas Fired Combustion Turbine.NG | natural gas peaker | TRUE | 18454 | Tampa Electric Co | 7873 | H L Culbreath Bayside Power Station | FL | Hillsborough | 5 | Natural Gas Fired Combustion Turbine | GT |  | S | 69.9 | 0.85 | 56 | 61 | 14 | N |  |  | N | Electric Utility | 1 | X | NG
Natural Gas Fired Combustion Turbine.NG | natural gas peaker | TRUE | 18454 | Tampa Electric Co | 7873 | H L Culbreath Bayside Power Station | FL | Hillsborough | 6 | Natural Gas Fired Combustion Turbine | GT |  | S | 69.9 | 0.85 | 56 | 61 | 14 | N |  |  | N | Electric Utility | 1 | X | NG
Petroleum Liquids.DFO | petroleum | TRUE | 40577 | American Mun Power-Ohio, Inc | 7874 | Edgerton | OH | Williams | 1 | Petroleum Liquids | IC |  | J | 1.8 | 0.8 | 1.8 | 1.8 | 1.8 | N |  |  | N | Electric Utility | 1 | X | DFO
Petroleum Liquids.DFO | petroleum | TRUE | 40577 | American Mun Power-Ohio, Inc | 7874 | Edgerton | OH | Williams | 2 | Petroleum Liquids | IC |  | J | 1.8 | 0.8 | 1.8 | 1.8 | 1.8 | N |  |  | N | Electric Utility | 1 | X | DFO
Petroleum Liquids.DFO | petroleum | TRUE | 40577 | American Mun Power-Ohio, Inc | 7878 | Wellington | OH | Lorain | 1 | Petroleum Liquids | IC |  | S | 1 | 0.8 | 1 | 1 | 1 | N |  |  | N | Electric Utility | 1 | X | DFO
Petroleum Liquids.DFO | petroleum | TRUE | 15293 | Powell Valley Electric Coop | 7883 | Powell Valley | TN | Hancock | 1 | Petroleum Liquids | IC |  | S | 2 | 0.9 | 1.8 | 1.8 | 0.4 | N |  |  | N | Electric Utility | 1 | X | DFO
Petroleum Liquids.DFO | petroleum | TRUE | 15293 | Powell Valley Electric Coop | 7883 | Powell Valley | TN | Hancock | 10 | Petroleum Liquids | IC |  | S | 2 | 0.9 | 1.8 | 1.8 | 0.4 | N |  |  | N | Electric Utility | 1 | X | DFO
Petroleum Liquids.DFO | petroleum | TRUE | 15293 | Powell Valley Electric Coop | 7883 | Powell Valley | TN | Hancock | 11 | Petroleum Liquids | IC |  | S | 2 | 0.9 | 1.8 | 1.8 | 0.4 | N |  |  | N | Electric Utility | 1 | X | DFO
Petroleum Liquids.DFO | petroleum | TRUE | 15293 | Powell Valley Electric Coop | 7883 | Powell Valley | TN | Hancock | 2 | Petroleum Liquids | IC |  | S | 2 | 0.9 | 1.8 | 1.8 | 0.4 | N |  |  | N | Electric Utility | 1 | X | DFO
Petroleum Liquids.DFO | petroleum | TRUE | 15293 | Powell Valley Electric Coop | 7883 | Powell Valley | TN | Hancock | 3 | Petroleum Liquids | IC |  | S | 2 | 0.9 | 1.8 | 1.8 | 0.4 | N |  |  | N | Electric Utility | 1 | X | DFO
Petroleum Liquids.DFO | petroleum | TRUE | 15293 | Powell Valley Electric Coop | 7883 | Powell Valley | TN | Hancock | 4 | Petroleum Liquids | IC |  | S | 2 | 0.9 | 1.8 | 1.8 | 0.4 | N |  |  | N | Electric Utility | 1 | X | DFO
Petroleum Liquids.DFO | petroleum | TRUE | 15293 | Powell Valley Electric Coop | 7883 | Powell Valley | TN | Hancock | 5 | Petroleum Liquids | IC |  | S | 2 | 0.9 | 1.8 | 1.8 | 0.4 | N |  |  | N | Electric Utility | 1 | X | DFO
Petroleum Liquids.DFO | petroleum | TRUE | 15293 | Powell Valley Electric Coop | 7883 | Powell Valley | TN | Hancock | 6 | Petroleum Liquids | IC |  | S | 2 | 0.9 | 1.8 | 1.8 | 0.4 | N |  |  | N | Electric Utility | 1 | X | DFO
Petroleum Liquids.DFO | petroleum | TRUE | 15293 | Powell Valley Electric Coop | 7883 | Powell Valley | TN | Hancock | 7 | Petroleum Liquids | IC |  | S | 2 | 0.9 | 1.8 | 1.8 | 0.4 | N |  |  | N | Electric Utility | 1 | X | DFO
Petroleum Liquids.DFO | petroleum | TRUE | 15293 | Powell Valley Electric Coop | 7883 | Powell Valley | TN | Hancock | 8 | Petroleum Liquids | IC |  | S | 2 | 0.9 | 1.8 | 1.8 | 0.4 | N |  |  | N | Electric Utility | 1 | X | DFO
Petroleum Liquids.DFO | petroleum | TRUE | 15293 | Powell Valley Electric Coop | 7883 | Powell Valley | TN | Hancock | 9 | Petroleum Liquids | IC |  | S | 2 | 0.9 | 1.8 | 1.8 | 0.4 | N |  |  | N | Electric Utility | 1 | X | DFO
Petroleum Liquids.DFO | petroleum | FALSE | 4775 | Dakota Magic Casino | 7884 | Dakota Magic | ND | Richland | 1 | Petroleum Liquids | IC |  | S | 1.5 | 0.8 | 1.5 | 1.5 | 0.1 | N |  |  | N | Commercial Non-CHP | 4 | X | DFO
Onshore Wind Turbine.WND | onshore wind | TRUE | 11479 | Madison Gas & Electric Co | 7886 | Wind Turbine | WI | Kewaunee | 1 | Onshore Wind Turbine | WT |  | S | 11 |  | 11 | 11 | 0 | N |  |  | N | Electric Utility | 1 | X | WND
Natural Gas Fired Combined Cycle.NG | natural gas combined cycle | TRUE | 11018 | Lincoln Electric System | 7887 | Terry Bundy Generating Station | NE | Lancaster | 1 | Natural Gas Fired Combined Cycle | CA | CC1 | S | 28.2 | 0.9 | 27.3 | 28.6 | 10 | N |  |  | N | Electric Utility | 1 | X | NG
Natural Gas Fired Combined Cycle.NG | natural gas combined cycle | TRUE | 11018 | Lincoln Electric System | 7887 | Terry Bundy Generating Station | NE | Lancaster | 2 | Natural Gas Fired Combined Cycle | CT | CC1 | S | 60.5 | 0.85 | 46 | 48 | 20 | N |  |  | N | Electric Utility | 1 | X | NG | DFO
Natural Gas Fired Combined Cycle.NG | natural gas combined cycle | TRUE | 11018 | Lincoln Electric System | 7887 | Terry Bundy Generating Station | NE | Lancaster | 3 | Natural Gas Fired Combined Cycle | CT | CC1 | S | 60.5 | 0.85 | 45.2 | 48 | 20 | N |  |  | N | Electric Utility | 1 | X | NG | DFO
Natural Gas Fired Combustion Turbine.NG | natural gas peaker | TRUE | 11018 | Lincoln Electric System | 7887 | Terry Bundy Generating Station | NE | Lancaster | 4 | Natural Gas Fired Combustion Turbine | GT |  | S | 60.5 | 0.85 | 45.4 | 48 | 20 | N |  |  | N | Electric Utility | 1 | X | NG | DFO
Petroleum Liquids.DFO | petroleum | TRUE | 11018 | Lincoln Electric System | 7887 | Terry Bundy Generating Station | NE | Lancaster | BSU | Petroleum Liquids | IC |  | S | 1.8 | 0.8 | 1.6 | 1.6 | 0 | N |  |  | N | Electric Utility | 1 | X | DFO
Landfill Gas.LFG | natural gas peaker | TRUE | 11018 | Lincoln Electric System | 7887 | Terry Bundy Generating Station | NE | Lancaster | LFG1 | Landfill Gas | IC |  | S | 1.6 | 0.8 | 1.6 | 1.6 | 1.1 | N |  |  | N | Electric Utility | 1 | X | LFG
Landfill Gas.LFG | natural gas peaker | TRUE | 11018 | Lincoln Electric System | 7887 | Terry Bundy Generating Station | NE | Lancaster | LFG2 | Landfill Gas | IC |  | S | 1.6 | 0.8 | 1.6 | 1.6 | 1.1 | N |  |  | N | Electric Utility | 1 | X | LFG
Landfill Gas.LFG | natural gas peaker | TRUE | 11018 | Lincoln Electric System | 7887 | Terry Bundy Generating Station | NE | Lancaster | LFG3 | Landfill Gas | IC |  | S | 1.6 | 0.8 | 1.6 | 1.6 | 1.1 | N |  |  | N | Electric Utility | 1 | X | LFG
Natural Gas Fired Combined Cycle.NG | natural gas combined cycle | TRUE | 17650 | Southern Power Co | 7897 | E B Harris Electric Generating Plant | AL | Autauga | CT1A | Natural Gas Fired Combined Cycle | CT | G103 | S | 185 | 0.85 | 182.6 | 194.9 | 125 | N |  |  | N | IPP Non-CHP | 2 | X | NG
Natural Gas Fired Combined Cycle.NG | natural gas combined cycle | TRUE | 17650 | Southern Power Co | 7897 | E B Harris Electric Generating Plant | AL | Autauga | CT1B | Natural Gas Fired Combined Cycle | CT | G103 | S | 185 | 0.85 | 182.6 | 194.9 | 125 | N |  |  | N | IPP Non-CHP | 2 | X | NG
Natural Gas Fired Combined Cycle.NG | natural gas combined cycle | TRUE | 17650 | Southern Power Co | 7897 | E B Harris Electric Generating Plant | AL | Autauga | CT2A | Natural Gas Fired Combined Cycle | CT | G104 | S | 185 | 0.85 | 178.3 | 192.5 | 125 | N |  |  | N | IPP Non-CHP | 2 | X | NG
Natural Gas Fired Combined Cycle.NG | natural gas combined cycle | TRUE | 17650 | Southern Power Co | 7897 | E B Harris Electric Generating Plant | AL | Autauga | CT2B | Natural Gas Fired Combined Cycle | CT | G104 | S | 185 | 0.85 | 178.3 | 192.5 | 125 | N |  |  | N | IPP Non-CHP | 2 | X | NG
Natural Gas Fired Combined Cycle.NG | natural gas combined cycle | TRUE | 17650 | Southern Power Co | 7897 | E B Harris Electric Generating Plant | AL | Autauga | ST1 | Natural Gas Fired Combined Cycle | CA | G103 | S | 282 | 0.9 | 293 | 293 | 130 | N |  |  | N | IPP Non-CHP | 2 | X | NG
Natural Gas Fired Combined Cycle.NG | natural gas combined cycle | TRUE | 17650 | Southern Power Co | 7897 | E B Harris Electric Generating Plant | AL | Autauga | ST2 | Natural Gas Fired Combined Cycle | CA | G104 | S | 282 | 0.9 | 300 | 300 | 130 | N |  |  | N | IPP Non-CHP | 2 | X | NG
Natural Gas Fired Combined Cycle.NG | natural gas combined cycle | TRUE | 1015 | Austin Energy | 7900 | Sand Hill | TX | Travis | 5A | Natural Gas Fired Combined Cycle | CT | CC1 | S | 198 | 0.85 | 161 | 180 | 92 | N |  |  | N | Electric Utility | 1 | X | NG
Natural Gas Fired Combined Cycle.NG | natural gas combined cycle | TRUE | 1015 | Austin Energy | 7900 | Sand Hill | TX | Travis | 5C | Natural Gas Fired Combined Cycle | CA | CC1 | S | 190 | 0.85 | 151 | 164 | 55 | N |  |  | N | Electric Utility | 1 | X | NG
Natural Gas Fired Combustion Turbine.NG | natural gas peaker | TRUE | 1015 | Austin Energy | 7900 | Sand Hill | TX | Travis | SH1 | Natural Gas Fired Combustion Turbine | GT |  | S | 51.4 | 0.85 | 47.3 | 47.3 | 12 | N |  |  | N | Electric Utility | 1 | X | NG
Natural Gas Fired Combustion Turbine.NG | natural gas peaker | TRUE | 1015 | Austin Energy | 7900 | Sand Hill | TX | Travis | SH2 | Natural Gas Fired Combustion Turbine | GT |  | S | 51.4 | 0.85 | 47.3 | 47.3 | 12 | N |  |  | N | Electric Utility | 1 | X | NG
Natural Gas Fired Combustion Turbine.NG | natural gas peaker | TRUE | 1015 | Austin Energy | 7900 | Sand Hill | TX | Travis | SH3 | Natural Gas Fired Combustion Turbine | GT |  | S | 51.4 | 0.85 | 47.3 | 47.3 | 12 | N |  |  | N | Electric Utility | 1 | X | NG
Natural Gas Fired Combustion Turbine.NG | natural gas peaker | TRUE | 1015 | Austin Energy | 7900 | Sand Hill | TX | Travis | SH4 | Natural Gas Fired Combustion Turbine | GT |  | S | 51.4 | 0.85 | 47.3 | 47.3 | 12 | N |  |  | N | Electric Utility | 1 | X | NG
Natural Gas Fired Combustion Turbine.NG | natural gas peaker | TRUE | 1015 | Austin Energy | 7900 | Sand Hill | TX | Travis | SH6 | Natural Gas Fired Combustion Turbine | GT |  | S | 51.4 | 0.9 | 47.3 | 47.3 | 15 | N |  |  | N | Electric Utility | 1 | X | NG
Natural Gas Fired Combustion Turbine.NG | natural gas peaker | TRUE | 1015 | Austin Energy | 7900 | Sand Hill | TX | Travis | SH7 | Natural Gas Fired Combustion Turbine | GT |  | S | 51.4 | 0.9 | 47.3 | 47.3 | 12 | N |  |  | N | Electric Utility | 1 | X | NG
Conventional Steam Coal.LIG | lignite | TRUE | 17698 | Southwestern Electric Power Co | 7902 | Pirkey | TX | Harrison | 1 | Conventional Steam Coal | ST |  | J | 721 | 0.9 | 650 | 650 | 300 | N | 3 | 2023 | N | Electric Utility | 1 | X | LIG | NG | SUB
Natural Gas Fired Combustion Turbine.NG | natural gas peaker | TRUE | 17833 | City Utilities of Springfield - (MO) | 7903 | McCartney | MO | Greene | MGS1 | Natural Gas Fired Combustion Turbine | GT |  | S | 58.9 | 0.85 | 50 | 50 | 30 | N |  |  | N | Electric Utility | 1 | X | NG
Natural Gas Fired Combustion Turbine.NG | natural gas peaker | TRUE | 17833 | City Utilities of Springfield - (MO) | 7903 | McCartney | MO | Greene | MSG2 | Natural Gas Fired Combustion Turbine | GT |  | S | 58.9 | 0.85 | 50 | 50 | 30 | N |  |  | N | Electric Utility | 1 | X | NG
Conventional Hydroelectric.WAT | hydro | TRUE | 10325 | Kings River Conservation Dist | 7907 | Pine Flat | CA | Fresno | 1 | Conventional Hydroelectric | HY |  | S | 55 | 0.95 | 55 | 55 | 5 | N |  |  | N | Electric Utility | 1 | X | WAT
Conventional Hydroelectric.WAT | hydro | TRUE | 10325 | Kings River Conservation Dist | 7907 | Pine Flat | CA | Fresno | 2 | Conventional Hydroelectric | HY |  | S | 55 | 0.95 | 55 | 55 | 5 | N |  |  | N | Electric Utility | 1 | X | WAT
Conventional Hydroelectric.WAT | hydro | TRUE | 10325 | Kings River Conservation Dist | 7907 | Pine Flat | CA | Fresno | 3 | Conventional Hydroelectric | HY |  | S | 55 | 0.95 | 55 | 55 | 5 | N |  |  | N | Electric Utility | 1 | X | WAT
Natural Gas Fired Combustion Turbine.NG | natural gas peaker | TRUE | 15296 | New York Power Authority | 7909 | Vernon Boulevard | NY | Queens | VG02 | Natural Gas Fired Combustion Turbine | GT |  | S | 47 | 1 | 40 | 40 | 1 | N |  |  | N | Electric Utility | 1 | X | NG
Natural Gas Fired Combustion Turbine.NG | natural gas peaker | TRUE | 15296 | New York Power Authority | 7909 | Vernon Boulevard | NY | Queens | VG03 | Natural Gas Fired Combustion Turbine | GT |  | S | 47 | 1 | 39.9 | 39.9 | 1 | N |  |  | N | Electric Utility | 1 | X | NG
Natural Gas Fired Combustion Turbine.NG | natural gas peaker | TRUE | 15296 | New York Power Authority | 7910 | Joseph J Seymour Power Project | NY | Kings | 1 | Natural Gas Fired Combustion Turbine | GT |  | S | 47 | 1 | 40 | 40 | 1 | N |  |  | N | Electric Utility | 1 | X | NG
Natural Gas Fired Combustion Turbine.NG | natural gas peaker | TRUE | 15296 | New York Power Authority | 7910 | Joseph J Seymour Power Project | NY | Kings | 2 | Natural Gas Fired Combustion Turbine | GT |  | S | 47 | 1 | 39.9 | 39.9 | 1 | N |  |  | N | Electric Utility | 1 | X | NG
Conventional Hydroelectric.WAT | hydro | TRUE | 64145 | Kern and Tule Hydro LLC | 7911 | Kern Canyon | CA | Kern | 1 | Conventional Hydroelectric | HY |  | S | 11.5 | 0.9 | 11.5 | 11.5 | 0 | N |  |  | N | Electric Utility | 1 | X | WAT
Natural Gas Fired Combustion Turbine.NG | natural gas peaker | TRUE | 15296 | New York Power Authority | 7912 | Brentwood | NY | Suffolk | 1 | Natural Gas Fired Combustion Turbine | GT |  | S | 47 | 1 | 45 | 46 | 1 | N |  |  | N | Electric Utility | 1 | X | NG
Natural Gas Fired Combustion Turbine.NG | natural gas peaker | TRUE | 15296 | New York Power Authority | 7913 | Hell Gate | NY | Bronx | HG01 | Natural Gas Fired Combustion Turbine | GT |  | S | 47 | 1 | 39.9 | 39.9 | 1 | N |  |  | N | Electric Utility | 1 | X | NG
Natural Gas Fired Combustion Turbine.NG | natural gas peaker | TRUE | 15296 | New York Power Authority | 7913 | Hell Gate | NY | Bronx | HG02 | Natural Gas Fired Combustion Turbine | GT |  | S | 47 | 1 | 40 | 40 | 1 | N |  |  | N | Electric Utility | 1 | X | NG
Natural Gas Fired Combustion Turbine.NG | natural gas peaker | TRUE | 15296 | New York Power Authority | 7914 | Harlem River Yard | NY | Bronx | HR01 | Natural Gas Fired Combustion Turbine | GT |  | S | 47 | 1 | 39.9 | 39.9 | 1 | N |  |  | N | Electric Utility | 1 | X | NG
Natural Gas Fired Combustion Turbine.NG | natural gas peaker | TRUE | 15296 | New York Power Authority | 7914 | Harlem River Yard | NY | Bronx | HR02 | Natural Gas Fired Combustion Turbine | GT |  | S | 47 | 1 | 40 | 40 | 1 | N |  |  | N | Electric Utility | 1 | X | NG
Natural Gas Fired Combustion Turbine.NG | natural gas peaker | TRUE | 15296 | New York Power Authority | 7915 | North 1st | NY | Kings | N01 | Natural Gas Fired Combustion Turbine | GT |  | S | 47 | 1 | 46 | 46 | 1 | N |  |  | N | Electric Utility | 1 | X | NG
Natural Gas Fired Combustion Turbine.NG | natural gas peaker | TRUE | 13994 | Oglethorpe Power Corporation | 7916 | Talbot County Energy | GA | Talbot | 1 | Natural Gas Fired Combustion Turbine | GT |  | S | 121 | 0.85 | 97 | 114 | 70 | N |  |  | N | Electric Utility | 1 | X | NG
Natural Gas Fired Combustion Turbine.NG | natural gas peaker | TRUE | 13994 | Oglethorpe Power Corporation | 7916 | Talbot County Energy | GA | Talbot | 2 | Natural Gas Fired Combustion Turbine | GT |  | S | 121 | 0.85 | 95.8 | 114 | 70 | N |  |  | N | Electric Utility | 1 | X | NG
Natural Gas Fired Combustion Turbine.NG | natural gas peaker | TRUE | 13994 | Oglethorpe Power Corporation | 7916 | Talbot County Energy | GA | Talbot | 3 | Natural Gas Fired Combustion Turbine | GT |  | S | 121 | 0.85 | 96.2 | 114 | 70 | N |  |  | N | Electric Utility | 1 | X | NG
Natural Gas Fired Combustion Turbine.NG | natural gas peaker | TRUE | 13994 | Oglethorpe Power Corporation | 7916 | Talbot County Energy | GA | Talbot | 4 | Natural Gas Fired Combustion Turbine | GT |  | S | 121 | 0.85 | 97.3 | 114 | 70 | N |  |  | N | Electric Utility | 1 | X | NG
Natural Gas Fired Combustion Turbine.NG | natural gas peaker | TRUE | 13994 | Oglethorpe Power Corporation | 7916 | Talbot County Energy | GA | Talbot | 5 | Natural Gas Fired Combustion Turbine | GT |  | S | 121 | 0.85 | 96.5 | 114 | 70 | N |  |  | N | Electric Utility | 1 | X | NG | DFO
Natural Gas Fired Combustion Turbine.NG | natural gas peaker | TRUE | 13994 | Oglethorpe Power Corporation | 7916 | Talbot County Energy | GA | Talbot | 6 | Natural Gas Fired Combustion Turbine | GT |  | S | 121 | 0.85 | 96.3 | 114 | 70 | N |  |  | N | Electric Utility | 1 | X | NG | DFO
Natural Gas Fired Combined Cycle.NG | natural gas combined cycle | TRUE | 13994 | Oglethorpe Power Corporation | 7917 | Chattahoochee Energy Facility | GA | Heard | 1 | Natural Gas Fired Combined Cycle | CT | 2224 | S | 176 | 0.85 | 145.5 | 169.5 | 65 | N |  |  | N | Electric Utility | 1 | X | NG
Natural Gas Fired Combined Cycle.NG | natural gas combined cycle | TRUE | 13994 | Oglethorpe Power Corporation | 7917 | Chattahoochee Energy Facility | GA | Heard | 2 | Natural Gas Fired Combined Cycle | CT | 2224 | S | 176 | 0.85 | 141.5 | 167.5 | 130 | N |  |  | N | Electric Utility | 1 | X | NG
Natural Gas Fired Combined Cycle.NG | natural gas combined cycle | TRUE | 13994 | Oglethorpe Power Corporation | 7917 | Chattahoochee Energy Facility | GA | Heard | 3 | Natural Gas Fired Combined Cycle | CA | 2224 | S | 187.7 | 0.85 | 179 | 189 | 130 | N |  |  | N | Electric Utility | 1 | X | NG
Petroleum Liquids.DFO | petroleum | TRUE | 40577 | American Mun Power-Ohio, Inc | 7918 | Galion | OH | Crawford | 1 | Petroleum Liquids | IC |  | J | 1.8 | 0.8 | 1.8 | 1.8 | 1.8 | N |  |  | N | Electric Utility | 1 | X | DFO
Petroleum Liquids.DFO | petroleum | TRUE | 40577 | American Mun Power-Ohio, Inc | 7918 | Galion | OH | Crawford | 2 | Petroleum Liquids | IC |  | J | 1.8 | 0.8 | 1.8 | 1.8 | 1.8 | N |  |  | N | Electric Utility | 1 | X | DFO
Petroleum Liquids.DFO | petroleum | TRUE | 40577 | American Mun Power-Ohio, Inc | 7918 | Galion | OH | Crawford | 3 | Petroleum Liquids | IC |  | J | 1.8 | 0.8 | 1.8 | 1.8 | 1.8 | N |  |  | N | Electric Utility | 1 | X | DFO
Petroleum Liquids.DFO | petroleum | TRUE | 40577 | American Mun Power-Ohio, Inc | 7919 | Seville | OH | Medina | 1 | Petroleum Liquids | IC |  | J | 1.8 | 0.8 | 1.8 | 1.8 | 1.8 | N |  |  | N | Electric Utility | 1 | X | DFO
Petroleum Liquids.DFO | petroleum | TRUE | 40577 | American Mun Power-Ohio, Inc | 7919 | Seville | OH | Medina | 2 | Petroleum Liquids | IC |  | J | 1.8 | 0.8 | 1.8 | 1.8 | 1.8 | N |  |  | N | Electric Utility | 1 | X | DFO
Petroleum Liquids.DFO | petroleum | TRUE | 40577 | American Mun Power-Ohio, Inc | 7919 | Seville | OH | Medina | 3 | Petroleum Liquids | IC |  | J | 1.8 | 0.8 | 1.8 | 1.8 | 1.8 | N |  |  | N | Electric Utility | 1 | X | DFO
Petroleum Liquids.DFO | petroleum | TRUE | 19062 | City of Traer - (IA) | 7920 | Traer South | IA | Tama | 5 | Petroleum Liquids | IC |  | S | 2 | 0.8 | 1.8 | 1.8 | 1.6 | N |  |  | N | Electric Utility | 1 | X | DFO
Petroleum Liquids.DFO | petroleum | TRUE | 11611 | City of Maquoketa - (IA) | 7921 | Maquoketa 2 | IA | Jackson | 11 | Petroleum Liquids | IC |  | S | 2 | 0.95 | 1.2 | 1.2 | 0.6 | N |  |  | N | Electric Utility | 1 | X | DFO
Petroleum Liquids.DFO | petroleum | TRUE | 11611 | City of Maquoketa - (IA) | 7921 | Maquoketa 2 | IA | Jackson | 12 | Petroleum Liquids | IC |  | S | 2 | 0.95 | 1.3 | 1.3 | 0.6 | N |  |  | N | Electric Utility | 1 | X | DFO
Petroleum Liquids.DFO | petroleum | TRUE | 11611 | City of Maquoketa - (IA) | 7921 | Maquoketa 2 | IA | Jackson | 13 | Petroleum Liquids | IC |  | S | 2 | 0.95 | 1.3 | 1.3 | 0.6 | N |  |  | N | Electric Utility | 1 | X | DFO
Petroleum Liquids.DFO | petroleum | TRUE | 11611 | City of Maquoketa - (IA) | 7921 | Maquoketa 2 | IA | Jackson | 14 | Petroleum Liquids | IC |  | S | 2 | 0.95 | 1.3 | 1.3 | 0.6 | N |  |  | N | Electric Utility | 1 | X | DFO
Petroleum Liquids.DFO | petroleum | TRUE | 2287 | City of Brooklyn - (IA) | 7922 | Brooklyn City North Plant | IA | Poweshiek | 7 | Petroleum Liquids | IC |  | S | 2.3 | 1 | 2 | 2 | 0.2 | N |  |  | N | Electric Utility | 1 | X | DFO
Petroleum Liquids.DFO | petroleum | TRUE | 241 | Albertville Municipal Utilities Board | 7924 | Albertville | AL | Marshall | DG1 | Petroleum Liquids | IC |  | S | 1 | 0.8 | 0.9 | 0.9 | 0.3 | N |  |  | N | Electric Utility | 1 | X | DFO
Petroleum Liquids.DFO | petroleum | TRUE | 241 | Albertville Municipal Utilities Board | 7924 | Albertville | AL | Marshall | DG2 | Petroleum Liquids | IC |  | S | 1 | 0.8 | 0.9 | 0.9 | 0.3 | N |  |  | N | Electric Utility | 1 | X | DFO
Petroleum Liquids.DFO | petroleum | TRUE | 241 | Albertville Municipal Utilities Board | 7924 | Albertville | AL | Marshall | DG3 | Petroleum Liquids | IC |  | S | 1 | 0.8 | 0.9 | 0.9 | 0.3 | N |  |  | N | Electric Utility | 1 | X | DFO
Petroleum Liquids.DFO | petroleum | TRUE | 241 | Albertville Municipal Utilities Board | 7924 | Albertville | AL | Marshall | DG4 | Petroleum Liquids | IC |  | S | 1 | 0.8 | 0.9 | 0.9 | 0.3 | N |  |  | N | Electric Utility | 1 | X | DFO
Natural Gas Fired Combustion Turbine.NG | natural gas peaker | TRUE | 7570 | Great River Energy | 7925 | Lakefield Junction | MN | Martin | 1 | Natural Gas Fired Combustion Turbine | GT |  | S | 89.3 | 0.85 | 76.9 | 91.7 | 45 | N |  |  | N | Electric Utility | 1 | X | NG | DFO
Natural Gas Fired Combustion Turbine.NG | natural gas peaker | TRUE | 7570 | Great River Energy | 7925 | Lakefield Junction | MN | Martin | 2 | Natural Gas Fired Combustion Turbine | GT |  | S | 89.3 | 0.85 | 76.7 | 91.7 | 45 | N |  |  | N | Electric Utility | 1 | X | NG | DFO
Natural Gas Fired Combustion Turbine.NG | natural gas peaker | TRUE | 7570 | Great River Energy | 7925 | Lakefield Junction | MN | Martin | 3 | Natural Gas Fired Combustion Turbine | GT |  | S | 89.3 | 0.85 | 76.5 | 91.7 | 45 | N |  |  | N | Electric Utility | 1 | X | NG | DFO
Natural Gas Fired Combustion Turbine.NG | natural gas peaker | TRUE | 7570 | Great River Energy | 7925 | Lakefield Junction | MN | Martin | 4 | Natural Gas Fired Combustion Turbine | GT |  | S | 89.3 | 0.85 | 76.8 | 91.7 | 45 | N |  |  | N | Electric Utility | 1 | X | NG | DFO
Natural Gas Fired Combustion Turbine.NG | natural gas peaker | TRUE | 7570 | Great River Energy | 7925 | Lakefield Junction | MN | Martin | 5 | Natural Gas Fired Combustion Turbine | GT |  | S | 89.3 | 0.85 | 77.4 | 91.7 | 45 | N |  |  | N | Electric Utility | 1 | X | NG | DFO
Natural Gas Fired Combustion Turbine.NG | natural gas peaker | TRUE | 7570 | Great River Energy | 7925 | Lakefield Junction | MN | Martin | 6 | Natural Gas Fired Combustion Turbine | GT |  | S | 89.3 | 0.85 | 76.5 | 91.7 | 45 | N |  |  | N | Electric Utility | 1 | X | NG | DFO
Petroleum Liquids.DFO | petroleum | TRUE | 7570 | Great River Energy | 7925 | Lakefield Junction | MN | Martin | 7 | Petroleum Liquids | IC |  | S | 2 | 0.8 | 2 | 2 | 2 | N |  |  | N | Electric Utility | 1 | X | DFO
Petroleum Liquids.DFO | petroleum | TRUE | 18204 | City of Strawberry Point | 7926 | South Strawberry | IA | Clayton | 1A | Petroleum Liquids | IC |  | S | 1.8 | 1 | 1.8 | 1.8 | 1.8 | N |  |  | N | Electric Utility | 1 | X | DFO
Petroleum Liquids.DFO | petroleum | TRUE | 18204 | City of Strawberry Point | 7926 | South Strawberry | IA | Clayton | 2A | Petroleum Liquids | IC |  | S | 1.8 | 1 | 1.8 | 1.8 | 1.8 | N |  |  | N | Electric Utility | 1 | X | DFO
Onshore Wind Turbine.WND | onshore wind | TRUE | 18642 | Tennessee Valley Authority | 7927 | Buffalo Mountain | TN | Anderson | 1 | Onshore Wind Turbine | WT |  | S | 0.6 |  | 0.7 | 0.7 | 0 | N |  |  | N | Electric Utility | 1 | X | WND
Onshore Wind Turbine.WND | onshore wind | TRUE | 18642 | Tennessee Valley Authority | 7927 | Buffalo Mountain | TN | Anderson | 2 | Onshore Wind Turbine | WT |  | S | 0.6 |  | 0.7 | 0.7 | 0 | N |  |  | N | Electric Utility | 1 | X | WND
Onshore Wind Turbine.WND | onshore wind | TRUE | 18642 | Tennessee Valley Authority | 7927 | Buffalo Mountain | TN | Anderson | 3 | Onshore Wind Turbine | WT |  | S | 0.6 |  | 0.7 | 0.7 | 0 | N |  |  | N | Electric Utility | 1 | X | WND
Natural Gas Fired Combustion Turbine.NG | natural gas peaker | TRUE | 10000 | Evergy Metro | 7928 | Osawatomie | KS | Miami | 1 | Natural Gas Fired Combustion Turbine | GT |  | S | 102 | 0.85 | 75.4 |  | 50 | N |  |  | N | Electric Utility | 1 | X | NG
Natural Gas Fired Combustion Turbine.NG | natural gas peaker | TRUE | 10000 | Evergy Metro | 7929 | West Gardner | KS | Johnson | 1 | Natural Gas Fired Combustion Turbine | GT |  | S | 102 | 0.85 | 77.4 |  | 30 | N |  |  | N | Electric Utility | 1 | X | NG
Natural Gas Fired Combustion Turbine.NG | natural gas peaker | TRUE | 10000 | Evergy Metro | 7929 | West Gardner | KS | Johnson | 2 | Natural Gas Fired Combustion Turbine | GT |  | S | 102 | 0.85 | 77.5 |  | 30 | N |  |  | N | Electric Utility | 1 | X | NG
Natural Gas Fired Combustion Turbine.NG | natural gas peaker | TRUE | 10000 | Evergy Metro | 7929 | West Gardner | KS | Johnson | 3 | Natural Gas Fired Combustion Turbine | GT |  | S | 102 | 0.85 | 75 |  | 30 | N |  |  | N | Electric Utility | 1 | X | NG
Natural Gas Fired Combustion Turbine.NG | natural gas peaker | TRUE | 10000 | Evergy Metro | 7929 | West Gardner | KS | Johnson | 4 | Natural Gas Fired Combustion Turbine | GT |  | S | 102 | 0.85 | 79.2 |  | 30 | N |  |  | N | Electric Utility | 1 | X | NG
Natural Gas Fired Combustion Turbine.NG | natural gas peaker | TRUE | 16440 | City of Russell - (KS) | 7930 | Russell Energy Center | KS | Russell | T-1 | Natural Gas Fired Combustion Turbine | GT |  | S | 7.5 | 0.8 | 6 | 7.9 | 4.7 | N |  |  | Y | Electric Utility | 1 | T | NG
Natural Gas Fired Combustion Turbine.NG | natural gas peaker | TRUE | 16440 | City of Russell - (KS) | 7930 | Russell Energy Center | KS | Russell | T-2 | Natural Gas Fired Combustion Turbine | GT |  | S | 7.5 | 0.8 | 6 | 7.9 | 4.7 | N |  |  | Y | Electric Utility | 1 | T | NG
Natural Gas Fired Combined Cycle.NG | natural gas combined cycle | TRUE | 20169 | Avista Corp | 7931 | Coyote Springs II | OR | Morrow | 1 | Natural Gas Fired Combined Cycle | CT | U2CT | S | 170 | 0.85 | 173 | 207 | 65 | N |  |  | N | Electric Utility | 1 | X | NG
Natural Gas Fired Combined Cycle.NG | natural gas combined cycle | TRUE | 20169 | Avista Corp | 7931 | Coyote Springs II | OR | Morrow | 2 | Natural Gas Fired Combined Cycle | CA | U2CT | S | 117 | 0.9 | 117 | 117 | 57 | N |  |  | N | Electric Utility | 1 | X | NG
Natural Gas Fired Combustion Turbine.NG | natural gas peaker | TRUE | 20910 | Wolverine Power Supply Coop | 7932 | Gaylord - Wolverine | MI | Otsego | 1 | Natural Gas Fired Combustion Turbine | GT |  | S | 23.4 | 0.8 | 20.2 | 27.1 | 11.7 | N |  |  | N | Electric Utility | 1 | X | NG
Natural Gas Fired Combustion Turbine.NG | natural gas peaker | TRUE | 20910 | Wolverine Power Supply Coop | 7932 | Gaylord - Wolverine | MI | Otsego | 2 | Natural Gas Fired Combustion Turbine | GT |  | S | 23.4 | 0.8 | 20.2 | 27.1 | 11.7 | N |  |  | N | Electric Utility | 1 | X | NG
Natural Gas Fired Combustion Turbine.NG | natural gas peaker | TRUE | 20910 | Wolverine Power Supply Coop | 7932 | Gaylord - Wolverine | MI | Otsego | 3 | Natural Gas Fired Combustion Turbine | GT |  | S | 23.4 | 0.8 | 20.2 | 27.1 | 11.7 | N |  |  | N | Electric Utility | 1 | X | NG
Petroleum Liquids.DFO | petroleum | TRUE | 16198 | City of Rock Falls - (IL) | 7934 | Industrial Park | IL | Whiteside | 3 | Petroleum Liquids | IC |  | S | 1.8 | 0.8 | 1.8 | 1.8 | 0.5 | N |  |  | N | Electric Utility | 1 | X | DFO
Petroleum Liquids.DFO | petroleum | TRUE | 16198 | City of Rock Falls - (IL) | 7934 | Industrial Park | IL | Whiteside | 4 | Petroleum Liquids | IC |  | S | 1.8 | 0.8 | 1.8 | 1.8 | 0.5 | N |  |  | N | Electric Utility | 1 | X | DFO
Petroleum Liquids.DFO | petroleum | TRUE | 16198 | City of Rock Falls - (IL) | 7934 | Industrial Park | IL | Whiteside | 5 | Petroleum Liquids | IC |  | S | 1.8 | 0.8 | 1.8 | 1.8 | 0.5 | N |  |  | N | Electric Utility | 1 | X | DFO
Petroleum Liquids.DFO | petroleum | TRUE | 16198 | City of Rock Falls - (IL) | 7934 | Industrial Park | IL | Whiteside | 6 | Petroleum Liquids | IC |  | S | 1.8 | 0.8 | 1.8 | 1.8 | 0.5 | N |  |  | N | Electric Utility | 1 | X | DFO
Petroleum Liquids.DFO | petroleum | TRUE | 16198 | City of Rock Falls - (IL) | 7934 | Industrial Park | IL | Whiteside | 7 | Petroleum Liquids | IC |  | S | 1.8 | 0.8 | 1.8 | 1.8 | 0.5 | N |  |  | N | Electric Utility | 1 | X | DFO
Petroleum Liquids.DFO | petroleum | TRUE | 16198 | City of Rock Falls - (IL) | 7934 | Industrial Park | IL | Whiteside | 8 | Petroleum Liquids | IC |  | S | 2.2 | 0.8 | 2.2 | 2.2 | 0.5 | N |  |  | N | Electric Utility | 1 | X | DFO
Petroleum Liquids.DFO | petroleum | TRUE | 16198 | City of Rock Falls - (IL) | 7934 | Industrial Park | IL | Whiteside | 9 | Petroleum Liquids | IC |  | S | 2.2 | 0.8 | 2.2 | 2.2 | 0.5 | N |  |  | N | Electric Utility | 1 | X | DFO
Petroleum Liquids.DFO | petroleum | TRUE | 19150 | Trenton Municipal Utilities - (MO) | 7935 | Trenton South | MO | Grundy | 1 | Petroleum Liquids | IC |  | S | 2 | 0.8 | 1.8 | 1.8 | 0.7 | N |  |  | N | Electric Utility | 1 | X | DFO
Petroleum Liquids.DFO | petroleum | TRUE | 19150 | Trenton Municipal Utilities - (MO) | 7935 | Trenton South | MO | Grundy | 2 | Petroleum Liquids | IC |  | S | 2 | 0.8 | 1.8 | 1.8 | 0.7 | N |  |  | N | Electric Utility | 1 | X | DFO
Petroleum Liquids.DFO | petroleum | TRUE | 19150 | Trenton Municipal Utilities - (MO) | 7935 | Trenton South | MO | Grundy | 3 | Petroleum Liquids | IC |  | S | 2 | 0.8 | 1.8 | 1.8 | 0.7 | N |  |  | N | Electric Utility | 1 | X | DFO
Petroleum Liquids.DFO | petroleum | TRUE | 19150 | Trenton Municipal Utilities - (MO) | 7935 | Trenton South | MO | Grundy | 4 | Petroleum Liquids | IC |  | S | 2 | 0.8 | 1.8 | 1.8 | 0.7 | N |  |  | N | Electric Utility | 1 | X | DFO
Petroleum Liquids.DFO | petroleum | TRUE | 19150 | Trenton Municipal Utilities - (MO) | 7935 | Trenton South | MO | Grundy | 5 | Petroleum Liquids | IC |  | S | 2 | 0.8 | 2 | 2 | 0.7 | N |  |  | N | Electric Utility | 1 | X | DFO
Petroleum Liquids.DFO | petroleum | TRUE | 19150 | Trenton Municipal Utilities - (MO) | 7935 | Trenton South | MO | Grundy | 6 | Petroleum Liquids | IC |  | S | 2 | 0.8 | 2 | 2 | 0.7 | N |  |  | N | Electric Utility | 1 | X | DFO
Petroleum Liquids.DFO | petroleum | TRUE | 19150 | Trenton Municipal Utilities - (MO) | 7935 | Trenton South | MO | Grundy | 7 | Petroleum Liquids | IC |  | S | 2 | 0.8 | 2 | 2 | 0.7 | N |  |  | N | Electric Utility | 1 | X | DFO
Onshore Wind Turbine.WND | onshore wind | TRUE | 20160 | Energy Northwest | 7936 | Nine Canyon | WA | Benton | 1 | Onshore Wind Turbine | WT |  | S | 95.9 |  | 95 | 95 | 0 | N |  |  | N | Electric Utility | 1 | X | WND
Petroleum Liquids.DFO | petroleum | TRUE | 40229 | Old Dominion Electric Coop | 7940 | Ponton Diesel Generating Facility | VA | Amelia | 1 | Petroleum Liquids | IC |  | S | 2 | 0.8 | 2 | 2 | 0.2 | N |  |  | N | Electric Utility | 1 | X | DFO
Petroleum Liquids.DFO | petroleum | TRUE | 40229 | Old Dominion Electric Coop | 7940 | Ponton Diesel Generating Facility | VA | Amelia | 2 | Petroleum Liquids | IC |  | S | 2 | 0.8 | 2 | 2 | 0.2 | N |  |  | N | Electric Utility | 1 | X | DFO
Petroleum Liquids.DFO | petroleum | TRUE | 40229 | Old Dominion Electric Coop | 7941 | Nottoway Diesel Generating Facility | VA | Southampton | 1 | Petroleum Liquids | IC |  | S | 2 | 0.8 | 2 | 2 | 0.2 | N |  |  | N | Electric Utility | 1 | X | DFO
Petroleum Liquids.DFO | petroleum | TRUE | 40229 | Old Dominion Electric Coop | 7941 | Nottoway Diesel Generating Facility | VA | Southampton | 2 | Petroleum Liquids | IC |  | S | 2 | 0.8 | 2 | 2 | 0.2 | N |  |  | N | Electric Utility | 1 | X | DFO
Conventional Hydroelectric.WAT | hydro | TRUE | 12397 | Metropolitan Water District of S CA | 7942 | Diamond Valley Lake | CA | Riverside | 10 | Conventional Hydroelectric | HY |  | S | 3.3 | 0.9 | 3.3 | 3.3 | 2 | N |  |  | N | Electric Utility | 1 | X | WAT
Conventional Hydroelectric.WAT | hydro | TRUE | 12397 | Metropolitan Water District of S CA | 7942 | Diamond Valley Lake | CA | Riverside | 11 | Conventional Hydroelectric | HY |  | S | 3.3 | 0.9 | 3.3 | 3.3 | 2 | N |  |  | N | Electric Utility | 1 | X | WAT
Conventional Hydroelectric.WAT | hydro | TRUE | 12397 | Metropolitan Water District of S CA | 7942 | Diamond Valley Lake | CA | Riverside | 12 | Conventional Hydroelectric | HY |  | S | 3.3 | 0.9 | 3.3 | 3.3 | 2 | N |  |  | N | Electric Utility | 1 | X | WAT
Conventional Hydroelectric.WAT | hydro | TRUE | 12397 | Metropolitan Water District of S CA | 7942 | Diamond Valley Lake | CA | Riverside | 2 | Conventional Hydroelectric | HY |  | S | 3.3 | 0.9 | 3.3 | 3.3 | 2 | N |  |  | N | Electric Utility | 1 | X | WAT
Conventional Hydroelectric.WAT | hydro | TRUE | 12397 | Metropolitan Water District of S CA | 7942 | Diamond Valley Lake | CA | Riverside | 3 | Conventional Hydroelectric | HY |  | S | 3.3 | 0.9 | 3.3 | 3.3 | 2 | N |  |  | N | Electric Utility | 1 | X | WAT
Conventional Hydroelectric.WAT | hydro | TRUE | 12397 | Metropolitan Water District of S CA | 7942 | Diamond Valley Lake | CA | Riverside | 4 | Conventional Hydroelectric | HY |  | S | 3.3 | 0.9 | 3.3 | 3.3 | 2 | N |  |  | N | Electric Utility | 1 | X | WAT
Conventional Hydroelectric.WAT | hydro | TRUE | 12397 | Metropolitan Water District of S CA | 7942 | Diamond Valley Lake | CA | Riverside | 6 | Conventional Hydroelectric | HY |  | S | 3.3 | 0.9 | 3.3 | 3.3 | 2 | N |  |  | N | Electric Utility | 1 | X | WAT
Conventional Hydroelectric.WAT | hydro | TRUE | 12397 | Metropolitan Water District of S CA | 7942 | Diamond Valley Lake | CA | Riverside | 7 | Conventional Hydroelectric | HY |  | S | 3.3 | 0.9 | 3.3 | 3.3 | 2 | N |  |  | N | Electric Utility | 1 | X | WAT
Conventional Hydroelectric.WAT | hydro | TRUE | 12397 | Metropolitan Water District of S CA | 7942 | Diamond Valley Lake | CA | Riverside | 8 | Conventional Hydroelectric | HY |  | S | 3.3 | 0.9 | 3.3 | 3.3 | 2 | N |  |  | N | Electric Utility | 1 | X | WAT
Natural Gas Fired Combined Cycle.NG | natural gas combined cycle | TRUE | 13100 | Municipal Electric Authority | 7946 | Wansley Unit 9 | GA | Heard | CT1 | Natural Gas Fired Combined Cycle | CT | CC1 | S | 183.6 | 0.85 | 137.2 | 161.6 | 110 | N |  |  | N | Electric Utility | 1 | X | NG
Natural Gas Fired Combined Cycle.NG | natural gas combined cycle | TRUE | 13100 | Municipal Electric Authority | 7946 | Wansley Unit 9 | GA | Heard | CT2 | Natural Gas Fired Combined Cycle | CT | CC1 | S | 183.6 | 0.85 | 140.3 | 164.7 | 110 | N |  |  | N | Electric Utility | 1 | X | NG
Natural Gas Fired Combined Cycle.NG | natural gas combined cycle | TRUE | 13100 | Municipal Electric Authority | 7946 | Wansley Unit 9 | GA | Heard | ST1 | Natural Gas Fired Combined Cycle | CA | CC1 | S | 226.9 | 0.85 | 197.3 | 212.6 | 65 | N |  |  | N | Electric Utility | 1 | X | NG
Natural Gas Fired Combustion Turbine.NG | natural gas peaker | TRUE | 14232 | Otter Tail Power Co | 7947 | Solway CT | MN | Beltrami | 1 | Natural Gas Fired Combustion Turbine | GT |  | S | 50 | 0.85 | 43.1 | 47 | 15 | N |  |  | N | Electric Utility | 1 | X | NG | DFO
Petroleum Liquids.DFO | petroleum | TRUE | 14232 | Otter Tail Power Co | 7947 | Solway CT | MN | Beltrami | D1 | Petroleum Liquids | IC |  | S | 1.3 | 0.8 | 1.3 | 1.3 | 0.1 | N |  |  | N | Electric Utility | 1 | X | DFO
Natural Gas Fired Combustion Turbine.NG | natural gas peaker | TRUE | 9267 | Hoosier Energy R E C, Inc | 7948 | Lawrence County Station | IN | Lawrence | 1 | Natural Gas Fired Combustion Turbine | GT |  | S | 67 | 0.85 | 43.8 | 50 | 20 | N |  |  | N | Electric Utility | 1 | X | NG
Natural Gas Fired Combustion Turbine.NG | natural gas peaker | TRUE | 9267 | Hoosier Energy R E C, Inc | 7948 | Lawrence County Station | IN | Lawrence | 2 | Natural Gas Fired Combustion Turbine | GT |  | S | 67 | 0.85 | 43.8 | 50 | 20 | N |  |  | N | Electric Utility | 1 | X | NG
Natural Gas Fired Combustion Turbine.NG | natural gas peaker | TRUE | 9267 | Hoosier Energy R E C, Inc | 7948 | Lawrence County Station | IN | Lawrence | 3 | Natural Gas Fired Combustion Turbine | GT |  | S | 67 | 0.85 | 43.8 | 50 | 20 | N |  |  | N | Electric Utility | 1 | X | NG
Natural Gas Fired Combustion Turbine.NG | natural gas peaker | TRUE | 9267 | Hoosier Energy R E C, Inc | 7948 | Lawrence County Station | IN | Lawrence | 4 | Natural Gas Fired Combustion Turbine | GT |  | S | 67 | 0.85 | 43.8 | 50 | 20 | N |  |  | N | Electric Utility | 1 | X | NG
Natural Gas Fired Combustion Turbine.NG | natural gas peaker | TRUE | 9267 | Hoosier Energy R E C, Inc | 7948 | Lawrence County Station | IN | Lawrence | 5 | Natural Gas Fired Combustion Turbine | GT |  | W | 67 | 0.85 | 43.8 | 50 | 20 | N |  |  | N | Electric Utility | 1 | X | NG
Natural Gas Fired Combustion Turbine.NG | natural gas peaker | TRUE | 9267 | Hoosier Energy R E C, Inc | 7948 | Lawrence County Station | IN | Lawrence | 6 | Natural Gas Fired Combustion Turbine | GT |  | W | 67 | 0.85 | 43.8 | 50 | 20 | N |  |  | N | Electric Utility | 1 | X | NG
Natural Gas Fired Combustion Turbine.NG | natural gas peaker | TRUE | 9191 | Idaho Power Co | 7953 | Evander Andrews Power Complex | ID | Elmore | 1 | Natural Gas Fired Combustion Turbine | GT |  | S | 179.1 | 0.9 | 189.2 | 187.1 | 125.3 | N |  |  | N | Electric Utility | 1 | X | NG
Natural Gas Fired Combustion Turbine.NG | natural gas peaker | TRUE | 9191 | Idaho Power Co | 7953 | Evander Andrews Power Complex | ID | Elmore | 2 | Natural Gas Fired Combustion Turbine | GT |  | S | 45.9 | 0.9 | 49.1 | 49 | 31 | N |  |  | N | Electric Utility | 1 | X | NG
Natural Gas Fired Combustion Turbine.NG | natural gas peaker | TRUE | 9191 | Idaho Power Co | 7953 | Evander Andrews Power Complex | ID | Elmore | 3 | Natural Gas Fired Combustion Turbine | GT |  | S | 45.9 | 0.9 | 48.9 | 48.3 | 29.3 | N |  |  | N | Electric Utility | 1 | X | NG
Petroleum Liquids.DFO | petroleum | TRUE | 56152 | New Smyrna Beach Utilities Commission | 7954 | Field Street | FL | Volusia | 1 | Petroleum Liquids | GT |  | S | 24 | 0.9 | 22 | 24 | 12 | N |  |  | N | Electric Utility | 1 | X | DFO
Petroleum Liquids.DFO | petroleum | TRUE | 56152 | New Smyrna Beach Utilities Commission | 7954 | Field Street | FL | Volusia | 2 | Petroleum Liquids | GT |  | S | 24 | 0.9 | 22 | 24 | 12 | N |  |  | N | Electric Utility | 1 | X | DFO
Landfill Gas.LFG | natural gas peaker | TRUE | 14127 | Omaha Public Power District | 7955 | Elk City Station | NE | Douglas | 1 | Landfill Gas | IC |  | S | 0.8 | 0.8 | 0.8 | 0.8 | 0.8 | N |  |  | N | Electric Utility | 1 | X | LFG
Landfill Gas.LFG | natural gas peaker | TRUE | 14127 | Omaha Public Power District | 7955 | Elk City Station | NE | Douglas | 2 | Landfill Gas | IC |  | S | 0.8 | 0.8 | 0.8 | 0.8 | 0.8 | N |  |  | N | Electric Utility | 1 | X | LFG
Landfill Gas.LFG | natural gas peaker | TRUE | 14127 | Omaha Public Power District | 7955 | Elk City Station | NE | Douglas | 3 | Landfill Gas | IC |  | S | 0.8 | 0.8 | 0.8 | 0.8 | 0.8 | N |  |  | N | Electric Utility | 1 | X | LFG
Landfill Gas.LFG | natural gas peaker | TRUE | 14127 | Omaha Public Power District | 7955 | Elk City Station | NE | Douglas | 4 | Landfill Gas | IC |  | S | 0.8 | 0.8 | 0.8 | 0.8 | 0.8 | N |  |  | N | Electric Utility | 1 | X | LFG
Landfill Gas.LFG | natural gas peaker | TRUE | 14127 | Omaha Public Power District | 7955 | Elk City Station | NE | Douglas | 5 | Landfill Gas | IC |  | S | 0.8 | 0.8 | 0.8 | 0.8 | 0.8 | N |  |  | N | Electric Utility | 1 | X | LFG
Landfill Gas.LFG | natural gas peaker | TRUE | 14127 | Omaha Public Power District | 7955 | Elk City Station | NE | Douglas | 6 | Landfill Gas | IC |  | S | 0.8 | 0.8 | 0.7 | 0.7 | 0.7 | N |  |  | N | Electric Utility | 1 | X | LFG
Landfill Gas.LFG | natural gas peaker | TRUE | 14127 | Omaha Public Power District | 7955 | Elk City Station | NE | Douglas | 7 | Landfill Gas | IC |  | S | 0.8 | 0.8 | 0.7 | 0.7 | 0.7 | N |  |  | N | Electric Utility | 1 | X | LFG
Landfill Gas.LFG | natural gas peaker | TRUE | 14127 | Omaha Public Power District | 7955 | Elk City Station | NE | Douglas | 8 | Landfill Gas | IC |  | S | 0.8 | 0.8 | 0.8 | 0.8 | 0.8 | N |  |  | N | Electric Utility | 1 | X | LFG
Petroleum Liquids.DFO | petroleum | TRUE | 59159 | Central Electric Power | 7957 | Sediver | SC | York | 1 | Petroleum Liquids | IC |  | S | 2.9 | 0.8 | 2.4 | 2.4 | 2 | N |  |  | N | Electric Utility | 1 | X | DFO
Landfill Gas.LFG | natural gas peaker | TRUE | 17543 | South Carolina Public Service Authority | 7958 | Horry Land Fill Gas Site | SC | Horry | HG1 | Landfill Gas | IC |  | S | 1 | 1 | 1.1 | 1.1 | 0.5 | N |  |  | N | Electric Utility | 1 | X | LFG
Landfill Gas.LFG | natural gas peaker | TRUE | 17543 | South Carolina Public Service Authority | 7958 | Horry Land Fill Gas Site | SC | Horry | HG2 | Landfill Gas | IC |  | S | 1 | 1 | 1.1 | 1.1 | 0.5 | N |  |  | N | Electric Utility | 1 | X | LFG
Landfill Gas.LFG | natural gas peaker | TRUE | 17543 | South Carolina Public Service Authority | 7958 | Horry Land Fill Gas Site | SC | Horry | HG3 | Landfill Gas | IC |  | S | 1.1 | 1 | 1.1 | 1.1 | 0.5 | N |  |  | N | Electric Utility | 1 | X | LFG
Natural Gas Fired Combustion Turbine.NG | natural gas peaker | TRUE | 18642 | Tennessee Valley Authority | 7960 | Kemper County | MS | Kemper | GT1 | Natural Gas Fired Combustion Turbine | GT |  | S | 93 | 0.9 | 73.3 | 93.6 | 60 | N |  |  | N | Electric Utility | 1 | X | NG | DFO
Natural Gas Fired Combustion Turbine.NG | natural gas peaker | TRUE | 18642 | Tennessee Valley Authority | 7960 | Kemper County | MS | Kemper | GT2 | Natural Gas Fired Combustion Turbine | GT |  | S | 93 | 0.9 | 73.3 | 93.6 | 60 | N |  |  | N | Electric Utility | 1 | X | NG | DFO
Natural Gas Fired Combustion Turbine.NG | natural gas peaker | TRUE | 18642 | Tennessee Valley Authority | 7960 | Kemper County | MS | Kemper | GT3 | Natural Gas Fired Combustion Turbine | GT |  | S | 93 | 0.9 | 73.3 | 93.6 | 60 | N |  |  | N | Electric Utility | 1 | X | NG | DFO
Natural Gas Fired Combustion Turbine.NG | natural gas peaker | TRUE | 18642 | Tennessee Valley Authority | 7960 | Kemper County | MS | Kemper | GT4 | Natural Gas Fired Combustion Turbine | GT |  | S | 93 | 0.9 | 73.3 | 93.6 | 60 | N |  |  | N | Electric Utility | 1 | X | NG | DFO
Natural Gas Fired Combustion Turbine.NG | natural gas peaker | TRUE | 5084 | Delaware Municipal Electric Corp | 7962 | Warren F Sam Beasley Generation Station | DE | Kent | 001 | Natural Gas Fired Combustion Turbine | GT |  | S | 45 | 0.85 | 48 | 48 | 2 | N |  |  | N | Electric Utility | 1 | X | NG | DFO
Natural Gas Fired Combustion Turbine.NG | natural gas peaker | TRUE | 5084 | Delaware Municipal Electric Corp | 7962 | Warren F Sam Beasley Generation Station | DE | Kent | 002 | Natural Gas Fired Combustion Turbine | GT |  | S | 51 | 0.85 | 50 | 50 | 2 | N |  |  | N | Electric Utility | 1 | X | NG | DFO
Natural Gas Fired Combustion Turbine.NG | natural gas peaker | TRUE | 19436 | Union Electric Co - (MO) | 7964 | Peno Creek | MO | Pike | GT1 | Natural Gas Fired Combustion Turbine | GT |  | S | 60 | 0.85 | 42 | 53 | 38 | N |  |  | N | Electric Utility | 1 | X | NG | DFO
Natural Gas Fired Combustion Turbine.NG | natural gas peaker | TRUE | 19436 | Union Electric Co - (MO) | 7964 | Peno Creek | MO | Pike | GT2 | Natural Gas Fired Combustion Turbine | GT |  | S | 60 | 0.85 | 42 | 53 | 38 | N |  |  | N | Electric Utility | 1 | X | NG | DFO
Natural Gas Fired Combustion Turbine.NG | natural gas peaker | TRUE | 19436 | Union Electric Co - (MO) | 7964 | Peno Creek | MO | Pike | GT3 | Natural Gas Fired Combustion Turbine | GT |  | S | 60 | 0.85 | 42 | 53 | 38 | N |  |  | N | Electric Utility | 1 | X | NG | DFO
Natural Gas Fired Combustion Turbine.NG | natural gas peaker | TRUE | 19436 | Union Electric Co - (MO) | 7964 | Peno Creek | MO | Pike | GT4 | Natural Gas Fired Combustion Turbine | GT |  | S | 60 | 0.85 | 42 | 53 | 38 | N |  |  | N | Electric Utility | 1 | X | NG | DFO
Onshore Wind Turbine.WND | onshore wind | TRUE | 11018 | Lincoln Electric System | 7965 | Salt Valley Wind Plant | NE | Lancaster | G1 | Onshore Wind Turbine | WT |  | S | 0.6 |  | 0.7 | 0.7 | 0.1 | N |  |  | N | Electric Utility | 1 | X | WND
Onshore Wind Turbine.WND | onshore wind | TRUE | 11018 | Lincoln Electric System | 7965 | Salt Valley Wind Plant | NE | Lancaster | G2 | Onshore Wind Turbine | WT |  | S | 0.6 |  | 0.7 | 0.7 | 0.1 | N |  |  | N | Electric Utility | 1 | X | WND
Onshore Wind Turbine.WND | onshore wind | TRUE | 309 | City of Algona - (IA) | 7966 | Iowa Distributed Wind Generation Project | IA | Kossuth | IDWG | Onshore Wind Turbine | WT |  | S | 2.3 |  | 2.3 | 2.3 | 0.1 | N |  |  | N | Electric Utility | 1 | X | WND
Natural Gas Fired Combustion Turbine.NG | natural gas peaker | TRUE | 15473 | Public Service Co of NM | 7967 | Lordsburg Generating | NM | Hidalgo | GT1 | Natural Gas Fired Combustion Turbine | GT |  | S | 44 | 0.9 | 41.3 | 42.7 | 10 | N |  |  | N | Electric Utility | 1 | X | NG
Natural Gas Fired Combustion Turbine.NG | natural gas peaker | TRUE | 15473 | Public Service Co of NM | 7967 | Lordsburg Generating | NM | Hidalgo | GT2 | Natural Gas Fired Combustion Turbine | GT |  | S | 44 | 0.9 | 41.3 | 42.7 | 10 | N |  |  | N | Electric Utility | 1 | X | NG
Petroleum Liquids.DFO | petroleum | TRUE | 14645 | City of Pella - (IA) | 7971 | Pella Peaking | IA | Marion | 10 | Petroleum Liquids | IC |  | S | 2 | 0.98 | 1.8 | 1.8 | 1 | N |  |  | N | Electric Utility | 1 | X | DFO
Petroleum Liquids.DFO | petroleum | TRUE | 14645 | City of Pella - (IA) | 7971 | Pella Peaking | IA | Marion | 11 | Petroleum Liquids | IC |  | S | 2 | 0.98 | 1.8 | 1.8 | 1 | N |  |  | N | Electric Utility | 1 | X | DFO
Petroleum Liquids.DFO | petroleum | TRUE | 14645 | City of Pella - (IA) | 7971 | Pella Peaking | IA | Marion | 12 | Petroleum Liquids | IC |  | S | 2 | 0.98 | 1.8 | 1.8 | 1 | N |  |  | N | Electric Utility | 1 | X | DFO
Petroleum Liquids.DFO | petroleum | TRUE | 14645 | City of Pella - (IA) | 7971 | Pella Peaking | IA | Marion | 13 | Petroleum Liquids | IC |  | S | 2 | 0.98 | 1.8 | 1.8 | 1 | N |  |  | N | Electric Utility | 1 | X | DFO
Petroleum Liquids.DFO | petroleum | TRUE | 14645 | City of Pella - (IA) | 7971 | Pella Peaking | IA | Marion | 14 | Petroleum Liquids | IC |  | S | 2 | 0.98 | 1.8 | 1.8 | 1 | N |  |  | N | Electric Utility | 1 | X | DFO
Petroleum Liquids.DFO | petroleum | TRUE | 14645 | City of Pella - (IA) | 7971 | Pella Peaking | IA | Marion | 15 | Petroleum Liquids | IC |  | S | 2 | 0.98 | 1.8 | 1.8 | 1 | N |  |  | N | Electric Utility | 1 | X | DFO
Petroleum Liquids.DFO | petroleum | TRUE | 14645 | City of Pella - (IA) | 7971 | Pella Peaking | IA | Marion | 16 | Petroleum Liquids | IC |  | S | 2 | 0.98 | 1.8 | 1.8 | 1 | N |  |  | N | Electric Utility | 1 | X | DFO
Petroleum Liquids.DFO | petroleum | TRUE | 14645 | City of Pella - (IA) | 7971 | Pella Peaking | IA | Marion | 3 | Petroleum Liquids | IC |  | S | 2 | 0.98 | 1.8 | 1.8 | 1 | N |  |  | N | Electric Utility | 1 | X | DFO
Petroleum Liquids.DFO | petroleum | TRUE | 14645 | City of Pella - (IA) | 7971 | Pella Peaking | IA | Marion | 4 | Petroleum Liquids | IC |  | S | 2 | 0.98 | 1.8 | 1.8 | 1 | N |  |  | N | Electric Utility | 1 | X | DFO
Petroleum Liquids.DFO | petroleum | TRUE | 14645 | City of Pella - (IA) | 7971 | Pella Peaking | IA | Marion | 5 | Petroleum Liquids | IC |  | S | 2 | 0.98 | 1.8 | 1.8 | 1 | N |  |  | N | Electric Utility | 1 | X | DFO
Petroleum Liquids.DFO | petroleum | TRUE | 14645 | City of Pella - (IA) | 7971 | Pella Peaking | IA | Marion | 6 | Petroleum Liquids | IC |  | S | 2 | 0.98 | 1.8 | 1.8 | 1 | N |  |  | N | Electric Utility | 1 | X | DFO
Petroleum Liquids.DFO | petroleum | TRUE | 14645 | City of Pella - (IA) | 7971 | Pella Peaking | IA | Marion | 7 | Petroleum Liquids | IC |  | S | 2 | 0.98 | 1.8 | 1.8 | 1 | N |  |  | N | Electric Utility | 1 | X | DFO
Petroleum Liquids.DFO | petroleum | TRUE | 14645 | City of Pella - (IA) | 7971 | Pella Peaking | IA | Marion | 8 | Petroleum Liquids | IC |  | S | 2 | 0.98 | 1.8 | 1.8 | 1 | N |  |  | N | Electric Utility | 1 | X | DFO
Petroleum Liquids.DFO | petroleum | TRUE | 14645 | City of Pella - (IA) | 7971 | Pella Peaking | IA | Marion | 9 | Petroleum Liquids | IC |  | S | 2 | 0.98 | 1.8 | 1.8 | 1 | N |  |  | N | Electric Utility | 1 | X | DFO
Natural Gas Fired Combustion Turbine.NG | natural gas peaker | TRUE | 20910 | Wolverine Power Supply Coop | 7972 | Sumpter | MI | Wayne | 1 | Natural Gas Fired Combustion Turbine | GT |  | S | 85 | 0.83 | 77 | 93.9 | 45 | N |  |  | N | Electric Utility | 1 | X | NG
Natural Gas Fired Combustion Turbine.NG | natural gas peaker | TRUE | 20910 | Wolverine Power Supply Coop | 7972 | Sumpter | MI | Wayne | 2 | Natural Gas Fired Combustion Turbine | GT |  | S | 85 | 0.83 | 77.5 | 94.2 | 45 | N |  |  | N | Electric Utility | 1 | X | NG
Natural Gas Fired Combustion Turbine.NG | natural gas peaker | TRUE | 20910 | Wolverine Power Supply Coop | 7972 | Sumpter | MI | Wayne | 3 | Natural Gas Fired Combustion Turbine | GT |  | S | 85 | 0.83 | 76.6 | 93.1 | 45 | N |  |  | N | Electric Utility | 1 | X | NG
Natural Gas Fired Combustion Turbine.NG | natural gas peaker | TRUE | 20910 | Wolverine Power Supply Coop | 7972 | Sumpter | MI | Wayne | 4 | Natural Gas Fired Combustion Turbine | GT |  | S | 85 | 0.83 | 77.3 | 93.8 | 45 | N |  |  | N | Electric Utility | 1 | X | NG
Petroleum Liquids.DFO | petroleum | TRUE | 9961 | Kansas Electric Power Coop Inc | 7973 | Sharpe | KS | Coffey | 1 | Petroleum Liquids | IC |  | S | 2 | 0.8 | 2 | 2 | 0.3 | N |  |  | N | Electric Utility | 1 | X | DFO
Petroleum Liquids.DFO | petroleum | TRUE | 9961 | Kansas Electric Power Coop Inc | 7973 | Sharpe | KS | Coffey | 10 | Petroleum Liquids | IC |  | S | 2 | 0.8 | 2 | 2 | 0.3 | N |  |  | N | Electric Utility | 1 | X | DFO
Petroleum Liquids.DFO | petroleum | TRUE | 9961 | Kansas Electric Power Coop Inc | 7973 | Sharpe | KS | Coffey | 2 | Petroleum Liquids | IC |  | S | 2 | 0.8 | 2 | 2 | 0.3 | N |  |  | N | Electric Utility | 1 | X | DFO
Petroleum Liquids.DFO | petroleum | TRUE | 9961 | Kansas Electric Power Coop Inc | 7973 | Sharpe | KS | Coffey | 3 | Petroleum Liquids | IC |  | S | 2 | 0.8 | 2 | 2 | 0.3 | N |  |  | N | Electric Utility | 1 | X | DFO
Petroleum Liquids.DFO | petroleum | TRUE | 9961 | Kansas Electric Power Coop Inc | 7973 | Sharpe | KS | Coffey | 4 | Petroleum Liquids | IC |  | S | 2 | 0.8 | 2 | 2 | 0.3 | N |  |  | N | Electric Utility | 1 | X | DFO
Petroleum Liquids.DFO | petroleum | TRUE | 9961 | Kansas Electric Power Coop Inc | 7973 | Sharpe | KS | Coffey | 5 | Petroleum Liquids | IC |  | S | 2 | 0.8 | 2 | 2 | 0.3 | N |  |  | N | Electric Utility | 1 | X | DFO
Petroleum Liquids.DFO | petroleum | TRUE | 9961 | Kansas Electric Power Coop Inc | 7973 | Sharpe | KS | Coffey | 6 | Petroleum Liquids | IC |  | S | 2 | 0.8 | 2 | 2 | 0.3 | N |  |  | N | Electric Utility | 1 | X | DFO
Petroleum Liquids.DFO | petroleum | TRUE | 9961 | Kansas Electric Power Coop Inc | 7973 | Sharpe | KS | Coffey | 7 | Petroleum Liquids | IC |  | S | 2 | 0.8 | 2 | 2 | 0.3 | N |  |  | N | Electric Utility | 1 | X | DFO
Petroleum Liquids.DFO | petroleum | TRUE | 9961 | Kansas Electric Power Coop Inc | 7973 | Sharpe | KS | Coffey | 8 | Petroleum Liquids | IC |  | S | 2 | 0.8 | 2 | 2 | 0.3 | N |  |  | N | Electric Utility | 1 | X | DFO
Petroleum Liquids.DFO | petroleum | TRUE | 9961 | Kansas Electric Power Coop Inc | 7973 | Sharpe | KS | Coffey | 9 | Petroleum Liquids | IC |  | S | 2 | 0.8 | 2 | 2 | 0.3 | N |  |  | N | Electric Utility | 1 | X | DFO
Onshore Wind Turbine.WND | onshore wind | TRUE | 1307 | Basin Electric Power Coop | 7974 | Chamberlain Wind Project | SD | Brule | WTC1 | Onshore Wind Turbine | WT |  | S | 1.3 |  | 1.3 | 1.3 | 0 | N |  |  | N | Electric Utility | 1 | X | WND
Onshore Wind Turbine.WND | onshore wind | TRUE | 1307 | Basin Electric Power Coop | 7974 | Chamberlain Wind Project | SD | Brule | WTC2 | Onshore Wind Turbine | WT |  | S | 1.3 |  | 1.3 | 1.3 | 0 | N |  |  | N | Electric Utility | 1 | X | WND
Natural Gas Fired Combustion Turbine.NG | natural gas peaker | TRUE | 30151 | Tri-State G & T Assn, Inc | 7975 | Pyramid | NM | Hidalgo | 1 | Natural Gas Fired Combustion Turbine | GT |  | S | 46.5 | 0.85 | 39.5 | 45.6 | 25 | N |  |  | N | Electric Utility | 1 | X | NG | DFO
Natural Gas Fired Combustion Turbine.NG | natural gas peaker | TRUE | 30151 | Tri-State G & T Assn, Inc | 7975 | Pyramid | NM | Hidalgo | 2 | Natural Gas Fired Combustion Turbine | GT |  | S | 46.5 | 0.85 | 39.5 | 45.6 | 25 | N |  |  | N | Electric Utility | 1 | X | NG | DFO
Natural Gas Fired Combustion Turbine.NG | natural gas peaker | TRUE | 30151 | Tri-State G & T Assn, Inc | 7975 | Pyramid | NM | Hidalgo | 3 | Natural Gas Fired Combustion Turbine | GT |  | S | 46.5 | 0.85 | 39.5 | 45.6 | 25 | N |  |  | N | Electric Utility | 1 | X | NG | DFO
Natural Gas Fired Combustion Turbine.NG | natural gas peaker | TRUE | 30151 | Tri-State G & T Assn, Inc | 7975 | Pyramid | NM | Hidalgo | 4 | Natural Gas Fired Combustion Turbine | GT |  | S | 46.5 | 0.85 | 39.5 | 45.6 | 25 | N |  |  | N | Electric Utility | 1 | X | NG | DFO
Petroleum Liquids.DFO | petroleum | TRUE | 13095 | City of Mulvane - (KS) | 7976 | Mulvane 2 | KS | Sedgwick | 10 | Petroleum Liquids | IC |  | S | 4.1 | 0.8 | 3.8 | 3.8 | 1.5 | N |  |  | N | Electric Utility | 1 | X | DFO
Petroleum Liquids.DFO | petroleum | TRUE | 13095 | City of Mulvane - (KS) | 7976 | Mulvane 2 | KS | Sedgwick | 11 | Petroleum Liquids | IC |  | S | 4.1 | 0.8 | 3.8 | 3.8 | 1.5 | N |  |  | N | Electric Utility | 1 | X | DFO
Petroleum Liquids.DFO | petroleum | TRUE | 13095 | City of Mulvane - (KS) | 7976 | Mulvane 2 | KS | Sedgwick | 9 | Petroleum Liquids | IC |  | S | 1 | 0.8 | 1 | 1 | 0.4 | N |  |  | N | Electric Utility | 1 | X | DFO
Petroleum Liquids.DFO | petroleum | TRUE | 7494 | City of Granite Falls - (MN) | 7977 | Granite Falls 2 | MN | Yellow Medicine | 1 | Petroleum Liquids | IC |  | S | 2 | 0.8 | 2 | 2 | 2 | N |  |  | N | Electric Utility | 1 | X | DFO
Petroleum Liquids.DFO | petroleum | TRUE | 7494 | City of Granite Falls - (MN) | 7977 | Granite Falls 2 | MN | Yellow Medicine | 2 | Petroleum Liquids | IC |  | S | 2 | 0.8 | 2 | 2 | 2 | N |  |  | N | Electric Utility | 1 | X | DFO
Petroleum Liquids.DFO | petroleum | TRUE | 7494 | City of Granite Falls - (MN) | 7977 | Granite Falls 2 | MN | Yellow Medicine | 3 | Petroleum Liquids | IC |  | S | 2 | 0.8 | 2 | 2 | 2 | N |  |  | N | Electric Utility | 1 | X | DFO
Natural Gas Fired Combustion Turbine.NG | natural gas peaker | TRUE | 5416 | Duke Energy Carolinas, LLC | 7981 | Mill Creek (SC) | SC | Cherokee | 1 | Natural Gas Fired Combustion Turbine | GT |  | S | 99.9 | 0.85 | 71 | 94 | 71 | N |  |  | N | Electric Utility | 1 | X | NG | DFO
Natural Gas Fired Combustion Turbine.NG | natural gas peaker | TRUE | 5416 | Duke Energy Carolinas, LLC | 7981 | Mill Creek (SC) | SC | Cherokee | 2 | Natural Gas Fired Combustion Turbine | GT |  | S | 99.9 | 0.85 | 70 | 94 | 70 | N |  |  | N | Electric Utility | 1 | X | NG | DFO
Natural Gas Fired Combustion Turbine.NG | natural gas peaker | TRUE | 5416 | Duke Energy Carolinas, LLC | 7981 | Mill Creek (SC) | SC | Cherokee | 3 | Natural Gas Fired Combustion Turbine | GT |  | S | 99.9 | 0.85 | 71 | 95 | 71 | N |  |  | N | Electric Utility | 1 | X | NG | DFO
Natural Gas Fired Combustion Turbine.NG | natural gas peaker | TRUE | 5416 | Duke Energy Carolinas, LLC | 7981 | Mill Creek (SC) | SC | Cherokee | 4 | Natural Gas Fired Combustion Turbine | GT |  | S | 99.9 | 0.85 | 70 | 94 | 70 | N |  |  | N | Electric Utility | 1 | X | NG | DFO
Natural Gas Fired Combustion Turbine.NG | natural gas peaker | TRUE | 5416 | Duke Energy Carolinas, LLC | 7981 | Mill Creek (SC) | SC | Cherokee | 5 | Natural Gas Fired Combustion Turbine | GT |  | S | 99.9 | 0.85 | 69 | 94 | 69 | N |  |  | N | Electric Utility | 1 | X | NG | DFO
Natural Gas Fired Combustion Turbine.NG | natural gas peaker | TRUE | 5416 | Duke Energy Carolinas, LLC | 7981 | Mill Creek (SC) | SC | Cherokee | 6 | Natural Gas Fired Combustion Turbine | GT |  | S | 99.9 | 0.85 | 71 | 92 | 71 | N |  |  | N | Electric Utility | 1 | X | NG | DFO
Natural Gas Fired Combustion Turbine.NG | natural gas peaker | TRUE | 5416 | Duke Energy Carolinas, LLC | 7981 | Mill Creek (SC) | SC | Cherokee | 7 | Natural Gas Fired Combustion Turbine | GT |  | S | 99.9 | 0.85 | 70 | 95 | 70 | N |  |  | N | Electric Utility | 1 | X | NG | DFO
Natural Gas Fired Combustion Turbine.NG | natural gas peaker | TRUE | 5416 | Duke Energy Carolinas, LLC | 7981 | Mill Creek (SC) | SC | Cherokee | 8 | Natural Gas Fired Combustion Turbine | GT |  | S | 99.9 | 0.85 | 71 | 93 | 71 | N |  |  | N | Electric Utility | 1 | X | NG | DFO
Petroleum Liquids.DFO | petroleum | TRUE | 15793 | Redwood Falls Public Util Comm | 7982 | South Generation | MN | Redwood | 3 | Petroleum Liquids | IC |  | S | 2.2 | 0.8 | 2 | 2 | 0.1 | N |  |  | N | Electric Utility | 1 | X | DFO
Petroleum Liquids.DFO | petroleum | TRUE | 15793 | Redwood Falls Public Util Comm | 7982 | South Generation | MN | Redwood | 4 | Petroleum Liquids | IC |  | S | 2.2 | 0.8 | 2 | 2 | 0.1 | N |  |  | N | Electric Utility | 1 | X | DFO
Petroleum Liquids.DFO | petroleum | TRUE | 15793 | Redwood Falls Public Util Comm | 7982 | South Generation | MN | Redwood | 5 | Petroleum Liquids | IC |  | S | 2.2 | 0.8 | 2.2 | 2 | 0.1 | N |  |  | N | Electric Utility | 1 | X | DFO
Natural Gas Fired Combustion Turbine.NG | natural gas peaker | TRUE | 40582 | Michigan Public Power Agency | 7984 | Kalkaska CT #1 | MI | Kalkaska | 001 | Natural Gas Fired Combustion Turbine | GT |  | S | 60.5 | 0.85 | 48.3 | 60.5 | 20 | N |  |  | N | Electric Utility | 1 | X | NG
Natural Gas Fired Combined Cycle.NG | natural gas combined cycle | TRUE | 12341 | MidAmerican Energy Co | 7985 | Greater Des Moines | IA | Polk | GT1 | Natural Gas Fired Combined Cycle | CT | CC1 | S | 190.4 | 0.85 | 163.4 | 210 | 120 | Y |  |  | N | Electric Utility | 1 | X | NG
Natural Gas Fired Combined Cycle.NG | natural gas combined cycle | TRUE | 12341 | MidAmerican Energy Co | 7985 | Greater Des Moines | IA | Polk | GT2 | Natural Gas Fired Combined Cycle | CT | CC1 | S | 190.4 | 0.85 | 164.2 | 210 | 120 | Y |  |  | N | Electric Utility | 1 | X | NG
Natural Gas Fired Combined Cycle.NG | natural gas combined cycle | TRUE | 12341 | MidAmerican Energy Co | 7985 | Greater Des Moines | IA | Polk | ST1 | Natural Gas Fired Combined Cycle | CA | CC1 | S | 195.5 | 0.85 | 183.2 | 183.2 | 55 | N |  |  | N | Electric Utility | 1 | X | NG
Natural Gas Fired Combustion Turbine.NG | natural gas peaker | TRUE | 2507 | City of Burbank Water and Power | 7987 | Lake One | CA | Los Angeles | L1 | Natural Gas Fired Combustion Turbine | GT |  | S | 60.5 | 0.85 | 48 | 48 | 10 | N |  |  | N | Electric Utility | 1 | X | NG
Natural Gas Fired Combustion Turbine.NG | natural gas peaker | TRUE | 17568 | Cooperative Energy | 7988 | Silver Creek | MS | Jefferson Davis | 1 | Natural Gas Fired Combustion Turbine | GT |  | S | 83.5 | 0.85 | 75 | 83.5 | 53 | N |  |  | N | Electric Utility | 1 | X | NG
Natural Gas Fired Combustion Turbine.NG | natural gas peaker | TRUE | 17568 | Cooperative Energy | 7988 | Silver Creek | MS | Jefferson Davis | 2 | Natural Gas Fired Combustion Turbine | GT |  | S | 83.5 | 0.85 | 75 | 83.5 | 53 | N |  |  | N | Electric Utility | 1 | X | NG
Natural Gas Fired Combustion Turbine.NG | natural gas peaker | TRUE | 17568 | Cooperative Energy | 7988 | Silver Creek | MS | Jefferson Davis | 3 | Natural Gas Fired Combustion Turbine | GT |  | S | 83.5 | 0.85 | 75 | 83.5 | 53 | N |  |  | N | Electric Utility | 1 | X | NG
Natural Gas Fired Combustion Turbine.NG | natural gas peaker | TRUE | 17568 | Cooperative Energy | 7989 | Sylvarena | MS | Smith | 1 | Natural Gas Fired Combustion Turbine | GT |  | S | 47 | 0.85 | 43 | 47 | 24 | N |  |  | N | Electric Utility | 1 | X | NG
Natural Gas Fired Combustion Turbine.NG | natural gas peaker | TRUE | 17568 | Cooperative Energy | 7989 | Sylvarena | MS | Smith | 2 | Natural Gas Fired Combustion Turbine | GT |  | S | 47 | 0.85 | 43 | 47 | 24 | N |  |  | N | Electric Utility | 1 | X | NG
Natural Gas Fired Combustion Turbine.NG | natural gas peaker | TRUE | 17568 | Cooperative Energy | 7989 | Sylvarena | MS | Smith | 3 | Natural Gas Fired Combustion Turbine | GT |  | S | 47 | 0.85 | 43 | 47 | 24 | N |  |  | N | Electric Utility | 1 | X | NG
Petroleum Liquids.DFO | petroleum | TRUE | 406 | City of Altamont - (IL) | 7990 | Altamont | IL | Effingham | 1 | Petroleum Liquids | IC |  | S | 1.8 | 0.8 | 1.8 | 1.8 | 0.5 | N |  |  | N | Electric Utility | 1 | X | DFO
Petroleum Liquids.DFO | petroleum | TRUE | 406 | City of Altamont - (IL) | 7990 | Altamont | IL | Effingham | 2 | Petroleum Liquids | IC |  | S | 1.8 | 0.8 | 1.8 | 1.8 | 0.5 | N |  |  | N | Electric Utility | 1 | X | DFO
Petroleum Liquids.DFO | petroleum | TRUE | 406 | City of Altamont - (IL) | 7990 | Altamont | IL | Effingham | 3 | Petroleum Liquids | IC |  | S | 1.8 | 0.8 | 1.8 | 1.8 | 0.5 | N |  |  | N | Electric Utility | 1 | X | DFO
Petroleum Liquids.DFO | petroleum | TRUE | 406 | City of Altamont - (IL) | 7990 | Altamont | IL | Effingham | 4 | Petroleum Liquids | IC |  | S | 1.8 | 0.8 | 1.8 | 1.8 | 0.5 | N |  |  | N | Electric Utility | 1 | X | DFO
Natural Gas Fired Combined Cycle.NG | natural gas combined cycle | TRUE | 11479 | Madison Gas & Electric Co | 7991 | West Campus Cogeneration Facility | WI | Dane | 1 | Natural Gas Fired Combined Cycle | CT | CC1 | S | 54 | 0.9 | 30.9 | 30.9 | 27 | N |  |  | Y | Electric Utility | 1 | T | NG | DFO
Natural Gas Fired Combined Cycle.NG | natural gas combined cycle | TRUE | 11479 | Madison Gas & Electric Co | 7991 | West Campus Cogeneration Facility | WI | Dane | CT2 | Natural Gas Fired Combined Cycle | CT | CC1 | S | 54 | 0.9 | 32.6 | 32.6 | 27 | N |  |  | Y | Electric Utility | 1 | T | NG | DFO
Natural Gas Fired Combined Cycle.NG | natural gas combined cycle | TRUE | 11479 | Madison Gas & Electric Co | 7991 | West Campus Cogeneration Facility | WI | Dane | STG1 | Natural Gas Fired Combined Cycle | CA | CC1 | J | 61.3 | 0.9 | 66.1 | 66.1 | 11 | N |  |  | Y | Electric Utility | 1 | T | NG | DFO
Petroleum Liquids.DFO | petroleum | TRUE | 56146 | Black Hills Colorado Electric, LLC | 7995 | Airport Industrial | CO | Pueblo | IC1 | Petroleum Liquids | IC |  | S | 2.5 | 0.8 | 2.5 | 2.5 | 2 | N |  |  | N | Electric Utility | 1 | X | DFO
Petroleum Liquids.DFO | petroleum | TRUE | 56146 | Black Hills Colorado Electric, LLC | 7995 | Airport Industrial | CO | Pueblo | IC2 | Petroleum Liquids | IC |  | S | 2.5 | 0.8 | 2.5 | 2.5 | 2 | N |  |  | N | Electric Utility | 1 | X | DFO
Petroleum Liquids.DFO | petroleum | TRUE | 56146 | Black Hills Colorado Electric, LLC | 7995 | Airport Industrial | CO | Pueblo | IC3 | Petroleum Liquids | IC |  | S | 2.5 | 0.8 | 2.5 | 2.5 | 2 | N |  |  | N | Electric Utility | 1 | X | DFO
Petroleum Liquids.DFO | petroleum | TRUE | 56146 | Black Hills Colorado Electric, LLC | 7995 | Airport Industrial | CO | Pueblo | IC4 | Petroleum Liquids | IC |  | S | 2.5 | 0.8 | 2.5 | 2.5 | 2 | N |  |  | N | Electric Utility | 1 | X | DFO
Petroleum Liquids.DFO | petroleum | TRUE | 10623 | City of Lakeland - (FL) | 7997 | Winston | FL | Polk | WD01 | Petroleum Liquids | IC |  | S | 2.5 | 1 | 2.5 | 2.5 | 2.5 | N |  |  | N | Electric Utility | 1 | X | DFO
Petroleum Liquids.DFO | petroleum | TRUE | 10623 | City of Lakeland - (FL) | 7997 | Winston | FL | Polk | WD02 | Petroleum Liquids | IC |  | S | 2.5 | 1 | 2.5 | 2.5 | 2.5 | N |  |  | N | Electric Utility | 1 | X | DFO
Petroleum Liquids.DFO | petroleum | TRUE | 10623 | City of Lakeland - (FL) | 7997 | Winston | FL | Polk | WD03 | Petroleum Liquids | IC |  | S | 2.5 | 1 | 2.5 | 2.5 | 2.5 | N |  |  | N | Electric Utility | 1 | X | DFO
Petroleum Liquids.DFO | petroleum | TRUE | 10623 | City of Lakeland - (FL) | 7997 | Winston | FL | Polk | WD04 | Petroleum Liquids | IC |  | S | 2.5 | 1 | 2.5 | 2.5 | 2.5 | N |  |  | N | Electric Utility | 1 | X | DFO
Petroleum Liquids.DFO | petroleum | TRUE | 10623 | City of Lakeland - (FL) | 7997 | Winston | FL | Polk | WD05 | Petroleum Liquids | IC |  | S | 2.5 | 1 | 2.5 | 2.5 | 2.5 | N |  |  | N | Electric Utility | 1 | X | DFO
Petroleum Liquids.DFO | petroleum | TRUE | 10623 | City of Lakeland - (FL) | 7997 | Winston | FL | Polk | WD06 | Petroleum Liquids | IC |  | S | 2.5 | 1 | 2.5 | 2.5 | 2.5 | N |  |  | N | Electric Utility | 1 | X | DFO
Petroleum Liquids.DFO | petroleum | TRUE | 10623 | City of Lakeland - (FL) | 7997 | Winston | FL | Polk | WD07 | Petroleum Liquids | IC |  | S | 2.5 | 1 | 2.5 | 2.5 | 2.5 | N |  |  | N | Electric Utility | 1 | X | DFO
Petroleum Liquids.DFO | petroleum | TRUE | 10623 | City of Lakeland - (FL) | 7997 | Winston | FL | Polk | WD08 | Petroleum Liquids | IC |  | S | 2.5 | 1 | 2.5 | 2.5 | 2.5 | N |  |  | N | Electric Utility | 1 | X | DFO
Petroleum Liquids.DFO | petroleum | TRUE | 10623 | City of Lakeland - (FL) | 7997 | Winston | FL | Polk | WD09 | Petroleum Liquids | IC |  | S | 2.5 | 1 | 2.5 | 2.5 | 2.5 | N |  |  | N | Electric Utility | 1 | X | DFO
Petroleum Liquids.DFO | petroleum | TRUE | 10623 | City of Lakeland - (FL) | 7997 | Winston | FL | Polk | WD10 | Petroleum Liquids | IC |  | S | 2.5 | 1 | 2.5 | 2.5 | 2.5 | N |  |  | N | Electric Utility | 1 | X | DFO
Petroleum Liquids.DFO | petroleum | TRUE | 10623 | City of Lakeland - (FL) | 7997 | Winston | FL | Polk | WD11 | Petroleum Liquids | IC |  | S | 2.5 | 1 | 2.5 | 2.5 | 2.5 | N |  |  | N | Electric Utility | 1 | X | DFO
Petroleum Liquids.DFO | petroleum | TRUE | 10623 | City of Lakeland - (FL) | 7997 | Winston | FL | Polk | WD12 | Petroleum Liquids | IC |  | S | 2.5 | 1 | 2.5 | 2.5 | 2.5 | N |  |  | N | Electric Utility | 1 | X | DFO
Petroleum Liquids.DFO | petroleum | TRUE | 10623 | City of Lakeland - (FL) | 7997 | Winston | FL | Polk | WD13 | Petroleum Liquids | IC |  | S | 2.5 | 1 | 2.5 | 2.5 | 2.5 | N |  |  | N | Electric Utility | 1 | X | DFO
Petroleum Liquids.DFO | petroleum | TRUE | 10623 | City of Lakeland - (FL) | 7997 | Winston | FL | Polk | WD14 | Petroleum Liquids | IC |  | S | 2.5 | 1 | 2.5 | 2.5 | 2.5 | N |  |  | N | Electric Utility | 1 | X | DFO
Petroleum Liquids.DFO | petroleum | TRUE | 10623 | City of Lakeland - (FL) | 7997 | Winston | FL | Polk | WD15 | Petroleum Liquids | IC |  | S | 2.5 | 1 | 2.5 | 2.5 | 2.5 | N |  |  | N | Electric Utility | 1 | X | DFO
Petroleum Liquids.DFO | petroleum | TRUE | 10623 | City of Lakeland - (FL) | 7997 | Winston | FL | Polk | WD16 | Petroleum Liquids | IC |  | S | 2.5 | 1 | 2.5 | 2.5 | 2.5 | N |  |  | N | Electric Utility | 1 | X | DFO
Petroleum Liquids.DFO | petroleum | TRUE | 10623 | City of Lakeland - (FL) | 7997 | Winston | FL | Polk | WD17 | Petroleum Liquids | IC |  | S | 2.5 | 1 | 2.5 | 2.5 | 2.5 | N |  |  | N | Electric Utility | 1 | X | DFO
Petroleum Liquids.DFO | petroleum | TRUE | 10623 | City of Lakeland - (FL) | 7997 | Winston | FL | Polk | WD18 | Petroleum Liquids | IC |  | S | 2.5 | 1 | 2.5 | 2.5 | 2.5 | N |  |  | N | Electric Utility | 1 | X | DFO
Petroleum Liquids.DFO | petroleum | TRUE | 10623 | City of Lakeland - (FL) | 7997 | Winston | FL | Polk | WD19 | Petroleum Liquids | IC |  | S | 2.5 | 1 | 2.5 | 2.5 | 2.5 | N |  |  | N | Electric Utility | 1 | X | DFO
Petroleum Liquids.DFO | petroleum | TRUE | 10623 | City of Lakeland - (FL) | 7997 | Winston | FL | Polk | WD20 | Petroleum Liquids | IC |  | S | 2.5 | 1 | 2.5 | 2.5 | 2.5 | N |  |  | N | Electric Utility | 1 | X | DFO
Natural Gas Fired Combined Cycle.NG | natural gas combined cycle | TRUE | 49893 | Invenergy Services LLC | 7999 | Grays Harbor Energy Facility | WA | Grays Harbor | CT1 | Natural Gas Fired Combined Cycle | CT | CC01 | S | 198.9 | 0.85 | 151 | 188 | 100 | N |  |  | N | IPP Non-CHP | 2 | X | NG
Natural Gas Fired Combined Cycle.NG | natural gas combined cycle | TRUE | 49893 | Invenergy Services LLC | 7999 | Grays Harbor Energy Facility | WA | Grays Harbor | CT2 | Natural Gas Fired Combined Cycle | CT | CC01 | S | 198.9 | 0.85 | 153 | 190 | 100 | N |  |  | N | IPP Non-CHP | 2 | X | NG
Natural Gas Fired Combined Cycle.NG | natural gas combined cycle | TRUE | 49893 | Invenergy Services LLC | 7999 | Grays Harbor Energy Facility | WA | Grays Harbor | ST1 | Natural Gas Fired Combined Cycle | CA | CC01 | S | 317.1 | 0.85 | 291 | 291 | 100 | N |  |  | N | IPP Non-CHP | 2 | X | NG
Natural Gas Fired Combined Cycle.NG | natural gas combined cycle | TRUE | 13337 | Nebraska Public Power District | 8000 | Beatrice | NE | Gage | CT1 | Natural Gas Fired Combined Cycle | CT | CC1 | S | 76.6 | 0.85 | 70.1 | 70.1 | 0 | N |  |  | N | Electric Utility | 1 | X | NG
Natural Gas Fired Combined Cycle.NG | natural gas combined cycle | TRUE | 13337 | Nebraska Public Power District | 8000 | Beatrice | NE | Gage | CT2 | Natural Gas Fired Combined Cycle | CT | CC1 | S | 76.6 | 0.85 | 66.2 | 66.2 | 0 | N |  |  | N | Electric Utility | 1 | X | NG
Natural Gas Fired Combined Cycle.NG | natural gas combined cycle | TRUE | 13337 | Nebraska Public Power District | 8000 | Beatrice | NE | Gage | ST1 | Natural Gas Fired Combined Cycle | CA | CC1 | S | 93.9 | 0.85 | 83.2 | 83.2 | 0 | N |  |  | N | Electric Utility | 1 | X | NG
Petroleum Liquids.RFO | petroleum | TRUE | 62032 | Granite Shore Power | 8002 | Newington | NH | Rockingham | 1 | Petroleum Liquids | ST |  | S | 414 | 0.9 | 400.2 | 400.2 | 60 | N |  |  | N | IPP Non-CHP | 2 | X | RFO | DFO
Conventional Hydroelectric.WAT | hydro | TRUE | 54765 | Bear Swamp Power Company LLC | 8004 | Fife Brook | MA | Berkshire | GEN1 | Conventional Hydroelectric | HY |  | J | 11.2 | 0.9 | 11.2 | 11.2 | 3 | N |  |  | N | IPP Non-CHP | 2 | X | WAT
Hydroelectric Pumped Storage.WAT | other | TRUE | 54765 | Bear Swamp Power Company LLC | 8005 | Bear Swamp | MA | Berkshire | GEN1 | Hydroelectric Pumped Storage | PS |  | J | 300 | 0.9 | 300 | 300 | 220 | N |  |  | N | IPP Non-CHP | 2 | X | WAT
Hydroelectric Pumped Storage.WAT | other | TRUE | 54765 | Bear Swamp Power Company LLC | 8005 | Bear Swamp | MA | Berkshire | GEN2 | Hydroelectric Pumped Storage | PS |  | J | 300 | 0.9 | 333 | 333 | 220 | N |  |  | N | IPP Non-CHP | 2 | X | WAT
Petroleum Liquids.RFO | petroleum | TRUE | 5511 | CCI Roseton LLC | 8006 | Roseton Generating Facility | NY | Orange | 1 | Petroleum Liquids | ST |  | S | 621 | 0.9 | 599 | 602.8 | 140 | N |  |  | N | IPP Non-CHP | 2 | X | RFO | NG | DFO
Natural Gas Steam Turbine.NG | natural gas steam turbine | TRUE | 5511 | CCI Roseton LLC | 8006 | Roseton Generating Facility | NY | Orange | 2 | Natural Gas Steam Turbine | ST |  | S | 621 | 0.9 | 605.7 | 607.7 | 140 | N |  |  | N | IPP Non-CHP | 2 | X | NG | RFO | DFO
Petroleum Liquids.KER | petroleum | TRUE | 56505 | National Grid Generation LLC | 8007 | Holtsville | NY | Suffolk | 1 | Petroleum Liquids | GT |  | S | 56.7 | 0.9 | 55.5 | 62.1 | 37.6 | N |  |  | N | Electric Utility | 1 | X | KER
Petroleum Liquids.KER | petroleum | TRUE | 56505 | National Grid Generation LLC | 8007 | Holtsville | NY | Suffolk | 10 | Petroleum Liquids | GT |  | S | 56.7 | 0.9 | 54.1 | 65.6 | 40.1 | N |  |  | N | Electric Utility | 1 | X | KER
Petroleum Liquids.KER | petroleum | TRUE | 56505 | National Grid Generation LLC | 8007 | Holtsville | NY | Suffolk | 2 | Petroleum Liquids | GT |  | S | 56.7 | 0.9 | 55.6 | 61.3 | 35.1 | N |  |  | N | Electric Utility | 1 | X | KER
Petroleum Liquids.KER | petroleum | TRUE | 56505 | National Grid Generation LLC | 8007 | Holtsville | NY | Suffolk | 3 | Petroleum Liquids | GT |  | S | 56.7 | 0.9 | 51 | 64.8 | 35.8 | N |  |  | N | Electric Utility | 1 | X | KER
Petroleum Liquids.KER | petroleum | TRUE | 56505 | National Grid Generation LLC | 8007 | Holtsville | NY | Suffolk | 4 | Petroleum Liquids | GT |  | S | 56.7 | 0.9 | 52.4 | 64.3 | 35.9 | N |  |  | N | Electric Utility | 1 | X | KER
Petroleum Liquids.KER | petroleum | TRUE | 56505 | National Grid Generation LLC | 8007 | Holtsville | NY | Suffolk | 5 | Petroleum Liquids | GT |  | S | 56.7 | 0.9 | 53.4 | 65 | 40.3 | N |  |  | N | Electric Utility | 1 | X | KER
Petroleum Liquids.KER | petroleum | TRUE | 56505 | National Grid Generation LLC | 8007 | Holtsville | NY | Suffolk | 6 | Petroleum Liquids | GT |  | S | 56.7 | 0.9 | 50.4 | 65.4 | 38.5 | N |  |  | N | Electric Utility | 1 | X | KER
Petroleum Liquids.KER | petroleum | TRUE | 56505 | National Grid Generation LLC | 8007 | Holtsville | NY | Suffolk | 7 | Petroleum Liquids | GT |  | S | 56.7 | 0.9 | 49.2 | 64.8 | 36.8 | N |  |  | N | Electric Utility | 1 | X | KER
Petroleum Liquids.KER | petroleum | TRUE | 56505 | National Grid Generation LLC | 8007 | Holtsville | NY | Suffolk | 8 | Petroleum Liquids | GT |  | S | 56.7 | 0.9 | 55.4 | 66.8 | 41.8 | N |  |  | N | Electric Utility | 1 | X | KER
Petroleum Liquids.KER | petroleum | TRUE | 56505 | National Grid Generation LLC | 8007 | Holtsville | NY | Suffolk | 9 | Petroleum Liquids | GT |  | S | 56.7 | 0.9 | 55.3 | 69.1 | 40.4 | N |  |  | N | Electric Utility | 1 | X | KER
Natural Gas Fired Combustion Turbine.NG | natural gas peaker | TRUE | 56606 | Calpine New Jersey Generation LLC | 8008 | Mickleton Station | NJ | Gloucester | MICK | Natural Gas Fired Combustion Turbine | GT |  | S | 71.2 | 0.9 | 63.7 | 78 | 57.3 | N | 6 | 2024 | N | IPP Non-CHP | 2 | X | NG
Natural Gas Fired Combustion Turbine.NG | natural gas peaker | TRUE | 13137 | City of Murray - (UT) | 8010 | Murray Turbine | UT | Salt Lake | 1 | Natural Gas Fired Combustion Turbine | GT |  | S | 14 | 1 | 12 | 13 | 7 | N |  |  | N | Electric Utility | 1 | X | NG
Natural Gas Fired Combustion Turbine.NG | natural gas peaker | TRUE | 13137 | City of Murray - (UT) | 8010 | Murray Turbine | UT | Salt Lake | 2 | Natural Gas Fired Combustion Turbine | GT |  | S | 14 | 1 | 12 | 13 | 7 | N |  |  | N | Electric Utility | 1 | X | NG
Natural Gas Fired Combustion Turbine.NG | natural gas peaker | TRUE | 13137 | City of Murray - (UT) | 8010 | Murray Turbine | UT | Salt Lake | 3 | Natural Gas Fired Combustion Turbine | GT |  | S | 14 | 1 | 12 | 13 | 7 | N |  |  | N | Electric Utility | 1 | X | NG
Petroleum Liquids.DFO | petroleum | TRUE | 6035 | Exelon Power | 8012 | Croydon CT Generating Station | PA | Bucks | 11 | Petroleum Liquids | GT |  | S | 68.3 | 0.9 | 49 | 64 | 10 | N |  |  | N | IPP Non-CHP | 2 | X | DFO
Petroleum Liquids.DFO | petroleum | TRUE | 6035 | Exelon Power | 8012 | Croydon CT Generating Station | PA | Bucks | 12 | Petroleum Liquids | GT |  | S | 68.3 | 0.9 | 49 | 64 | 10 | N |  |  | N | IPP Non-CHP | 2 | X | DFO
Petroleum Liquids.DFO | petroleum | TRUE | 6035 | Exelon Power | 8012 | Croydon CT Generating Station | PA | Bucks | 21 | Petroleum Liquids | GT |  | S | 68.3 | 0.9 | 49 | 64 | 10 | N |  |  | N | IPP Non-CHP | 2 | X | DFO
Petroleum Liquids.DFO | petroleum | TRUE | 6035 | Exelon Power | 8012 | Croydon CT Generating Station | PA | Bucks | 22 | Petroleum Liquids | GT |  | S | 68.3 | 0.9 | 49 | 64 | 10 | N |  |  | N | IPP Non-CHP | 2 | X | DFO
Petroleum Liquids.DFO | petroleum | TRUE | 6035 | Exelon Power | 8012 | Croydon CT Generating Station | PA | Bucks | 31 | Petroleum Liquids | GT |  | S | 68.3 | 0.9 | 49 | 64 | 10 | N |  |  | N | IPP Non-CHP | 2 | X | DFO
Petroleum Liquids.DFO | petroleum | TRUE | 6035 | Exelon Power | 8012 | Croydon CT Generating Station | PA | Bucks | 32 | Petroleum Liquids | GT |  | S | 68.3 | 0.9 | 48 | 64 | 10 | N |  |  | N | IPP Non-CHP | 2 | X | DFO
Petroleum Liquids.DFO | petroleum | TRUE | 6035 | Exelon Power | 8012 | Croydon CT Generating Station | PA | Bucks | 41 | Petroleum Liquids | GT |  | S | 68.3 | 0.9 | 49 | 64 | 10 | N |  |  | N | IPP Non-CHP | 2 | X | DFO
Petroleum Liquids.DFO | petroleum | TRUE | 6035 | Exelon Power | 8012 | Croydon CT Generating Station | PA | Bucks | 42 | Petroleum Liquids | GT |  | S | 68.3 | 0.9 | 49 | 64 | 10 | N |  |  | N | IPP Non-CHP | 2 | X | DFO
Petroleum Liquids.DFO | petroleum | TRUE | 13697 | North Central Power Co Inc | 8013 | Winter | WI | Sawyer | IC 1 | Petroleum Liquids | IC |  | S | 2.8 | 0.8 | 2.8 | 2.8 | 0.1 | N |  |  | N | Electric Utility | 1 | X | DFO
Petroleum Liquids.DFO | petroleum | TRUE | 13697 | North Central Power Co Inc | 8013 | Winter | WI | Sawyer | IC 2 | Petroleum Liquids | IC |  | S | 2.8 | 0.8 | 2.8 | 2.8 | 0.1 | N |  |  | N | Electric Utility | 1 | X | DFO
Natural Gas Internal Combustion Engine.NG | natural gas peaker | TRUE | 14446 | Paragould Light & Water Comm | 8015 | Paragould Reciprocating | AR | Greene | 011 | Natural Gas Internal Combustion Engine | IC |  | S | 6.4 | 0.8 | 6 | 6 | 6 | N |  |  | N | Electric Utility | 1 | X | NG
Natural Gas Internal Combustion Engine.NG | natural gas peaker | TRUE | 14446 | Paragould Light & Water Comm | 8015 | Paragould Reciprocating | AR | Greene | 021 | Natural Gas Internal Combustion Engine | IC |  | S | 6.4 | 0.8 | 6 | 6 | 6 | N |  |  | N | Electric Utility | 1 | X | NG
Natural Gas Internal Combustion Engine.NG | natural gas peaker | TRUE | 14446 | Paragould Light & Water Comm | 8015 | Paragould Reciprocating | AR | Greene | 031 | Natural Gas Internal Combustion Engine | IC |  | S | 6.4 | 0.8 | 6 | 6 | 6 | N |  |  | N | Electric Utility | 1 | X | NG
Petroleum Liquids.DFO | petroleum | TRUE | 17828 | City of Springfield - (IL) | 8016 | Factory | IL | Sangamon | 1 | Petroleum Liquids | GT |  | S | 26.6 | 0.9 | 14.8 | 25.1 | 1 | N |  |  | N | Electric Utility | 1 | X | DFO
Natural Gas Internal Combustion Engine.NG | natural gas peaker | TRUE | 1148 | City of Baldwin City- (KS) | 8020 | Baldwin City Plant No 2 | KS | Douglas | 7 | Natural Gas Internal Combustion Engine | IC |  | S | 3.2 | 0.8 | 3 | 3 | 1 | N |  |  | N | Electric Utility | 1 | X | NG | DFO
Natural Gas Internal Combustion Engine.NG | natural gas peaker | TRUE | 1148 | City of Baldwin City- (KS) | 8020 | Baldwin City Plant No 2 | KS | Douglas | 8 | Natural Gas Internal Combustion Engine | IC |  | S | 3.2 | 0.8 | 3 | 3 | 1 | N |  |  | N | Electric Utility | 1 | X | NG | DFO
Natural Gas Internal Combustion Engine.NG | natural gas peaker | TRUE | 20169 | Avista Corp | 8022 | Boulder Park | WA | Spokane | 1 | Natural Gas Internal Combustion Engine | IC |  | S | 4.1 | 0.8 | 4.1 | 4.1 | 4.1 | N |  |  | N | Electric Utility | 1 | X | NG
Natural Gas Internal Combustion Engine.NG | natural gas peaker | TRUE | 20169 | Avista Corp | 8022 | Boulder Park | WA | Spokane | 2 | Natural Gas Internal Combustion Engine | IC |  | S | 4.1 | 0.8 | 4.1 | 4.1 | 4.1 | N |  |  | N | Electric Utility | 1 | X | NG
Natural Gas Internal Combustion Engine.NG | natural gas peaker | TRUE | 20169 | Avista Corp | 8022 | Boulder Park | WA | Spokane | 3 | Natural Gas Internal Combustion Engine | IC |  | S | 4.1 | 0.8 | 4.1 | 4.1 | 4.1 | N |  |  | N | Electric Utility | 1 | X | NG
Natural Gas Internal Combustion Engine.NG | natural gas peaker | TRUE | 20169 | Avista Corp | 8022 | Boulder Park | WA | Spokane | 4 | Natural Gas Internal Combustion Engine | IC |  | S | 4.1 | 0.8 | 4.1 | 4.1 | 4.1 | N |  |  | N | Electric Utility | 1 | X | NG
Natural Gas Internal Combustion Engine.NG | natural gas peaker | TRUE | 20169 | Avista Corp | 8022 | Boulder Park | WA | Spokane | 5 | Natural Gas Internal Combustion Engine | IC |  | S | 4.1 | 0.8 | 4.1 | 4.1 | 4.1 | N |  |  | N | Electric Utility | 1 | X | NG
Natural Gas Internal Combustion Engine.NG | natural gas peaker | TRUE | 20169 | Avista Corp | 8022 | Boulder Park | WA | Spokane | 6 | Natural Gas Internal Combustion Engine | IC |  | S | 4.1 | 0.8 | 4.1 | 4.1 | 4.1 | N |  |  | N | Electric Utility | 1 | X | NG
Conventional Steam Coal.RC | hard coal | TRUE | 20856 | Wisconsin Power & Light Co | 8023 | Columbia (WI) | WI | Columbia | 1 | Conventional Steam Coal | ST |  | J | 556 | 0.9 | 579.3 | 582.3 | 130 | N | 6 | 2026 | N | Electric Utility | 1 | X | RC | DFO | SUB | BIT
Conventional Steam Coal.SUB | hard coal | TRUE | 20856 | Wisconsin Power & Light Co | 8023 | Columbia (WI) | WI | Columbia | 2 | Conventional Steam Coal | ST |  | J | 556 | 0.9 | 568.8 | 578.8 | 130 | N | 6 | 2026 | N | Electric Utility | 1 | X | SUB | DFO | SUB | BIT
Natural Gas Fired Combustion Turbine.NG | natural gas peaker | TRUE | 1307 | Basin Electric Power Coop | 8026 | Hartzog | WY | Campbell | 1 | Natural Gas Fired Combustion Turbine | GT |  | S | 7.5 | 0.8 | 5 | 6 | 0.5 | N |  |  | N | Electric Utility | 1 | X | NG
Natural Gas Fired Combustion Turbine.NG | natural gas peaker | TRUE | 1307 | Basin Electric Power Coop | 8026 | Hartzog | WY | Campbell | 2 | Natural Gas Fired Combustion Turbine | GT |  | S | 7.5 | 0.8 | 5 | 6 | 0.5 | N |  |  | N | Electric Utility | 1 | X | NG
Natural Gas Fired Combustion Turbine.NG | natural gas peaker | TRUE | 1307 | Basin Electric Power Coop | 8026 | Hartzog | WY | Campbell | 3 | Natural Gas Fired Combustion Turbine | GT |  | S | 7.5 | 0.8 | 5 | 6 | 0.5 | N |  |  | N | Electric Utility | 1 | X | NG
Petroleum Liquids.DFO | petroleum | TRUE | 13781 | Northern States Power Co - Minnesota | 8027 | Blue Lake | MN | Scott | 1 | Petroleum Liquids | GT |  | S | 56.7 | 0.9 | 39 | 50 | 19 | N | 12 | 2025 | N | Electric Utility | 1 | X | DFO
Petroleum Liquids.DFO | petroleum | TRUE | 13781 | Northern States Power Co - Minnesota | 8027 | Blue Lake | MN | Scott | 2 | Petroleum Liquids | GT |  | S | 56.7 | 0.9 | 39 | 50 | 19 | N | 12 | 2025 | N | Electric Utility | 1 | X | DFO
Petroleum Liquids.DFO | petroleum | TRUE | 13781 | Northern States Power Co - Minnesota | 8027 | Blue Lake | MN | Scott | 3 | Petroleum Liquids | GT |  | S | 56.7 | 0.9 | 36 | 46 | 19 | N | 12 | 2025 | N | Electric Utility | 1 | X | DFO
Petroleum Liquids.DFO | petroleum | TRUE | 13781 | Northern States Power Co - Minnesota | 8027 | Blue Lake | MN | Scott | 4 | Petroleum Liquids | GT |  | S | 56.7 | 0.9 | 39 | 48 | 32 | N | 12 | 2025 | N | Electric Utility | 1 | X | DFO
Natural Gas Fired Combustion Turbine.NG | natural gas peaker | TRUE | 13781 | Northern States Power Co - Minnesota | 8027 | Blue Lake | MN | Scott | 7 | Natural Gas Fired Combustion Turbine | GT |  | S | 166.3 | 0.85 | 150 | 174 | 100 | N |  |  | N | Electric Utility | 1 | X | NG
Natural Gas Fired Combustion Turbine.NG | natural gas peaker | TRUE | 13781 | Northern States Power Co - Minnesota | 8027 | Blue Lake | MN | Scott | 8 | Natural Gas Fired Combustion Turbine | GT |  | S | 166.3 | 0.85 | 150 | 177 | 100 | N |  |  | N | Electric Utility | 1 | X | NG
Natural Gas Fired Combustion Turbine.NG | natural gas peaker | TRUE | 1307 | Basin Electric Power Coop | 8028 | Arvada | WY | Sheridan | 1 | Natural Gas Fired Combustion Turbine | GT |  | S | 7.5 | 0.8 | 5 | 6 | 0.5 | N |  |  | N | Electric Utility | 1 | X | NG
Natural Gas Fired Combustion Turbine.NG | natural gas peaker | TRUE | 1307 | Basin Electric Power Coop | 8028 | Arvada | WY | Sheridan | 2 | Natural Gas Fired Combustion Turbine | GT |  | S | 7.5 | 0.8 | 5 | 6 | 0.5 | N |  |  | N | Electric Utility | 1 | X | NG
Natural Gas Fired Combustion Turbine.NG | natural gas peaker | TRUE | 12341 | MidAmerican Energy Co | 8029 | Sycamore (IA) | IA | Polk | 1 | Natural Gas Fired Combustion Turbine | GT |  | S | 78.8 | 0.9 | 75 | 95 | 6 | N |  |  | N | Electric Utility | 1 | X | NG | DFO
Natural Gas Fired Combustion Turbine.NG | natural gas peaker | TRUE | 12341 | MidAmerican Energy Co | 8029 | Sycamore (IA) | IA | Polk | 2 | Natural Gas Fired Combustion Turbine | GT |  | S | 78.8 | 0.9 | 73.9 | 95 | 6 | N |  |  | N | Electric Utility | 1 | X | NG | DFO
Natural Gas Fired Combustion Turbine.NG | natural gas peaker | TRUE | 1307 | Basin Electric Power Coop | 8030 | Barber Creek | WY | Campbell | 1 | Natural Gas Fired Combustion Turbine | GT |  | S | 7.5 | 0.8 | 5 | 6 | 0.5 | N |  |  | N | Electric Utility | 1 | X | NG
Natural Gas Fired Combustion Turbine.NG | natural gas peaker | TRUE | 1307 | Basin Electric Power Coop | 8030 | Barber Creek | WY | Campbell | 2 | Natural Gas Fired Combustion Turbine | GT |  | S | 7.5 | 0.8 | 5 | 6 | 0.5 | N |  |  | N | Electric Utility | 1 | X | NG
Natural Gas Fired Combustion Turbine.NG | natural gas peaker | TRUE | 1307 | Basin Electric Power Coop | 8030 | Barber Creek | WY | Campbell | 3 | Natural Gas Fired Combustion Turbine | GT |  | S | 7.5 | 0.8 | 5 | 6 | 0.5 | N |  |  | N | Electric Utility | 1 | X | NG
Natural Gas Fired Combined Cycle.NG | natural gas combined cycle | TRUE | 9417 | Interstate Power and Light Co | 8031 | Emery Station | IA | Cerro Gordo | 11 | Natural Gas Fired Combined Cycle | CT | G821 | S | 173.4 | 0.85 | 144.1 | 171.5 | 95 | N |  |  | N | Electric Utility | 1 | X | NG
Natural Gas Fired Combined Cycle.NG | natural gas combined cycle | TRUE | 9417 | Interstate Power and Light Co | 8031 | Emery Station | IA | Cerro Gordo | 12 | Natural Gas Fired Combined Cycle | CT | G821 | S | 173.4 | 0.85 | 146.5 | 174.3 | 95 | N |  |  | N | Electric Utility | 1 | X | NG
Natural Gas Fired Combined Cycle.NG | natural gas combined cycle | TRUE | 9417 | Interstate Power and Light Co | 8031 | Emery Station | IA | Cerro Gordo | ST1 | Natural Gas Fired Combined Cycle | CA | G821 | S | 256 | 0.85 | 239.9 | 256.1 | 63 | N |  |  | N | Electric Utility | 1 | X | NG
Natural Gas Internal Combustion Engine.NG | natural gas peaker | TRUE | 13809 | NorthWestern Energy - (SD) | 8034 | Yankton | SD | Yankton | 1 | Natural Gas Internal Combustion Engine | IC |  | S | 2.2 | 0.8 | 2.2 | 2.2 | 1 | N |  |  | N | Electric Utility | 1 | X | NG | DFO
Petroleum Liquids.DFO | petroleum | TRUE | 13809 | NorthWestern Energy - (SD) | 8034 | Yankton | SD | Yankton | 2 | Petroleum Liquids | IC |  | S | 2.7 | 0.8 | 2.8 | 2.8 | 1.2 | N |  |  | N | Electric Utility | 1 | X | DFO
Natural Gas Internal Combustion Engine.NG | natural gas peaker | TRUE | 13809 | NorthWestern Energy - (SD) | 8034 | Yankton | SD | Yankton | 3 | Natural Gas Internal Combustion Engine | IC |  | S | 6.5 | 0.8 | 6.5 | 6.5 | 3 | N |  |  | N | Electric Utility | 1 | X | NG | DFO
Petroleum Liquids.DFO | petroleum | TRUE | 13809 | NorthWestern Energy - (SD) | 8034 | Yankton | SD | Yankton | 4 | Petroleum Liquids | IC |  | S | 2 | 0.8 | 2 | 2 | 0.9 | N |  |  | N | Electric Utility | 1 | X | DFO
Nuclear.NUC | nuclear | TRUE | 13337 | Nebraska Public Power District | 8036 | Cooper Nuclear Station | NE | Nemaha | 1 | Nuclear | ST |  | S | 801 | 0.85 | 770 | 770 | 0 | N |  |  | N | Electric Utility | 1 | X | NUC
Natural Gas Fired Combustion Turbine.NG | natural gas peaker | TRUE | 18315 | Sunflower Electric Power Corp | 8037 | Clifton | KS | Washington | 1 | Natural Gas Fired Combustion Turbine | GT |  | S | 85 | 0.9 | 75.6 | 75.6 | 10 | N |  |  | N | Electric Utility | 1 | X | NG
Petroleum Liquids.DFO | petroleum | TRUE | 18315 | Sunflower Electric Power Corp | 8037 | Clifton | KS | Washington | 2 | Petroleum Liquids | IC |  | S | 2.5 | 0.8 | 2.5 | 2.5 | 2.5 | N |  |  | N | Electric Utility | 1 | X | DFO
Natural Gas Steam Turbine.NG | natural gas steam turbine | TRUE | 5416 | Duke Energy Carolinas, LLC | 8042 | Belews Creek | NC | Stokes | 1 | Natural Gas Steam Turbine | ST |  | S | 1245.6 | 0.9 | 1110 | 1110 | 300 | N |  |  | N | Electric Utility | 1 | X | NG | BIT | DFO
Natural Gas Steam Turbine.NG | natural gas steam turbine | TRUE | 5416 | Duke Energy Carolinas, LLC | 8042 | Belews Creek | NC | Stokes | 2 | Natural Gas Steam Turbine | ST |  | S | 1245.6 | 0.9 | 1110 | 1110 | 675 | N |  |  | N | Electric Utility | 1 | X | NG | BIT | DFO
Natural Gas Steam Turbine.NG | natural gas steam turbine | TRUE | 6455 | Duke Energy Florida, LLC | 8048 | Anclote | FL | Pasco | 1 | Natural Gas Steam Turbine | ST |  | S | 556.2 | 0.9 | 508 | 521 | 80 | N |  |  | N | Electric Utility | 1 | X | NG | RFO
Natural Gas Steam Turbine.NG | natural gas steam turbine | TRUE | 6455 | Duke Energy Florida, LLC | 8048 | Anclote | FL | Pasco | 2 | Natural Gas Steam Turbine | ST |  | S | 556.2 | 0.9 | 505 | 514 | 80 | N |  |  | N | Electric Utility | 1 | X | NG | RFO
Petroleum Liquids.DFO | petroleum | TRUE | 6455 | Duke Energy Florida, LLC | 8049 | Intercession City | FL | Osceola | P1 | Petroleum Liquids | GT |  | S | 56.7 | 0.9 | 45 | 61 | 30 | N |  |  | N | Electric Utility | 1 | X | DFO
Natural Gas Fired Combustion Turbine.NG | natural gas peaker | TRUE | 6455 | Duke Energy Florida, LLC | 8049 | Intercession City | FL | Osceola | P10 | Natural Gas Fired Combustion Turbine | GT |  | S | 103.5 | 0.85 | 74 | 86 | 40 | N |  |  | N | Electric Utility | 1 | X | NG | DFO
Petroleum Liquids.DFO | petroleum | TRUE | 6455 | Duke Energy Florida, LLC | 8049 | Intercession City | FL | Osceola | P11 | Petroleum Liquids | GT |  | J | 148.5 | 0.9 | 140 | 161 | 60 | N |  |  | N | Electric Utility | 1 | X | DFO
Natural Gas Fired Combustion Turbine.NG | natural gas peaker | TRUE | 6455 | Duke Energy Florida, LLC | 8049 | Intercession City | FL | Osceola | P12 | Natural Gas Fired Combustion Turbine | GT |  | S | 98.2 | 0.85 | 73 | 89 | 50 | N |  |  | N | Electric Utility | 1 | X | NG | DFO
Natural Gas Fired Combustion Turbine.NG | natural gas peaker | TRUE | 6455 | Duke Energy Florida, LLC | 8049 | Intercession City | FL | Osceola | P13 | Natural Gas Fired Combustion Turbine | GT |  | S | 98.2 | 0.85 | 73 | 91 | 50 | N |  |  | N | Electric Utility | 1 | X | NG | DFO
Natural Gas Fired Combustion Turbine.NG | natural gas peaker | TRUE | 6455 | Duke Energy Florida, LLC | 8049 | Intercession City | FL | Osceola | P14 | Natural Gas Fired Combustion Turbine | GT |  | S | 98.2 | 0.85 | 73 | 90 | 50 | N |  |  | N | Electric Utility | 1 | X | NG | DFO
Petroleum Liquids.DFO | petroleum | TRUE | 6455 | Duke Energy Florida, LLC | 8049 | Intercession City | FL | Osceola | P2 | Petroleum Liquids | GT |  | S | 56.7 | 0.9 | 46 | 60 | 25 | N |  |  | N | Electric Utility | 1 | X | DFO
Petroleum Liquids.DFO | petroleum | TRUE | 6455 | Duke Energy Florida, LLC | 8049 | Intercession City | FL | Osceola | P3 | Petroleum Liquids | GT |  | S | 56.7 | 0.9 | 46 | 61 | 25 | N |  |  | N | Electric Utility | 1 | X | DFO
Petroleum Liquids.DFO | petroleum | TRUE | 6455 | Duke Energy Florida, LLC | 8049 | Intercession City | FL | Osceola | P4 | Petroleum Liquids | GT |  | S | 56.7 | 0.9 | 46 | 62 | 30 | N |  |  | N | Electric Utility | 1 | X | DFO
Petroleum Liquids.DFO | petroleum | TRUE | 6455 | Duke Energy Florida, LLC | 8049 | Intercession City | FL | Osceola | P5 | Petroleum Liquids | GT |  | S | 56.7 | 0.9 | 45 | 59 | 30 | N |  |  | N | Electric Utility | 1 | X | DFO
Petroleum Liquids.DFO | petroleum | TRUE | 6455 | Duke Energy Florida, LLC | 8049 | Intercession City | FL | Osceola | P6 | Petroleum Liquids | GT |  | S | 56.7 | 0.9 | 47 | 60 | 30 | N |  |  | N | Electric Utility | 1 | X | DFO
Natural Gas Fired Combustion Turbine.NG | natural gas peaker | TRUE | 6455 | Duke Energy Florida, LLC | 8049 | Intercession City | FL | Osceola | P7 | Natural Gas Fired Combustion Turbine | GT |  | S | 103.5 | 0.85 | 78 | 90 | 40 | N |  |  | N | Electric Utility | 1 | X | NG | DFO
Natural Gas Fired Combustion Turbine.NG | natural gas peaker | TRUE | 6455 | Duke Energy Florida, LLC | 8049 | Intercession City | FL | Osceola | P8 | Natural Gas Fired Combustion Turbine | GT |  | S | 103.5 | 0.85 | 77 | 88 | 40 | N |  |  | N | Electric Utility | 1 | X | NG | DFO
Natural Gas Fired Combustion Turbine.NG | natural gas peaker | TRUE | 6455 | Duke Energy Florida, LLC | 8049 | Intercession City | FL | Osceola | P9 | Natural Gas Fired Combustion Turbine | GT |  | S | 103.5 | 0.85 | 77 | 88 | 40 | N |  |  | N | Electric Utility | 1 | X | NG | DFO
Natural Gas Fired Combustion Turbine.NG | natural gas peaker | TRUE | 15296 | New York Power Authority | 8053 | Pouch | NY | Richmond | N01 | Natural Gas Fired Combustion Turbine | GT |  | S | 47 | 1 | 45.2 | 45.6 | 1 | N |  |  | N | Electric Utility | 1 | X | NG
Natural Gas Steam Turbine.NG | natural gas steam turbine | TRUE | 12685 | Entergy Mississippi LLC | 8054 | Gerald Andrus | MS | Washington | 1 | Natural Gas Steam Turbine | ST |  | S | 781.4 | 0.9 | 706.5 | 727.7 | 205 | N | 6 | 2035 | N | Electric Utility | 1 | X | NG
Nuclear.NUC | nuclear | TRUE | 814 | Entergy Arkansas LLC | 8055 | Arkansas Nuclear One | AR | Pope | 1 | Nuclear | ST |  | S | 902.5 | 0.9 | 833 | 855 | 250 | N |  |  | N | Electric Utility | 1 | X | NUC
Nuclear.NUC | nuclear | TRUE | 814 | Entergy Arkansas LLC | 8055 | Arkansas Nuclear One | AR | Pope | 2 | Nuclear | ST |  | S | 942.5 | 0.95 | 989 | 1004.7 | 250 | N |  |  | N | Electric Utility | 1 | X | NUC
Natural Gas Steam Turbine.NG | natural gas steam turbine | TRUE | 11241 | Entergy Louisiana LLC | 8056 | Waterford 1 & 2 | LA | St Charles | 1 | Natural Gas Steam Turbine | ST |  | S | 445.5 | 0.9 | 409.5 | 411.1 | 125 | N |  |  | N | Electric Utility | 1 | X | NG | RFO
Natural Gas Steam Turbine.NG | natural gas steam turbine | TRUE | 11241 | Entergy Louisiana LLC | 8056 | Waterford 1 & 2 | LA | St Charles | 2 | Natural Gas Steam Turbine | ST |  | S | 445.5 | 0.9 | 417 | 417.2 | 125 | N | 6 | 2024 | N | Electric Utility | 1 | X | NG | RFO
Petroleum Liquids.DFO | petroleum | TRUE | 11241 | Entergy Louisiana LLC | 8056 | Waterford 1 & 2 | LA | St Charles | 4 | Petroleum Liquids | GT |  | S | 41 | 0.95 | 32.1 | 35.7 | 31.9 | N |  |  | N | Electric Utility | 1 | X | DFO
Natural Gas Fired Combined Cycle.NG | natural gas combined cycle | TRUE | 15474 | Public Service Co of Oklahoma | 8059 | Comanche (OK) | OK | Comanche | 1G1 | Natural Gas Fired Combined Cycle | CT | CC1 | S | 85 | 0.9 | 78 | 78 | 30 | N |  |  | N | Electric Utility | 1 | X | NG
Natural Gas Fired Combined Cycle.NG | natural gas combined cycle | TRUE | 15474 | Public Service Co of Oklahoma | 8059 | Comanche (OK) | OK | Comanche | 1G2 | Natural Gas Fired Combined Cycle | CT | CC1 | S | 85 | 0.9 | 78 | 78 | 30 | N |  |  | N | Electric Utility | 1 | X | NG
Natural Gas Fired Combined Cycle.NG | natural gas combined cycle | TRUE | 15474 | Public Service Co of Oklahoma | 8059 | Comanche (OK) | OK | Comanche | 1S | Natural Gas Fired Combined Cycle | CA | CC1 | S | 120 | 0.9 | 104 | 114 | 34 | N |  |  | N | Electric Utility | 1 | X | NG
Petroleum Liquids.DFO | petroleum | TRUE | 15474 | Public Service Co of Oklahoma | 8059 | Comanche (OK) | OK | Comanche | IC1 | Petroleum Liquids | IC |  | S | 4 | 0.85 | 4 | 4 | 2 | N |  |  | N | Electric Utility | 1 | X | DFO
Batteries.MWH | battery storage | 0 | 55983 | Luminant Generation Company LLC | 8063 | DeCordova Steam Electric Station | TX | Hood | BESS | Batteries | BA |  | S | 269.1 |  | 260 | 260 |  | N |  |  | N | IPP Non-CHP | 2 | X | MWH
Natural Gas Fired Combustion Turbine.NG | natural gas peaker | TRUE | 55983 | Luminant Generation Company LLC | 8063 | DeCordova Steam Electric Station | TX | Hood | CT1 | Natural Gas Fired Combustion Turbine | GT |  | W | 89.4 | 0.9 | 69 | 88 | 60 | N |  |  | N | IPP Non-CHP | 2 | X | NG | DFO
Natural Gas Fired Combustion Turbine.NG | natural gas peaker | TRUE | 55983 | Luminant Generation Company LLC | 8063 | DeCordova Steam Electric Station | TX | Hood | CT2 | Natural Gas Fired Combustion Turbine | GT |  | W | 89.4 | 0.9 | 68 | 87 | 60 | N |  |  | N | IPP Non-CHP | 2 | X | NG | DFO
Natural Gas Fired Combustion Turbine.NG | natural gas peaker | TRUE | 55983 | Luminant Generation Company LLC | 8063 | DeCordova Steam Electric Station | TX | Hood | CT3 | Natural Gas Fired Combustion Turbine | GT |  | W | 89.4 | 0.9 | 68 | 86 | 60 | N |  |  | N | IPP Non-CHP | 2 | X | NG | DFO
Natural Gas Fired Combustion Turbine.NG | natural gas peaker | TRUE | 55983 | Luminant Generation Company LLC | 8063 | DeCordova Steam Electric Station | TX | Hood | CT4 | Natural Gas Fired Combustion Turbine | GT |  | W | 89.4 | 0.9 | 69 | 86 | 60 | N |  |  | N | IPP Non-CHP | 2 | X | NG | DFO
Conventional Steam Coal.SUB | hard coal | TRUE | 14354 | PacifiCorp | 8066 | Jim Bridger | WY | Sweetwater | 1 | Conventional Steam Coal | ST |  | J | 608.3 | 0.95 | 531 | 531 | 50 | N | 12 | 2037 | N | Electric Utility | 1 | X | SUB
Conventional Steam Coal.SUB | hard coal | TRUE | 14354 | PacifiCorp | 8066 | Jim Bridger | WY | Sweetwater | 2 | Conventional Steam Coal | ST |  | J | 617 | 0.95 | 539 | 539 | 40 | N | 12 | 2037 | N | Electric Utility | 1 | X | SUB
Conventional Steam Coal.SUB | hard coal | TRUE | 14354 | PacifiCorp | 8066 | Jim Bridger | WY | Sweetwater | 3 | Conventional Steam Coal | ST |  | J | 608.3 | 0.95 | 523 | 523 | 65 | N | 12 | 2037 | N | Electric Utility | 1 | X | SUB
Conventional Steam Coal.SUB | hard coal | TRUE | 14354 | PacifiCorp | 8066 | Jim Bridger | WY | Sweetwater | 4 | Conventional Steam Coal | ST |  | J | 608.3 | 0.96 | 526 | 526 | 65 | N | 12 | 2037 | N | Electric Utility | 1 | X | SUB
Natural Gas Fired Combustion Turbine.NG | natural gas peaker | TRUE | 15466 | Public Service Co of Colorado | 8067 | Fort Lupton | CO | Weld | 1 | Natural Gas Fired Combustion Turbine | GT |  | S | 50.4 | 0.9 | 44 | 50 | 10 | N | 12 | 2026 | N | Electric Utility | 1 | X | NG | DFO
Natural Gas Fired Combustion Turbine.NG | natural gas peaker | TRUE | 15466 | Public Service Co of Colorado | 8067 | Fort Lupton | CO | Weld | 2 | Natural Gas Fired Combustion Turbine | GT |  | S | 50.4 | 0.9 | 44 | 50 | 10 | N | 12 | 2026 | N | Electric Utility | 1 | X | NG | DFO
Natural Gas Fired Combined Cycle.NG | natural gas combined cycle | TRUE | 16572 | Salt River Project | 8068 | Santan | AZ | Maricopa | ST1 | Natural Gas Fired Combined Cycle | CS |  | S | 103.5 | 0.9 | 92 | 103.5 | 80 | N |  |  | N | Electric Utility | 1 | X | NG
Natural Gas Fired Combined Cycle.NG | natural gas combined cycle | TRUE | 16572 | Salt River Project | 8068 | Santan | AZ | Maricopa | ST2 | Natural Gas Fired Combined Cycle | CS |  | S | 103.5 | 0.9 | 92 | 103.5 | 80 | N |  |  | N | Electric Utility | 1 | X | NG
Natural Gas Fired Combined Cycle.NG | natural gas combined cycle | TRUE | 16572 | Salt River Project | 8068 | Santan | AZ | Maricopa | ST3 | Natural Gas Fired Combined Cycle | CS |  | S | 103.5 | 0.9 | 92 | 103.5 | 80 | N |  |  | N | Electric Utility | 1 | X | NG
Natural Gas Fired Combined Cycle.NG | natural gas combined cycle | TRUE | 16572 | Salt River Project | 8068 | Santan | AZ | Maricopa | ST4 | Natural Gas Fired Combined Cycle | CS |  | S | 103.5 | 0.9 | 92 | 103.5 | 80 | N |  |  | N | Electric Utility | 1 | X | NG
Natural Gas Fired Combined Cycle.NG | natural gas combined cycle | TRUE | 16572 | Salt River Project | 8068 | Santan | AZ | Maricopa | ST5A | Natural Gas Fired Combined Cycle | CT | STS5 | S | 153.8 | 0.85 | 151 | 203 | 90 | N |  |  | N | Electric Utility | 1 | X | NG
Natural Gas Fired Combined Cycle.NG | natural gas combined cycle | TRUE | 16572 | Salt River Project | 8068 | Santan | AZ | Maricopa | ST5B | Natural Gas Fired Combined Cycle | CT | STS5 | S | 153.8 | 0.85 | 151 | 203 | 90 | N |  |  | N | Electric Utility | 1 | X | NG
Natural Gas Fired Combined Cycle.NG | natural gas combined cycle | TRUE | 16572 | Salt River Project | 8068 | Santan | AZ | Maricopa | ST5S | Natural Gas Fired Combined Cycle | CA | STS5 | S | 314.5 | 0.85 | 280 | 318 | 60 | N |  |  | N | Electric Utility | 1 | X | NG
Natural Gas Fired Combined Cycle.NG | natural gas combined cycle | TRUE | 16572 | Salt River Project | 8068 | Santan | AZ | Maricopa | ST6A | Natural Gas Fired Combined Cycle | CT | STS6 | S | 153.8 | 0.85 | 151 | 195 | 90 | N |  |  | N | Electric Utility | 1 | X | NG
Natural Gas Fired Combined Cycle.NG | natural gas combined cycle | TRUE | 16572 | Salt River Project | 8068 | Santan | AZ | Maricopa | ST6S | Natural Gas Fired Combined Cycle | CA | STS6 | S | 136.1 | 0.85 | 126 | 135 | 45 | N |  |  | N | Electric Utility | 1 | X | NG
Conventional Steam Coal.BIT | hard coal | TRUE | 14354 | PacifiCorp | 8069 | Huntington | UT | Emery | 1 | Conventional Steam Coal | ST |  | S | 541.3 | 0.92 | 459 | 459 | 60 | N | 12 | 2036 | N | Electric Utility | 1 | X | BIT
Conventional Steam Coal.BIT | hard coal | TRUE | 14354 | PacifiCorp | 8069 | Huntington | UT | Emery | 2 | Conventional Steam Coal | ST |  | S | 496 | 0.9 | 450 | 450 | 60 | N | 12 | 2036 | N | Electric Utility | 1 | X | BIT
Natural Gas Fired Combined Cycle.NG | natural gas combined cycle | TRUE | 15248 | Portland General Electric Co | 8073 | Beaver | OR | Columbia | 1 | Natural Gas Fired Combined Cycle | CT | CC1 | S | 68.3 | 0.9 | 55.3 | 63 | 5 | N |  |  | N | Electric Utility | 1 | X | NG | DFO
Natural Gas Fired Combined Cycle.NG | natural gas combined cycle | TRUE | 15248 | Portland General Electric Co | 8073 | Beaver | OR | Columbia | 2 | Natural Gas Fired Combined Cycle | CT | CC1 | S | 68.3 | 0.9 | 55.3 | 63 | 5 | N |  |  | N | Electric Utility | 1 | X | NG | DFO
Natural Gas Fired Combined Cycle.NG | natural gas combined cycle | TRUE | 15248 | Portland General Electric Co | 8073 | Beaver | OR | Columbia | 3 | Natural Gas Fired Combined Cycle | CT | CC1 | S | 68.3 | 0.9 | 55.3 | 63 | 5 | N |  |  | N | Electric Utility | 1 | X | NG | DFO
Natural Gas Fired Combined Cycle.NG | natural gas combined cycle | TRUE | 15248 | Portland General Electric Co | 8073 | Beaver | OR | Columbia | 4 | Natural Gas Fired Combined Cycle | CT | CC1 | S | 68.3 | 0.9 | 55.3 | 63 | 5 | N |  |  | N | Electric Utility | 1 | X | NG | DFO
Natural Gas Fired Combined Cycle.NG | natural gas combined cycle | TRUE | 15248 | Portland General Electric Co | 8073 | Beaver | OR | Columbia | 5 | Natural Gas Fired Combined Cycle | CT | CC1 | S | 68.3 | 0.9 | 55.3 | 63 | 5 | N |  |  | N | Electric Utility | 1 | X | NG | DFO
Natural Gas Fired Combined Cycle.NG | natural gas combined cycle | TRUE | 15248 | Portland General Electric Co | 8073 | Beaver | OR | Columbia | 6 | Natural Gas Fired Combined Cycle | CT | CC1 | S | 68.3 | 0.9 | 55.3 | 63 | 5 | N |  |  | N | Electric Utility | 1 | X | NG | DFO
Natural Gas Fired Combined Cycle.NG | natural gas combined cycle | TRUE | 15248 | Portland General Electric Co | 8073 | Beaver | OR | Columbia | 7 | Natural Gas Fired Combined Cycle | CA | CC1 | S | 176.4 | 0.9 | 137 | 139 | 10 | N |  |  | N | Electric Utility | 1 | X | NG
Natural Gas Fired Combustion Turbine.NG | natural gas peaker | TRUE | 15248 | Portland General Electric Co | 8073 | Beaver | OR | Columbia | 8 | Natural Gas Fired Combustion Turbine | GT |  | S | 24.5 | 0.9 | 24 | 24 | 17 | N |  |  | N | Electric Utility | 1 | X | NG
Natural Gas Fired Combustion Turbine.NG | natural gas peaker | TRUE | 63844 | Ellwood Power, LLC | 8076 | Ellwood | CA | Santa Barbara | 01 | Natural Gas Fired Combustion Turbine | GT |  | S | 58 | 0.9 | 54 | 54 | 54 | N | 1 | 2027 | N | IPP Non-CHP | 2 | X | NG
Petroleum Liquids.DFO | petroleum | TRUE | 8287 | Hawaii Electric Light Co Inc | 8083 | Keahole | HI | Hawaii | 2 | Petroleum Liquids | GT |  | S | 17.6 | 0.9 | 15.9 | 15.9 | 5 | N |  |  | N | Electric Utility | 1 | X | DFO
Petroleum Liquids.DFO | petroleum | TRUE | 8287 | Hawaii Electric Light Co Inc | 8083 | Keahole | HI | Hawaii | 21 | Petroleum Liquids | IC |  | S | 2.5 | 0.9 | 2.5 | 2.5 | 0.5 | N |  |  | N | Electric Utility | 1 | X | DFO
Petroleum Liquids.DFO | petroleum | TRUE | 8287 | Hawaii Electric Light Co Inc | 8083 | Keahole | HI | Hawaii | 22 | Petroleum Liquids | IC |  | S | 2.5 | 0.9 | 2.5 | 2.5 | 0.5 | N |  |  | N | Electric Utility | 1 | X | DFO
Petroleum Liquids.DFO | petroleum | TRUE | 8287 | Hawaii Electric Light Co Inc | 8083 | Keahole | HI | Hawaii | 23 | Petroleum Liquids | IC |  | S | 2.5 | 0.9 | 2.5 | 2.5 | 0.5 | N |  |  | N | Electric Utility | 1 | X | DFO
Petroleum Liquids.DFO | petroleum | TRUE | 8287 | Hawaii Electric Light Co Inc | 8083 | Keahole | HI | Hawaii | 7 | Petroleum Liquids | CA | CC1 | S | 18 | 0.9 | 16 | 16 | 3.5 | N |  |  | N | Electric Utility | 1 | X | DFO
Petroleum Liquids.DFO | petroleum | TRUE | 8287 | Hawaii Electric Light Co Inc | 8083 | Keahole | HI | Hawaii | CT4 | Petroleum Liquids | CT | CC1 | S | 23 | 0.9 | 19.8 | 21.6 | 7 | N |  |  | N | Electric Utility | 1 | X | DFO
Petroleum Liquids.DFO | petroleum | TRUE | 8287 | Hawaii Electric Light Co Inc | 8083 | Keahole | HI | Hawaii | CT5 | Petroleum Liquids | CT | CC1 | S | 23 | 0.9 | 19.8 | 21.6 | 7 | N |  |  | N | Electric Utility | 1 | X | DFO
Petroleum Liquids.DFO | petroleum | TRUE | 17834 | City of Springfield - (CO) | 8100 | Springfield (CO) | CO | Baca | 1 | Petroleum Liquids | IC |  | S | 1.2 | 1 | 1.2 | 1.2 | 1 | N |  |  | N | Electric Utility | 1 | X | DFO | NG
Petroleum Liquids.DFO | petroleum | TRUE | 17834 | City of Springfield - (CO) | 8100 | Springfield (CO) | CO | Baca | 2 | Petroleum Liquids | IC |  | S | 0.2 | 1 | 0.2 | 0.2 | 0.1 | N |  |  | N | Electric Utility | 1 | X | DFO | NG
Petroleum Liquids.DFO | petroleum | TRUE | 17834 | City of Springfield - (CO) | 8100 | Springfield (CO) | CO | Baca | IC4 | Petroleum Liquids | IC |  | S | 0.5 | 1 | 0.5 | 0.5 | 0.4 | N |  |  | N | Electric Utility | 1 | X | DFO | NG
Petroleum Liquids.DFO | petroleum | TRUE | 17834 | City of Springfield - (CO) | 8100 | Springfield (CO) | CO | Baca | IC5 | Petroleum Liquids | IC |  | S | 0.8 | 1 | 0.8 | 0.8 | 0.7 | N |  |  | N | Electric Utility | 1 | X | DFO | NG
Conventional Steam Coal.BIT | hard coal | TRUE | 61135 | Gavin Power, LLC | 8102 | Gavin Power, LLC | OH | Gallia | 1 | Conventional Steam Coal | ST |  | W | 1300 | 0.9 | 1348 | 1348 | 485 | Y |  |  | N | IPP Non-CHP | 2 | X | BIT
Conventional Steam Coal.BIT | hard coal | TRUE | 61135 | Gavin Power, LLC | 8102 | Gavin Power, LLC | OH | Gallia | 2 | Conventional Steam Coal | ST |  | W | 1300 | 0.9 | 1361 | 1361 | 485 | N |  |  | N | IPP Non-CHP | 2 | X | BIT
Petroleum Liquids.DFO | petroleum | TRUE | 7969 | City of Halstad - (MN) | 8105 | Halstad | MN | Norman | 4 | Petroleum Liquids | IC |  | S | 2 | 0.8 | 1.9 | 1.9 | 1.6 | N |  |  | N | Electric Utility | 1 | X | DFO
Petroleum Liquids.DFO | petroleum | TRUE | 7969 | City of Halstad - (MN) | 8105 | Halstad | MN | Norman | 5 | Petroleum Liquids | IC |  | S | 2 | 0.8 | 1.9 | 1.9 | 1.6 | N |  |  | N | Electric Utility | 1 | X | DFO
Natural Gas Internal Combustion Engine.NG | natural gas peaker | TRUE | 18947 | City of Tipton - (IA) | 8106 | Tipton | IA | Cedar | 1A | Natural Gas Internal Combustion Engine | IC |  | S | 2 | 0.8 | 2 | 2 | 1.6 | N |  |  | N | Electric Utility | 1 | X | NG | DFO
Natural Gas Internal Combustion Engine.NG | natural gas peaker | TRUE | 18947 | City of Tipton - (IA) | 8106 | Tipton | IA | Cedar | 2 | Natural Gas Internal Combustion Engine | IC |  | S | 1.3 | 0.8 | 1.2 | 1.2 | 0.9 | N |  |  | N | Electric Utility | 1 | X | NG | DFO
Petroleum Liquids.DFO | petroleum | TRUE | 18947 | City of Tipton - (IA) | 8106 | Tipton | IA | Cedar | 5 | Petroleum Liquids | IC |  | S | 2 | 0.8 | 2 | 2 | 1.4 | N |  |  | N | Electric Utility | 1 | X | DFO
Petroleum Liquids.DFO | petroleum | TRUE | 18947 | City of Tipton - (IA) | 8106 | Tipton | IA | Cedar | 6 | Petroleum Liquids | IC |  | S | 2 | 0.8 | 2 | 2 | 1.4 | N |  |  | N | Electric Utility | 1 | X | DFO
Petroleum Liquids.DFO | petroleum | TRUE | 18947 | City of Tipton - (IA) | 8106 | Tipton | IA | Cedar | 7 | Petroleum Liquids | IC |  | S | 2 | 0.8 | 2 | 2 | 1.5 | N |  |  | N | Electric Utility | 1 | X | DFO
Petroleum Liquids.DFO | petroleum | TRUE | 8847 | City of Hopkinton - (IA) | 8108 | Hopkinton | IA | Delaware | 1 | Petroleum Liquids | IC |  | S | 1.6 | 0.8 | 1.6 | 1.6 | 0.4 | N |  |  | N | Electric Utility | 1 | X | DFO
Petroleum Liquids.DFO | petroleum | TRUE | 8847 | City of Hopkinton - (IA) | 8108 | Hopkinton | IA | Delaware | CAT | Petroleum Liquids | IC |  | S | 2.5 | 0.8 | 2.2 | 2.2 | 0.4 | N |  |  | N | Electric Utility | 1 | X | DFO
Natural Gas Internal Combustion Engine.NG | natural gas peaker | TRUE | 17946 | City of Stanberry - (MO) | 8110 | Stanberry | MO | Gentry | 1 | Natural Gas Internal Combustion Engine | IC |  | S | 1.1 | 0.8 | 1.1 | 1.1 | 0.5 | N |  |  | N | Electric Utility | 1 | X | NG | DFO
Natural Gas Internal Combustion Engine.NG | natural gas peaker | TRUE | 17946 | City of Stanberry - (MO) | 8110 | Stanberry | MO | Gentry | 2 | Natural Gas Internal Combustion Engine | IC |  | S | 1.1 | 0.8 | 1.1 | 1.1 | 0.5 | N |  |  | N | Electric Utility | 1 | X | NG | DFO
Petroleum Liquids.DFO | petroleum | TRUE | 17946 | City of Stanberry - (MO) | 8110 | Stanberry | MO | Gentry | IC5 | Petroleum Liquids | IC |  | S | 0.3 | 0.8 | 0.3 | 0.3 | 0.1 | N |  |  | N | Electric Utility | 1 | X | DFO
Natural Gas Internal Combustion Engine.NG | natural gas peaker | TRUE | 17946 | City of Stanberry - (MO) | 8110 | Stanberry | MO | Gentry | IC6 | Natural Gas Internal Combustion Engine | IC |  | S | 1.8 | 0.955 | 1.8 | 1.8 | 0.7 | N |  |  | N | Electric Utility | 1 | X | NG | DFO
Conventional Steam Coal.SUB | hard coal | TRUE | 3989 | City of Colorado Springs - (CO) | 8219 | Ray D Nixon | CO | El Paso | 1 | Conventional Steam Coal | ST |  | S | 207 | 0.9 | 208 | 208 | 110 | N | 12 | 2029 | N | Electric Utility | 1 | X | SUB
Natural Gas Fired Combustion Turbine.NG | natural gas peaker | TRUE | 3989 | City of Colorado Springs - (CO) | 8219 | Ray D Nixon | CO | El Paso | GT1 | Natural Gas Fired Combustion Turbine | GT |  | S | 37.8 | 0.85 | 30 | 32 | 20 | N |  |  | N | Electric Utility | 1 | X | NG
Natural Gas Fired Combustion Turbine.NG | natural gas peaker | TRUE | 3989 | City of Colorado Springs - (CO) | 8219 | Ray D Nixon | CO | El Paso | GT2 | Natural Gas Fired Combustion Turbine | GT |  | S | 37.8 | 0.85 | 30 | 32 | 20 | N |  |  | N | Electric Utility | 1 | X | NG
Conventional Steam Coal.LIG | lignite | TRUE | 14232 | Otter Tail Power Co | 8222 | Coyote | ND | Mercer | 1 | Conventional Steam Coal | ST |  | J | 450 | 0.9 | 427 | 427 | 200 | N |  |  | N | Electric Utility | 1 | X | LIG
Conventional Steam Coal.SUB | hard coal | TRUE | 24211 | Tucson Electric Power Co | 8223 | Springerville | AZ | Apache | 1 | Conventional Steam Coal | ST |  | S | 424.8 | 0.9 | 381 | 381 | 123 | N | 12 | 2027 | N | Electric Utility | 1 | X | SUB
Conventional Steam Coal.SUB | hard coal | TRUE | 24211 | Tucson Electric Power Co | 8223 | Springerville | AZ | Apache | 2 | Conventional Steam Coal | ST |  | S | 424.8 | 0.9 | 406 | 406 | 124 | N | 12 | 2032 | N | Electric Utility | 1 | X | SUB
Conventional Steam Coal.SUB | hard coal | TRUE | 24211 | Tucson Electric Power Co | 8223 | Springerville | AZ | Apache | 3 | Conventional Steam Coal | ST |  | W | 458.1 | 0.9 | 417 | 417 | 132 | N |  |  | N | Electric Utility | 1 | X | SUB
Conventional Steam Coal.SUB | hard coal | TRUE | 24211 | Tucson Electric Power Co | 8223 | Springerville | AZ | Apache | 4 | Conventional Steam Coal | ST |  | W | 458.1 | 0.9 | 415 | 415 | 170 | N |  |  | N | Electric Utility | 1 | X | SUB
Solar Photovoltaic.SUN | solar PV | TRUE | 24211 | Tucson Electric Power Co | 8223 | Springerville | AZ | Apache | SGSS | Solar Photovoltaic | PV |  | S | 3.7 |  | 3.7 | 3.7 |  | N |  |  | N | Electric Utility | 1 | X | SUN
Solar Photovoltaic.SUN | solar PV | TRUE | 24211 | Tucson Electric Power Co | 8223 | Springerville | AZ | Apache | SGSS1 | Solar Photovoltaic | PV |  | S | 1.4 |  | 1.4 | 1.4 |  | N |  |  | N | Electric Utility | 1 | X | SUN
Solar Photovoltaic.SUN | solar PV | TRUE | 24211 | Tucson Electric Power Co | 8223 | Springerville | AZ | Apache | WMS | Solar Photovoltaic | PV |  | S | 8.3 |  | 8.3 | 8.3 |  | N |  |  | N | Electric Utility | 1 | X | SUN
Conventional Steam Coal.BIT | hard coal | TRUE | 17166 | Sierra Pacific Power Co | 8224 | North Valmy | NV | Humboldt | 1 | Conventional Steam Coal | ST |  | J | 277.2 | 0.9 | 254 | 254 | 90 | N | 12 | 2025 | N | Electric Utility | 1 | X | BIT | SUB
Conventional Steam Coal.BIT | hard coal | TRUE | 17166 | Sierra Pacific Power Co | 8224 | North Valmy | NV | Humboldt | 2 | Conventional Steam Coal | ST |  | J | 289.8 | 0.9 | 268 | 268 | 90 | N | 12 | 2025 | N | Electric Utility | 1 | X | BIT | SUB
Hydroelectric Pumped Storage.WAT | other | TRUE | 59524 | Seneca Generation LLC | 8225 | Seneca Generation LLC | PA | Warren | 1 | Hydroelectric Pumped Storage | PS |  | S | 205.9 | 0.9 | 229.6 | 229.6 | 75 | N |  |  | N | IPP Non-CHP | 2 | X | WAT
Hydroelectric Pumped Storage.WAT | other | TRUE | 59524 | Seneca Generation LLC | 8225 | Seneca Generation LLC | PA | Warren | 2 | Hydroelectric Pumped Storage | PS |  | S | 205.9 | 0.9 | 214.8 | 214.8 | 75 | N |  |  | N | IPP Non-CHP | 2 | X | WAT
Conventional Hydroelectric.WAT | hydro | TRUE | 59524 | Seneca Generation LLC | 8225 | Seneca Generation LLC | PA | Warren | 3 | Conventional Hydroelectric | HY |  | S | 26.1 | 0.9 | 30 | 30 | 30 | N |  |  | N | IPP Non-CHP | 2 | X | WAT
Conventional Hydroelectric.WAT | hydro | TRUE | 2518 | U S Bureau of Reclamation | 8902 | Hoover Dam (AZ) | AZ | Mohave | A0 | Conventional Hydroelectric | HY |  | S | 2.4 | 0.8 | 2.7 | 2.7 | 0 | N |  |  | N | Electric Utility | 1 | X | WAT
Conventional Hydroelectric.WAT | hydro | TRUE | 2518 | U S Bureau of Reclamation | 8902 | Hoover Dam (AZ) | AZ | Mohave | A1 | Conventional Hydroelectric | HY |  | S | 130 | 0.8 | 130 | 130 | 0 | N |  |  | N | Electric Utility | 1 | X | WAT
Conventional Hydroelectric.WAT | hydro | TRUE | 2518 | U S Bureau of Reclamation | 8902 | Hoover Dam (AZ) | AZ | Mohave | A2 | Conventional Hydroelectric | HY |  | S | 130 | 0.98 | 130 | 130 | 0 | N |  |  | N | Electric Utility | 1 | X | WAT
Conventional Hydroelectric.WAT | hydro | TRUE | 2518 | U S Bureau of Reclamation | 8902 | Hoover Dam (AZ) | AZ | Mohave | A3 | Conventional Hydroelectric | HY |  | S | 130 | 0.98 | 130 | 130 | 0 | N |  |  | N | Electric Utility | 1 | X | WAT
Conventional Hydroelectric.WAT | hydro | TRUE | 2518 | U S Bureau of Reclamation | 8902 | Hoover Dam (AZ) | AZ | Mohave | A4 | Conventional Hydroelectric | HY |  | S | 130 | 0.98 | 130 | 130 | 0 | N |  |  | N | Electric Utility | 1 | X | WAT
Conventional Hydroelectric.WAT | hydro | TRUE | 2518 | U S Bureau of Reclamation | 8902 | Hoover Dam (AZ) | AZ | Mohave | A5 | Conventional Hydroelectric | HY |  | S | 127 | 0.97 | 127 | 127 | 0 | N |  |  | N | Electric Utility | 1 | X | WAT
Conventional Hydroelectric.WAT | hydro | TRUE | 2518 | U S Bureau of Reclamation | 8902 | Hoover Dam (AZ) | AZ | Mohave | A6 | Conventional Hydroelectric | HY |  | S | 130 | 0.98 | 130 | 130 | 0 | N |  |  | N | Electric Utility | 1 | X | WAT
Conventional Hydroelectric.WAT | hydro | TRUE | 2518 | U S Bureau of Reclamation | 8902 | Hoover Dam (AZ) | AZ | Mohave | A7 | Conventional Hydroelectric | HY |  | S | 130 | 0.98 | 130 | 130 | 0 | N |  |  | N | Electric Utility | 1 | X | WAT
Conventional Hydroelectric.WAT | hydro | TRUE | 2518 | U S Bureau of Reclamation | 8902 | Hoover Dam (AZ) | AZ | Mohave | A8 | Conventional Hydroelectric | HY |  | S | 61.5 | 0.98 | 61.5 | 61.5 | 0 | N |  |  | N | Electric Utility | 1 | X | WAT
Conventional Hydroelectric.WAT | hydro | TRUE | 2518 | U S Bureau of Reclamation | 8902 | Hoover Dam (AZ) | AZ | Mohave | A9 | Conventional Hydroelectric | HY |  | S | 68.5 | 0.98 | 68.5 | 68.5 | 0 | N |  |  | N | Electric Utility | 1 | X | WAT
Natural Gas Fired Combustion Turbine.NG | natural gas peaker | TRUE | 54863 | U S Power Generating Company LLC | 8906 | Astoria Generating Station | NY | Queens | 1 | Natural Gas Fired Combustion Turbine | GT |  | S | 15 | 1 | 15.7 | 20.5 | 12 | N |  |  | N | IPP Non-CHP | 2 | X | NG
Natural Gas Steam Turbine.NG | natural gas steam turbine | TRUE | 54863 | U S Power Generating Company LLC | 8906 | Astoria Generating Station | NY | Queens | 2 | Natural Gas Steam Turbine | ST |  | S | 180 | 1 | 177 | 177 | 60 | N |  |  | N | IPP Non-CHP | 2 | X | NG
Natural Gas Steam Turbine.NG | natural gas steam turbine | TRUE | 54863 | U S Power Generating Company LLC | 8906 | Astoria Generating Station | NY | Queens | 3 | Natural Gas Steam Turbine | ST |  | S | 376 | 1 | 369.9 | 369.9 | 75 | N |  |  | N | IPP Non-CHP | 2 | X | NG | RFO
Natural Gas Steam Turbine.NG | natural gas steam turbine | TRUE | 54863 | U S Power Generating Company LLC | 8906 | Astoria Generating Station | NY | Queens | 4 | Natural Gas Steam Turbine | ST |  | S | 387 | 1 | 376.3 | 376.3 | 75 | N |  |  | N | IPP Non-CHP | 2 | X | NG | RFO
Natural Gas Steam Turbine.NG | natural gas steam turbine | TRUE | 54863 | U S Power Generating Company LLC | 8906 | Astoria Generating Station | NY | Queens | ST5 | Natural Gas Steam Turbine | ST |  | S | 387 | 1 | 376.3 | 376.3 | 75 | N |  |  | N | IPP Non-CHP | 2 | X | NG | RFO
Natural Gas Internal Combustion Engine.NG | natural gas peaker | TRUE | 8973 | Town of Hudson - (MA) | 9038 | Cherry Street | MA | Middlesex | 10 | Natural Gas Internal Combustion Engine | IC |  | S | 2.2 | 0.8 | 1.9 | 1.9 | 0.5 | N | 5 | 2030 | N | Electric Utility | 1 | X | NG | DFO
Natural Gas Internal Combustion Engine.NG | natural gas peaker | TRUE | 8973 | Town of Hudson - (MA) | 9038 | Cherry Street | MA | Middlesex | 11 | Natural Gas Internal Combustion Engine | IC |  | S | 2.2 | 0.8 | 1.9 | 1.9 | 0.5 | N | 5 | 2030 | N | Electric Utility | 1 | X | NG | DFO
Natural Gas Internal Combustion Engine.NG | natural gas peaker | TRUE | 8973 | Town of Hudson - (MA) | 9038 | Cherry Street | MA | Middlesex | 12 | Natural Gas Internal Combustion Engine | IC |  | S | 5.6 | 0.8 | 4.9 | 4.9 | 0.5 | N |  |  | N | Electric Utility | 1 | X | NG | DFO
Petroleum Liquids.DFO | petroleum | TRUE | 8973 | Town of Hudson - (MA) | 9038 | Cherry Street | MA | Middlesex | 7 | Petroleum Liquids | IC |  | S | 3.3 | 0.8 | 2.5 | 2.5 | 0.5 | N |  |  | N | Electric Utility | 1 | X | DFO
Natural Gas Internal Combustion Engine.NG | natural gas peaker | TRUE | 8973 | Town of Hudson - (MA) | 9038 | Cherry Street | MA | Middlesex | 8 | Natural Gas Internal Combustion Engine | IC |  | S | 4 | 0.8 | 3.4 | 3.4 | 0.5 | N |  |  | N | Electric Utility | 1 | X | NG | DFO
Conventional Hydroelectric.WAT | hydro | TRUE | 20169 | Avista Corp | 9095 | Monroe Street | WA | Spokane | 6 | Conventional Hydroelectric | HY |  | S | 14.8 | 0.9 | 15 | 15 | 1 | N |  |  | N | Electric Utility | 1 | X | WAT
Conventional Hydroelectric.WAT | hydro | TRUE | 20169 | Avista Corp | 9096 | Upper Falls | WA | Spokane | 1 | Conventional Hydroelectric | HY |  | S | 10 | 0.85 | 10.2 | 10.2 | 1 | N |  |  | N | Electric Utility | 1 | X | WAT
Natural Gas Fired Combustion Turbine.NG | natural gas peaker | TRUE | 11479 | Madison Gas & Electric Co | 9674 | Nine Springs | WI | Dane | GT1 | Natural Gas Fired Combustion Turbine | GT |  | S | 16.2 | 0.85 | 12.6 | 12.6 | 3 | N |  |  | N | Electric Utility | 1 | X | NG
Conventional Hydroelectric.WAT | hydro | TRUE | 16868 | City of Seattle - (WA) | 9842 | Newhalem | WA | Whatcom | 20 | Conventional Hydroelectric | HY |  | S | 2.3 | 0.92 | 2.3 | 2.3 | 0 | N |  |  | N | Electric Utility | 1 | X | WAT
Conventional Hydroelectric.WAT | hydro | TRUE | 8776 | City of Holyoke Gas and Electric Dept. | 9864 | Cabot Holyoke | MA | Hampden | 1 | Conventional Hydroelectric | HY |  | S | 0.8 | 0.8 | 0.6 | 0.6 | 0.6 | N |  |  | N | Electric Utility | 1 | X | WAT
Conventional Hydroelectric.WAT | hydro | TRUE | 8776 | City of Holyoke Gas and Electric Dept. | 9864 | Cabot Holyoke | MA | Hampden | 2 | Conventional Hydroelectric | HY |  | S | 0.8 | 0.8 | 0.6 | 0.6 | 0.4 | N |  |  | N | Electric Utility | 1 | X | WAT
Conventional Hydroelectric.WAT | hydro | TRUE | 8776 | City of Holyoke Gas and Electric Dept. | 9864 | Cabot Holyoke | MA | Hampden | 3 | Conventional Hydroelectric | HY |  | S | 0.4 | 0.8 | 0.4 | 0.4 | 0.3 | N |  |  | N | Electric Utility | 1 | X | WAT
Conventional Hydroelectric.WAT | hydro | TRUE | 8776 | City of Holyoke Gas and Electric Dept. | 9864 | Cabot Holyoke | MA | Hampden | 4 | Conventional Hydroelectric | HY |  | S | 0.6 | 0.8 | 0.5 | 0.5 | 0.4 | N |  |  | N | Electric Utility | 1 | X | WAT
Natural Gas Steam Turbine.NG | natural gas steam turbine | FALSE | 63637 | Molson Coors USA LLC | 10003 | Colorado Energy Nations Company | CO | Jefferson | GEN1 | Natural Gas Steam Turbine | ST |  | S | 7.5 | 0.8 | 10 | 10 | 3 | N |  |  | Y | Industrial CHP | 7 | T | NG
Natural Gas Steam Turbine.NG | natural gas steam turbine | FALSE | 63637 | Molson Coors USA LLC | 10003 | Colorado Energy Nations Company | CO | Jefferson | GEN2 | Natural Gas Steam Turbine | ST |  | S | 7.5 | 0.8 | 10 | 10 | 3 | N |  |  | Y | Industrial CHP | 7 | T | NG
Natural Gas Steam Turbine.NG | natural gas steam turbine | FALSE | 63637 | Molson Coors USA LLC | 10003 | Colorado Energy Nations Company | CO | Jefferson | GEN3 | Natural Gas Steam Turbine | ST |  | S | 20 | 0.8 | 20 | 20 | 3 | N |  |  | Y | Industrial CHP | 7 | T | NG
All Other.WH | other | FALSE | 9383 | Mosaic Fertilizer LLC | 10004 | Mosaic South Pierce Operations | FL | Polk | TG1 | All Other | ST |  | S | 7.5 | 0.9 | 4 | 4 | 2 | N |  |  | Y | Industrial CHP | 7 | B | WH
All Other.WH | other | FALSE | 9383 | Mosaic Fertilizer LLC | 10004 | Mosaic South Pierce Operations | FL | Polk | TG2 | All Other | ST |  | S | 38 | 0.85 | 33 | 33 | 2 | N |  |  | Y | Industrial CHP | 7 | B | WH
Onshore Wind Turbine.WND | onshore wind | TRUE | 9397 | International Turbine Res Inc | 10005 | Dinosaur Point | CA | Merced | WTGS | Onshore Wind Turbine | WT |  | S | 17.4 |  | 17 | 16 | 15 | N |  |  | N | IPP Non-CHP | 2 | X | WND
Natural Gas Fired Combustion Turbine.NG | natural gas peaker | FALSE | 1194 | Baptist Memorial Hospital | 10008 | Baptist Medical Center | FL | Duval | TG-2 | Natural Gas Fired Combustion Turbine | GT |  | S | 2.5 | 0.8 | 2.2 | 2.5 | 0.5 | N |  |  | Y | Commercial CHP | 5 | T | NG | DFO
Natural Gas Fired Combustion Turbine.NG | natural gas peaker | FALSE | 1194 | Baptist Memorial Hospital | 10008 | Baptist Medical Center | FL | Duval | TG-3 | Natural Gas Fired Combustion Turbine | GT |  | S | 3 | 0.8 | 2.7 | 3 | 0.5 | N |  |  | Y | Commercial CHP | 5 | T | NG | DFO
Natural Gas Fired Combustion Turbine.NG | natural gas peaker | FALSE | 1194 | Baptist Memorial Hospital | 10008 | Baptist Medical Center | FL | Duval | TG-4 | Natural Gas Fired Combustion Turbine | GT |  | S | 3.5 | 0.9 | 3.2 | 3.5 | 0.5 | N |  |  | Y | Commercial CHP | 5 | T | NG | DFO
Municipal Solid Waste.MSW | municipal solid waste | TRUE | 4435 | Covanta Energy Co | 10013 | Covanta Hennepin Energy | MN | Hennepin | GEN1 | Municipal Solid Waste | ST |  | W | 39.5 | 0.85 | 33.7 | 33.7 | 6 | N |  |  | N | IPP Non-CHP | 2 | X | MSW
Conventional Hydroelectric.WAT | hydro | TRUE | 1932 | Boise-Kuna Irrigation District | 10014 | Lucky Peak Power Plant Project | ID | Ada | U131 | Conventional Hydroelectric | HY |  | S | 45 | 0.9 | 36.2 | 19.2 | 0 | N |  |  | N | IPP Non-CHP | 2 | X | WAT
Conventional Hydroelectric.WAT | hydro | TRUE | 1932 | Boise-Kuna Irrigation District | 10014 | Lucky Peak Power Plant Project | ID | Ada | U132 | Conventional Hydroelectric | HY |  | S | 45 | 0.9 | 36.2 | 19.2 | 0 | N |  |  | N | IPP Non-CHP | 2 | X | WAT
Conventional Hydroelectric.WAT | hydro | TRUE | 1932 | Boise-Kuna Irrigation District | 10014 | Lucky Peak Power Plant Project | ID | Ada | U133 | Conventional Hydroelectric | HY |  | S | 11.2 | 0.9 | 10.6 | 10.3 | 0 | N |  |  | N | IPP Non-CHP | 2 | X | WAT
Wood/Wood Waste Biomass.BLQ | biomass | TRUE | 17465 | WestRock-West Point Mill | 10017 | WestRock-West Point Mill | VA | King William | GEN8 | Wood/Wood Waste Biomass | ST |  | S | 5 | 0.8 | 5 | 5 | 1.8 | N |  |  | Y | Industrial CHP | 7 | T | BLQ | NG | WDS | BIT | SLW | DFO
Wood/Wood Waste Biomass.BLQ | biomass | TRUE | 17465 | WestRock-West Point Mill | 10017 | WestRock-West Point Mill | VA | King William | GEN9 | Wood/Wood Waste Biomass | ST |  | S | 10 | 0.8 | 10 | 10 | 4 | N |  |  | Y | Industrial CHP | 7 | T | BLQ | NG | WDS | BIT | SLW | DFO
Wood/Wood Waste Biomass.BLQ | biomass | TRUE | 17465 | WestRock-West Point Mill | 10017 | WestRock-West Point Mill | VA | King William | GN10 | Wood/Wood Waste Biomass | ST |  | S | 25 | 0.85 | 25 | 25 | 7 | N |  |  | Y | Industrial CHP | 7 | T | BLQ | NG | WDS | BIT | SLW | DFO
Wood/Wood Waste Biomass.BLQ | biomass | TRUE | 17465 | WestRock-West Point Mill | 10017 | WestRock-West Point Mill | VA | King William | GN11 | Wood/Wood Waste Biomass | ST |  | S | 15 | 0.85 | 15 | 15 | 7 | N |  |  | Y | Industrial CHP | 7 | T | BLQ | NG | WDS | SLW | DFO | BIT
Wood/Wood Waste Biomass.BLQ | biomass | TRUE | 17465 | WestRock-West Point Mill | 10017 | WestRock-West Point Mill | VA | King William | GN12 | Wood/Wood Waste Biomass | ST |  | S | 46 | 0.85 | 46 | 46 | 10 | N |  |  | Y | Industrial CHP | 7 | T | BLQ | NG | WDS | SLW | DFO | BIT
Geothermal.GEO | geothermal | TRUE | 34691 | Ormat Nevada Inc | 10018 | Desert Peak Power Plant | NV | Lyon | GEN2 | Geothermal | BT |  | W | 15 | 0.8 | 10 | 15 | 10 | N |  |  | N | IPP Non-CHP | 2 | X | GEO
Geothermal.GEO | geothermal | TRUE | 34691 | Ormat Nevada Inc | 10018 | Desert Peak Power Plant | NV | Lyon | OEC2 | Geothermal | BT |  | W | 11 | 0.8 | 7.3 | 11 | 7.3 | N |  |  | N | IPP Non-CHP | 2 | X | GEO
Natural Gas Fired Combustion Turbine.NG | natural gas peaker | FALSE | 4558 | Cutrale Citrus Juices USA Inc | 10020 | Cutrale Citrus Juices USA I | FL | Lake | GEN3 | Natural Gas Fired Combustion Turbine | GT |  | S | 4.1 | 0.8 | 4.3 | 3.9 | 1.5 | N |  |  | N | Industrial Non-CHP | 6 | X | NG
Natural Gas Steam Turbine.NG | natural gas steam turbine | FALSE | 5624 | RED-Rochester, LLC | 10025 | RED-Rochester, LLC | NY | Monroe | 17TG | Natural Gas Steam Turbine | ST |  | S | 15 | 0.8 | 15 | 15 | 4 | N |  |  | Y | Industrial CHP | 7 | B | NG | RFO | DFO
Natural Gas Steam Turbine.NG | natural gas steam turbine | FALSE | 5624 | RED-Rochester, LLC | 10025 | RED-Rochester, LLC | NY | Monroe | 41TG | Natural Gas Steam Turbine | ST |  | S | 25.6 | 0.8 | 25.6 | 25.6 | 5 | N |  |  | Y | Industrial CHP | 7 | B | NG | DFO
Natural Gas Steam Turbine.NG | natural gas steam turbine | FALSE | 5624 | RED-Rochester, LLC | 10025 | RED-Rochester, LLC | NY | Monroe | 42TG | Natural Gas Steam Turbine | ST |  | S | 25.6 | 0.8 | 25.6 | 25.6 | 5 | N |  |  | Y | Industrial CHP | 7 | B | NG | DFO
Natural Gas Steam Turbine.NG | natural gas steam turbine | FALSE | 5624 | RED-Rochester, LLC | 10025 | RED-Rochester, LLC | NY | Monroe | 43TG | Natural Gas Steam Turbine | ST |  | S | 25.6 | 0.8 | 25.6 | 25.6 | 5 | N |  |  | Y | Industrial CHP | 7 | B | NG | DFO
Natural Gas Steam Turbine.NG | natural gas steam turbine | FALSE | 5624 | RED-Rochester, LLC | 10025 | RED-Rochester, LLC | NY | Monroe | 44TG | Natural Gas Steam Turbine | ST |  | S | 25.6 | 0.8 | 25.6 | 25.6 | 5 | N |  |  | Y | Industrial CHP | 7 | B | NG | DFO
Natural Gas Steam Turbine.NG | natural gas steam turbine | FALSE | 5624 | RED-Rochester, LLC | 10025 | RED-Rochester, LLC | NY | Monroe | 75TG | Natural Gas Steam Turbine | ST |  | S | 3 | 0.9 | 2.2 | 2.2 | 0.4 | N |  |  | Y | Industrial CHP | 7 | B | NG | RFO
Conventional Hydroelectric.WAT | hydro | FALSE | 5624 | RED-Rochester, LLC | 10025 | RED-Rochester, LLC | NY | Monroe | KPR1 | Conventional Hydroelectric | HY |  | S | 0.4 | 0.8 | 0.4 | 0.4 | 0.1 | N |  |  | N | Industrial CHP | 7 | X | WAT
Other Waste Biomass.OBG | biomass | TRUE | 5901 | Encina Joint Powers Authority | 10026 | Encina Water Pollution Control | CA | San Diego | EG10 | Other Waste Biomass | IC |  | S | 0.8 | 0.8 | 0.8 | 0.8 | 0.6 | N |  |  | N | Commercial Non-CHP | 4 | X | OBG | NG
Other Waste Biomass.OBG | biomass | TRUE | 5901 | Encina Joint Powers Authority | 10026 | Encina Water Pollution Control | CA | San Diego | EG20 | Other Waste Biomass | IC |  | S | 0.8 | 0.8 | 0.8 | 0.8 | 0.6 | N |  |  | N | Commercial Non-CHP | 4 | X | OBG | NG
Other Waste Biomass.OBG | biomass | TRUE | 5901 | Encina Joint Powers Authority | 10026 | Encina Water Pollution Control | CA | San Diego | EG30 | Other Waste Biomass | IC |  | S | 0.8 | 0.8 | 0.8 | 0.8 | 0.6 | N |  |  | N | Commercial Non-CHP | 4 | X | OBG | NG
Other Waste Biomass.OBG | biomass | TRUE | 5901 | Encina Joint Powers Authority | 10026 | Encina Water Pollution Control | CA | San Diego | EG40 | Other Waste Biomass | IC |  | S | 0.8 | 0.8 | 0.8 | 0.8 | 0.6 | N |  |  | N | Commercial Non-CHP | 4 | X | OBG | NG
Solar Photovoltaic.SUN | solar PV | FALSE | 7049 | General Electric Aircraft Engines | 10029 | General Electric Aircraft Engines | MA | Essex | PV | Solar Photovoltaic | PV |  | W | 2.1 |  | 2.1 | 2.1 |  | N |  |  | N | Industrial Non-CHP | 6 | X | SUN
Natural Gas Fired Combined Cycle.NG | natural gas combined cycle | TRUE | 65384 | Cartier Energy, LLC | 10030 | Energy Center Dover | DE | Kent | COG1 | Natural Gas Fired Combined Cycle | CA | CC1 | S | 18 | 0.9 | 15 | 15 | 5 | N |  |  | Y | IPP CHP | 3 | T | NG
Natural Gas Fired Combined Cycle.NG | natural gas combined cycle | TRUE | 65384 | Cartier Energy, LLC | 10030 | Energy Center Dover | DE | Kent | KD-1 | Natural Gas Fired Combined Cycle | CT | CC1 | S | 50 | 0.85 | 44 | 50 | 30 | N |  |  | N | IPP CHP | 3 | X | NG
Natural Gas Fired Combustion Turbine.NG | natural gas peaker | TRUE | 65384 | Cartier Energy, LLC | 10030 | Energy Center Dover | DE | Kent | KD-2 | Natural Gas Fired Combustion Turbine | GT |  | S | 50 | 0.85 | 44 | 50 | 30 | N |  |  | N | IPP CHP | 3 | X | NG | DFO
Natural Gas Fired Combined Cycle.NG | natural gas combined cycle | TRUE | 3028 | Calpine Gilroy Cogen LP | 10034 | Gilroy Power Plant | CA | Santa Clara | GEN1 | Natural Gas Fired Combined Cycle | CT | CC1 | S | 90 | 1 | 85 | 85 | 85 | N |  |  | Y | IPP CHP | 3 | T | NG
Natural Gas Fired Combined Cycle.NG | natural gas combined cycle | TRUE | 3028 | Calpine Gilroy Cogen LP | 10034 | Gilroy Power Plant | CA | Santa Clara | GEN2 | Natural Gas Fired Combined Cycle | CA | CC1 | S | 40 | 1 | 30 | 35 | 20 | N |  |  | Y | IPP CHP | 3 | T | NG
Conventional Hydroelectric.WAT | hydro | TRUE | 56590 | Silverstreet Hydro | 10036 | Hillsborough Hosiery | NH | Hillsborough | GEN1 | Conventional Hydroelectric | HY |  | S | 0.6 | 1 | 0.6 | 0.6 | 0.2 | N |  |  | N | IPP Non-CHP | 2 | X | WAT
Conventional Hydroelectric.WAT | hydro | TRUE | 56590 | Silverstreet Hydro | 10036 | Hillsborough Hosiery | NH | Hillsborough | GEN2 | Conventional Hydroelectric | HY |  | S | 0.6 | 1 | 0.6 | 0.6 | 0.2 | N |  |  | N | IPP Non-CHP | 2 | X | WAT
Natural Gas Fired Combustion Turbine.NG | natural gas peaker | FALSE | 10077 | Kaweah Delta Hospital | 10042 | Kaweah Delta District Hospital | CA | Tulare | KDHT1 | Natural Gas Fired Combustion Turbine | GT |  | S | 3.5 | 0.8 | 3.5 | 3.5 | 1.6 | N |  |  | N | Commercial Non-CHP | 4 | X | NG
Conventional Hydroelectric.WAT | hydro | TRUE | 54696 | Little Mac Power Company | 10049 | Little Mac Project | ID | Twin Falls | 1 | Conventional Hydroelectric | HY |  | S | 0.3 | 0.8 | 0.3 | 0.3 | 0 | N |  |  | N | IPP Non-CHP | 2 | X | WAT
Conventional Hydroelectric.WAT | hydro | TRUE | 54696 | Little Mac Power Company | 10049 | Little Mac Project | ID | Twin Falls | 2 | Conventional Hydroelectric | HY |  | S | 0.4 | 0.8 | 0.4 | 0.4 | 0 | N |  |  | N | IPP Non-CHP | 2 | X | WAT
Conventional Hydroelectric.WAT | hydro | TRUE | 54696 | Little Mac Power Company | 10049 | Little Mac Project | ID | Twin Falls | 3 | Conventional Hydroelectric | HY |  | S | 0.4 | 0.8 | 0.4 | 0.4 | 0 | N |  |  | N | IPP Non-CHP | 2 | X | WAT
Conventional Hydroelectric.WAT | hydro | TRUE | 54696 | Little Mac Power Company | 10049 | Little Mac Project | ID | Twin Falls | 4 | Conventional Hydroelectric | HY |  | S | 0.4 | 0.8 | 0.4 | 0.4 | 0 | N |  |  | N | IPP Non-CHP | 2 | X | WAT
Other Waste Biomass.OBG | biomass | TRUE | 11079 | Little Rock Water Reclamation Authority | 10050 | Fourche Creek Wastewater | AR | Pulaski | 4 | Other Waste Biomass | IC |  | S | 1.3 | 0.8 | 1.3 | 1.3 | 0.8 | N |  |  | Y | Commercial CHP | 5 | T | OBG | NG
Conventional Hydroelectric.WAT | hydro | TRUE | 49753 | Brooks Energy, LLC | 10051 | Lockville Hydropower | NC | Chatham | GEN1 | Conventional Hydroelectric | HY |  | S | 0.6 | 0.8 | 0.6 | 0.6 | 0.1 | N |  |  | N | IPP Non-CHP | 2 | X | WAT
Conventional Hydroelectric.WAT | hydro | TRUE | 49753 | Brooks Energy, LLC | 10051 | Lockville Hydropower | NC | Chatham | GEN2 | Conventional Hydroelectric | HY |  | S | 0.6 | 0.8 | 0.6 | 0.6 | 0.1 | N |  |  | N | IPP Non-CHP | 2 | X | WAT
Wood/Wood Waste Biomass.WDS | biomass | TRUE | 54788 | DG Fairhaven Power LLC | 10052 | Fairhaven Power | CA | Humboldt | GEN1 | Wood/Wood Waste Biomass | ST |  | S | 18.8 | 0.95 | 16 | 16 | 1 | N |  |  | N | IPP Non-CHP | 2 | X | WDS | NG
Petroleum Liquids.DFO | petroleum | FALSE | 7075 | General Electric Co | 10058 | General Electric Diesel Engine Plant | PA | Mercer | REGN | Petroleum Liquids | IC |  | S | 4.4 | 0.8 | 4.3 | 4.2 | 0 | N |  |  | N | Industrial Non-CHP | 6 | X | DFO
Conventional Hydroelectric.WAT | hydro | FALSE | 7080 | Aclara Meters LLC | 10059 | General Electric Great Falls Upper Hydro | NH | Strafford | 1575 | Conventional Hydroelectric | HY |  | S | 1.6 | 1 | 1.6 | 1.6 | 0.4 | N | 8 | 2023 | N | Industrial Non-CHP | 6 | X | WAT
Conventional Hydroelectric.WAT | hydro | FALSE | 7080 | Aclara Meters LLC | 10059 | General Electric Great Falls Upper Hydro | NH | Strafford | 500 | Conventional Hydroelectric | HY |  | S | 0.5 | 0.88 | 0.5 | 0.5 | 0.2 | N | 8 | 2023 | N | Industrial Non-CHP | 6 | X | WAT
Natural Gas Fired Combined Cycle.NG | natural gas combined cycle | FALSE | 11401 | Mars Wrigley Confectionery US, LLC | 10061 | Mars Wrigley Confectionery US, LLC | NJ | WARREN | GEN1 | Natural Gas Fired Combined Cycle | CT | CC1 | S | 10.9 | 0.8 | 8.8 | 10.7 | 6 | N |  |  | Y | Industrial CHP | 7 | T | NG
Natural Gas Fired Combined Cycle.NG | natural gas combined cycle | FALSE | 11401 | Mars Wrigley Confectionery US, LLC | 10061 | Mars Wrigley Confectionery US, LLC | NJ | WARREN | GEN2 | Natural Gas Fired Combined Cycle | CA | CC1 | S | 1.4 | 0.8 | 0.7 | 1.2 | 0.5 | N |  |  | Y | Industrial CHP | 7 | B | NG
Municipal Solid Waste.MSW | municipal solid waste | TRUE | 50085 | Covanta Southeast Florida Renewable Ltd | 10062 | Miami Dade County Resource Recovery Fac | FL | Miami Dade | GEN1 | Municipal Solid Waste | ST |  | S | 38.5 | 0.85 | 35.8 | 36.2 | 5 | N |  |  | N | IPP Non-CHP | 2 | X | MSW
Municipal Solid Waste.MSW | municipal solid waste | TRUE | 50085 | Covanta Southeast Florida Renewable Ltd | 10062 | Miami Dade County Resource Recovery Fac | FL | Miami Dade | GEN2 | Municipal Solid Waste | ST |  | S | 38.5 | 0.85 | 35.8 | 36.2 | 5 | N |  |  | N | IPP Non-CHP | 2 | X | MSW
Conventional Hydroelectric.WAT | hydro | TRUE | 11943 | McCallum Enterprises I LP | 10063 | Derby Hydro | CT | Fairfield | GEN1 | Conventional Hydroelectric | HY |  | S | 4 | 1 | 4 | 4 | 2.5 | N |  |  | N | IPP Non-CHP | 2 | X | WAT
Conventional Hydroelectric.WAT | hydro | TRUE | 11943 | McCallum Enterprises I LP | 10063 | Derby Hydro | CT | Fairfield | GEN2 | Conventional Hydroelectric | HY |  | S | 4 | 1 | 4 | 4 | 2.5 | N |  |  | N | IPP Non-CHP | 2 | X | WAT
Conventional Hydroelectric.WAT | hydro | TRUE | 11943 | McCallum Enterprises I LP | 10063 | Derby Hydro | CT | Fairfield | GEN3 | Conventional Hydroelectric | HY |  | S | 0.3 | 1 | 0.3 | 0.3 | 0.2 | N |  |  | N | IPP Non-CHP | 2 | X | WAT
Conventional Hydroelectric.WAT | hydro | TRUE | 11943 | McCallum Enterprises I LP | 10063 | Derby Hydro | CT | Fairfield | GEN4 | Conventional Hydroelectric | HY |  | S | 0.3 | 1 | 0.3 | 0.3 | 0.2 | N |  |  | N | IPP Non-CHP | 2 | X | WAT
Conventional Hydroelectric.WAT | hydro | TRUE | 12401 | Merimil Ltd Partnership | 10066 | Lockwood Hydroelectric Facility | ME | Kennebec | GEN1 | Conventional Hydroelectric | HY |  | S | 0.8 | 0.9 | 0.7 | 0.7 | 0.1 | N |  |  | N | IPP Non-CHP | 2 | X | WAT
Conventional Hydroelectric.WAT | hydro | TRUE | 12401 | Merimil Ltd Partnership | 10066 | Lockwood Hydroelectric Facility | ME | Kennebec | GEN2 | Conventional Hydroelectric | HY |  | S | 0.8 | 0.9 | 0.7 | 0.7 | 0.1 | N |  |  | N | IPP Non-CHP | 2 | X | WAT
Conventional Hydroelectric.WAT | hydro | TRUE | 12401 | Merimil Ltd Partnership | 10066 | Lockwood Hydroelectric Facility | ME | Kennebec | GEN3 | Conventional Hydroelectric | HY |  | S | 0.8 | 0.9 | 0.7 | 0.7 | 0.1 | N |  |  | N | IPP Non-CHP | 2 | X | WAT
Conventional Hydroelectric.WAT | hydro | TRUE | 12401 | Merimil Ltd Partnership | 10066 | Lockwood Hydroelectric Facility | ME | Kennebec | GEN4 | Conventional Hydroelectric | HY |  | S | 0.8 | 0.9 | 0.7 | 0.7 | 0.1 | N |  |  | N | IPP Non-CHP | 2 | X | WAT
Conventional Hydroelectric.WAT | hydro | TRUE | 12401 | Merimil Ltd Partnership | 10066 | Lockwood Hydroelectric Facility | ME | Kennebec | GEN5 | Conventional Hydroelectric | HY |  | S | 0.8 | 0.9 | 0.7 | 0.7 | 0.1 | N |  |  | N | IPP Non-CHP | 2 | X | WAT
Conventional Hydroelectric.WAT | hydro | TRUE | 12401 | Merimil Ltd Partnership | 10066 | Lockwood Hydroelectric Facility | ME | Kennebec | GEN6 | Conventional Hydroelectric | HY |  | S | 0.8 | 0.9 | 0.7 | 0.7 | 0.1 | N |  |  | N | IPP Non-CHP | 2 | X | WAT
Conventional Hydroelectric.WAT | hydro | TRUE | 12401 | Merimil Ltd Partnership | 10066 | Lockwood Hydroelectric Facility | ME | Kennebec | GEN7 | Conventional Hydroelectric | HY |  | S | 2.4 | 0.9 | 2.2 | 2.2 | 0.1 | N |  |  | N | IPP Non-CHP | 2 | X | WAT
Conventional Hydroelectric.WAT | hydro | TRUE | 5164 | Denver City & County-Foothills | 10070 | Foothills Hydro Plant | CO | Douglas | GEN1 | Conventional Hydroelectric | HY |  | S | 3.1 | 0.88 | 3.1 | 3.1 | 0.4 | N |  |  | N | IPP Non-CHP | 2 | X | WAT
Other Gases.OG | other | FALSE | 55727 | Orion Engineered Carbons | 10072 | Engineered Carbons Borger Cogen | TX | Hutchinson | GEN1 | Other Gases | ST |  | S | 20 | 1 | 18.8 | 18.8 | 5 | N |  |  | N | Industrial Non-CHP | 6 | X | OG | NG
Conventional Steam Coal.SUB | hard coal | TRUE | 12647 | ALLETE, Inc. | 10075 | Taconite Harbor Energy Center | MN | Cook | GEN1 | Conventional Steam Coal | ST |  | S | 84 | 0.9 | 79 | 79 | 32 | N | 3 | 2023 | N | Electric Utility | 1 | X | SUB | DFO | BIT
Conventional Steam Coal.SUB | hard coal | TRUE | 12647 | ALLETE, Inc. | 10075 | Taconite Harbor Energy Center | MN | Cook | GEN2 | Conventional Steam Coal | ST |  | S | 84 | 0.9 | 75.9 | 75.9 | 32 | N | 3 | 2023 | N | Electric Utility | 1 | X | SUB | DFO | BIT
Conventional Hydroelectric.WAT | hydro | TRUE | 5068 | Denver City & County of | 10081 | Strontia Springs Hydro Plant | CO | Douglas | GEN1 | Conventional Hydroelectric | HY |  | S | 1 | 0.9 | 1 | 1 | 0.5 | N |  |  | N | IPP Non-CHP | 2 | X | WAT
Other Waste Biomass.OBG | biomass | TRUE | 11217 | Los Angeles County Sanitation | 10091 | Total Energy Facilities | CA | Los Angeles | G2 | Other Waste Biomass | CT | CC1 | S | 9.9 | 0.9 | 8 | 9 | 5 | N |  |  | Y | Commercial CHP | 5 | T | OBG | NG | DFO
Other Waste Biomass.OBG | biomass | TRUE | 11217 | Los Angeles County Sanitation | 10091 | Total Energy Facilities | CA | Los Angeles | G3 | Other Waste Biomass | CT | CC1 | S | 9.9 | 0.9 | 8 | 9 | 5 | N |  |  | Y | Commercial CHP | 5 | T | OBG | NG | DFO
Other Waste Biomass.OBG | biomass | TRUE | 11217 | Los Angeles County Sanitation | 10091 | Total Energy Facilities | CA | Los Angeles | GEN1 | Other Waste Biomass | CT | CC1 | S | 9.9 | 0.9 | 8 | 9 | 5 | N |  |  | Y | Commercial CHP | 5 | T | OBG | NG | DFO
Other Waste Biomass.OBG | biomass | TRUE | 11217 | Los Angeles County Sanitation | 10091 | Total Energy Facilities | CA | Los Angeles | GEN4 | Other Waste Biomass | CA | CC1 | S | 8.7 | 0.9 | 7.4 | 7.4 | 2 | N |  |  | Y | Commercial CHP | 5 | T | OBG | NG
Petroleum Liquids.WO | petroleum | FALSE | 58553 | PAR Petroleum | 10093 | Tesoro Hawaii | HI | Honolulu | GEN1 | Petroleum Liquids | GT |  | S | 20 | 0.8 | 20 | 20 | 5 | N |  |  | Y | Industrial CHP | 7 | T | WO | DFO | JF
Natural Gas Fired Combustion Turbine.NG | natural gas peaker | FALSE | 6636 | Foss Manufacturing Company LLC | 10108 | Hampton Facility | NH | Rockingham | GEN8 | Natural Gas Fired Combustion Turbine | GT |  | S | 5 | 0.8 | 3.8 | 5 | 1.2 | N |  |  | Y | Industrial CHP | 7 | T | NG
Conventional Hydroelectric.WAT | hydro | TRUE | 57280 | Eagle Creek Renewable Energy, LLC | 10109 | Stevens Mills Dam | NH | Merrimack | 1G | Conventional Hydroelectric | HY |  | W | 0.2 | 0.9 | 0.2 | 0.2 | 0.2 | N |  |  | N | IPP Non-CHP | 2 | X | WAT
Conventional Hydroelectric.WAT | hydro | TRUE | 57280 | Eagle Creek Renewable Energy, LLC | 10109 | Stevens Mills Dam | NH | Merrimack | 3G | Conventional Hydroelectric | HY |  | W | 1.7 | 0.9 | 1.8 | 1.8 | 0.3 | N |  |  | N | IPP Non-CHP | 2 | X | WAT
Conventional Steam Coal.WC | hard coal | TRUE | 7199 | Gilberton Power Co | 10113 | John B Rich Memorial Power Station | PA | Schuylkill | GEN1 | Conventional Steam Coal | ST |  | S | 88.4 | 0.85 | 80 | 80 | 50 | N |  |  | Y | IPP CHP | 3 | T | WC | DFO
Natural Gas Fired Combustion Turbine.NG | natural gas peaker | FALSE | 7726 | Sharp Grossmont Hospital | 10115 | Grossmont Hospital | CA | San Diego | GEN3 | Natural Gas Fired Combustion Turbine | GT |  | S | 4.5 | 0.83 | 4.2 | 4.4 | 2.2 | N |  |  | Y | Commercial CHP | 5 | T | NG
Conventional Hydroelectric.WAT | hydro | TRUE | 9357 | Hampshire Paper Co Inc | 10116 | Hampshire Paper | NY | St Lawrence | 05 | Conventional Hydroelectric | HY |  | S | 3.4 | 0.9 | 1.8 | 2.7 | 0.4 | N |  |  | N | IPP Non-CHP | 2 | X | WAT
Municipal Solid Waste.MSW | municipal solid waste | TRUE | 8181 | Harrisburg Authority | 10118 | Harrisburg Facility | PA | Dauphin | GEN3 | Municipal Solid Waste | ST |  | W | 24.1 | 1 | 16.7 | 16.7 | 4 | N |  |  | Y | IPP CHP | 3 | T | MSW | NG
Wood/Wood Waste Biomass.WDS | biomass | TRUE | 8486 | Pinova Inc. | 10120 | Pinova Inc. | GA | GLYNN | GEN5 | Wood/Wood Waste Biomass | ST |  | S | 7.1 | 1 | 7.1 | 7.1 | 1 | N |  |  | Y | Industrial CHP | 7 | T | WDS | NG | OBL | RFO
Conventional Hydroelectric.WAT | hydro | TRUE | 8596 | High Shoals Hydro | 10121 | High Shoals Hydro (GA) | GA | Morgan | GEN1 | Conventional Hydroelectric | HY |  | S | 1.4 | 1 | 1.4 | 1.4 | 0.1 | N |  |  | N | IPP Non-CHP | 2 | X | WAT
Natural Gas Fired Combustion Turbine.NG | natural gas peaker | FALSE | 62860 | COE Bridgewater LLC c/o Thor Equities, LLC | 10122 | CIP II/AR Bridgewater Holdings - NJCOE | NJ | Somerset | 02 | Natural Gas Fired Combustion Turbine | GT |  | S | 5 | 0.9 | 4.1 | 4.2 | 2 | N |  |  | Y | Commercial CHP | 5 | T | NG | DFO
Natural Gas Fired Combustion Turbine.NG | natural gas peaker | FALSE | 60557 | PB Nutclif Master, LLC | 10123 | Hoffmann LaRoche | NJ | Essex | TG01 | Natural Gas Fired Combustion Turbine | GT |  | S | 5.3 | 0.9 | 4.1 | 5.3 | 2.8 | N |  |  | Y | Industrial CHP | 7 | T | NG | DFO
Natural Gas Fired Combustion Turbine.NG | natural gas peaker | FALSE | 60557 | PB Nutclif Master, LLC | 10123 | Hoffmann LaRoche | NJ | Essex | TG03 | Natural Gas Fired Combustion Turbine | GT |  | S | 5.3 | 0.9 | 4.1 | 5.3 | 2.8 | N |  |  | Y | Industrial CHP | 7 | T | NG | DFO
Conventional Hydroelectric.WAT | hydro | TRUE | 59136 | Ampersand Hollow Dam Hydro LLC | 10124 | Hollow Dam Power Partnership | NY | St Lawrence | HY1 | Conventional Hydroelectric | HY |  | S | 0.5 | 1 | 0.3 | 0.3 | 0.1 | N |  |  | N | IPP Non-CHP | 2 | X | WAT
Conventional Hydroelectric.WAT | hydro | TRUE | 59136 | Ampersand Hollow Dam Hydro LLC | 10124 | Hollow Dam Power Partnership | NY | St Lawrence | HY2 | Conventional Hydroelectric | HY |  | S | 0.5 | 1 | 0.3 | 0.3 | 0.1 | N |  |  | N | IPP Non-CHP | 2 | X | WAT
Conventional Hydroelectric.WAT | hydro | FALSE | 8787 | Humboldt Bay Mun Water Dist | 10128 | Gosselin Hydro Plant | CA | Trinity | GEN1 | Conventional Hydroelectric | HY |  | S | 1 | 0.85 | 0.2 | 0.3 | 0.1 | N |  |  | N | Commercial Non-CHP | 4 | X | WAT
Conventional Hydroelectric.WAT | hydro | FALSE | 8787 | Humboldt Bay Mun Water Dist | 10128 | Gosselin Hydro Plant | CA | Trinity | GEN2 | Conventional Hydroelectric | HY |  | S | 1 | 0.85 | 0.2 | 0.3 | 0.1 | N |  |  | N | Commercial Non-CHP | 4 | X | WAT
Natural Gas Internal Combustion Engine.NG | natural gas peaker | FALSE | 9335 | Indiana University of Penn | 10129 | Indiana University of Pennsylvania | PA | Indiana | GEN1 | Natural Gas Internal Combustion Engine | IC |  | S | 6.1 | 0.9 | 6 | 6 | 0.5 | N |  |  | Y | Commercial CHP | 5 | T | NG | DFO
Natural Gas Internal Combustion Engine.NG | natural gas peaker | FALSE | 9335 | Indiana University of Penn | 10129 | Indiana University of Pennsylvania | PA | Indiana | GEN2 | Natural Gas Internal Combustion Engine | IC |  | S | 6.1 | 0.9 | 6 | 6 | 0.5 | N |  |  | Y | Commercial CHP | 5 | T | NG | DFO
Natural Gas Internal Combustion Engine.NG | natural gas peaker | FALSE | 9335 | Indiana University of Penn | 10129 | Indiana University of Pennsylvania | PA | Indiana | GEN3 | Natural Gas Internal Combustion Engine | IC |  | S | 6.1 | 0.9 | 6 | 6 | 0.5 | N |  |  | Y | Commercial CHP | 5 | T | NG | DFO
Natural Gas Internal Combustion Engine.NG | natural gas peaker | FALSE | 9335 | Indiana University of Penn | 10129 | Indiana University of Pennsylvania | PA | Indiana | GEN4 | Natural Gas Internal Combustion Engine | IC |  | S | 6.1 | 0.9 | 6 | 6 | 0.5 | N |  |  | Y | Commercial CHP | 5 | T | NG | DFO
Conventional Hydroelectric.WAT | hydro | TRUE | 7601 | Green Mountain Power Corp | 10137 | Deweys Mill | VT | Windsor | GEN1 | Conventional Hydroelectric | HY |  | S | 2.5 | 1 | 2.4 | 2.3 | 0.1 | N |  |  | N | Electric Utility | 1 | X | WAT
Conventional Hydroelectric.WAT | hydro | TRUE | 7601 | Green Mountain Power Corp | 10137 | Deweys Mill | VT | Windsor | GEN2 | Conventional Hydroelectric | HY |  | S | 0.5 | 1 | 0.5 | 0.5 | 0.1 | N |  |  | N | Electric Utility | 1 | X | WAT
Conventional Hydroelectric.WAT | hydro | TRUE | 9370 | Hydrodynamics Inc | 10138 | South Dry Creek Hydro | MT | Carbon | 1 | Conventional Hydroelectric | HY |  | S | 2 | 0.95 | 2 |  | 0.2 | N |  |  | N | IPP Non-CHP | 2 | X | WAT
Conventional Hydroelectric.WAT | hydro | TRUE | 9439 | Isabella Partners | 10139 | Isabella Hydro Project | CA | Kern | GEN1 | Conventional Hydroelectric | HY |  | S | 5.9 | 0.95 | 5.9 | 5.9 | 0.5 | N |  |  | N | IPP Non-CHP | 2 | X | WAT
Conventional Hydroelectric.WAT | hydro | TRUE | 9439 | Isabella Partners | 10139 | Isabella Hydro Project | CA | Kern | GEN2 | Conventional Hydroelectric | HY |  | S | 5.9 | 0.95 | 5.9 | 5.9 | 0.5 | N |  |  | N | IPP Non-CHP | 2 | X | WAT
Conventional Hydroelectric.WAT | hydro | TRUE | 1751 | Birch Power Co | 10140 | Birch Creek Power | ID | Clark | GEN1 | Conventional Hydroelectric | HY |  | S | 2.6 | 1 | 2.6 | 2.6 | 0.2 | N |  |  | N | IPP Non-CHP | 2 | X | WAT
Conventional Steam Coal.WC | hard coal | TRUE | 9379 | Inter-Power/AhlCon Partners, L.P. | 10143 | Colver Green Energy | PA | Cambria | COLV | Conventional Steam Coal | ST |  | S | 118 | 0.9 | 110 | 110 | 77 | N |  |  | N | IPP Non-CHP | 2 | X | WC | PG
Wood/Wood Waste Biomass.WDS | biomass | TRUE | 17164 | Sierra Pacific Industries | 10144 | Sierra Pacific Lincoln Facility | CA | Placer | GEN4 | Wood/Wood Waste Biomass | ST |  | S | 19.2 | 0.85 | 17.5 | 16.9 | 1 | N |  |  | Y | Industrial CHP | 7 | T | WDS
Natural Gas Steam Turbine.NG | natural gas steam turbine | FALSE | 49967 | Decorative Panels International, Inc. | 10149 | Decorative Panels Intl | MI | Alpena | GEN1 | Natural Gas Steam Turbine | ST |  | S | 7.5 | 0.8 | 7 | 7.5 | 1 | N |  |  | Y | Industrial CHP | 7 | T | NG
Conventional Steam Coal.WC | hard coal | TRUE | 563 | American Bituminous Power LP | 10151 | Grant Town Power Plant | WV | Marion | GEN1 | Conventional Steam Coal | ST |  | S | 95.7 | 1 | 80 | 80 | 32 | N |  |  | N | IPP Non-CHP | 2 | X | WC | NG | BIT | TDF | PC
Conventional Hydroelectric.WAT | hydro | TRUE | 503 | American Hydro Power Company | 10152 | Warrior Ridge Hydro | PA | Huntingdon | L-1 | Conventional Hydroelectric | HY |  | S | 0.7 | 1 | 0.7 | 0.7 | 0.2 | N |  |  | N | IPP Non-CHP | 2 | X | WAT
Conventional Hydroelectric.WAT | hydro | TRUE | 503 | American Hydro Power Company | 10152 | Warrior Ridge Hydro | PA | Huntingdon | L-2 | Conventional Hydroelectric | HY |  | S | 0.7 | 1 | 0.7 | 0.7 | 0.2 | N |  |  | N | IPP Non-CHP | 2 | X | WAT
Conventional Hydroelectric.WAT | hydro | TRUE | 503 | American Hydro Power Company | 10152 | Warrior Ridge Hydro | PA | Huntingdon | L-4 | Conventional Hydroelectric | HY |  | S | 0.7 | 1 | 0.7 | 0.7 | 0.2 | N |  |  | N | IPP Non-CHP | 2 | X | WAT
Conventional Hydroelectric.WAT | hydro | TRUE | 503 | American Hydro Power Company | 10152 | Warrior Ridge Hydro | PA | Huntingdon | L-5 | Conventional Hydroelectric | HY |  | S | 0.7 | 1 | 0.7 | 0.7 | 0.2 | N |  |  | N | IPP Non-CHP | 2 | X | WAT
Natural Gas Fired Combustion Turbine.NG | natural gas peaker | FALSE | 54769 | INEOS USA LLC | 10154 | Power Island | TX | Brazoria | GEN1 | Natural Gas Fired Combustion Turbine | GT |  | S | 41 | 0.85 | 30 | 38 | 29 | N |  |  | Y | Industrial CHP | 7 | T | NG
Natural Gas Fired Combustion Turbine.NG | natural gas peaker | FALSE | 54769 | INEOS USA LLC | 10154 | Power Island | TX | Brazoria | GEN2 | Natural Gas Fired Combustion Turbine | GT |  | S | 50 | 0.85 | 40 | 50 | 20 | N |  |  | Y | Industrial CHP | 7 | T | NG
Natural Gas Fired Combustion Turbine.NG | natural gas peaker | FALSE | 54769 | INEOS USA LLC | 10154 | Power Island | TX | Brazoria | GEN3 | Natural Gas Fired Combustion Turbine | GT |  | S | 50 | 0.85 | 40 | 50 | 20 | N |  |  | Y | Industrial CHP | 7 | T | NG
Conventional Hydroelectric.WAT | hydro | TRUE | 756 | Appomattox River Associates LP | 10155 | Brasfield | VA | Chesterfield | 1 | Conventional Hydroelectric | HY |  | S | 2.9 | 0.99 | 2.9 | 2.9 | 0.3 | N |  |  | N | IPP Non-CHP | 2 | X | WAT
Natural Gas Fired Combined Cycle.NG | natural gas combined cycle | TRUE | 20323 | Wellhead Services, Inc | 10156 | Fresno Cogen Partners | CA | Fresno | GEN2 | Natural Gas Fired Combined Cycle | CA | CC1 | J | 10 | 0.8 | 6 | 6.5 | 1.5 | N |  |  | Y | IPP CHP | 3 | T | NG
Natural Gas Fired Combustion Turbine.NG | natural gas peaker | TRUE | 20323 | Wellhead Services, Inc | 10156 | Fresno Cogen Partners | CA | Fresno | GEN3 | Natural Gas Fired Combustion Turbine | GT |  | J | 18.6 | 0.85 | 18.6 | 18.6 | 14 | N |  |  | N | IPP CHP | 3 | X | NG
Natural Gas Fired Combined Cycle.NG | natural gas combined cycle | TRUE | 20323 | Wellhead Services, Inc | 10156 | Fresno Cogen Partners | CA | Fresno | GEN4 | Natural Gas Fired Combined Cycle | CT | CC1 | J | 52.2 | 0.85 | 52.2 | 52.2 | 1.5 | N |  |  | Y | IPP CHP | 3 | T | NG
Conventional Hydroelectric.WAT | hydro | TRUE | 5093 | Desert Water Agency | 10162 | Whitewater Hydro Plant | CA | Riverside | WWHI | Conventional Hydroelectric | HY |  | S | 1.3 | 0.9 | 1.3 | 1.3 | 0.8 | N |  |  | N | IPP Non-CHP | 2 | X | WAT
Petroleum Coke.PC | petroleum | FALSE | 54705 | Seadrift Coke L P | 10167 | Seadrift Coke LP | TX | Calhoun | GEN1 | Petroleum Coke | ST |  | S | 7.6 | 1 | 7.6 | 7.6 | 1 | N |  |  | Y | Industrial CHP | 7 | B | PC
Natural Gas Fired Combined Cycle.NG | natural gas combined cycle | TRUE | 3084 | Carson Cogeneration Co | 10169 | Carson Cogeneration | CA | Los Angeles | GEN1 | Natural Gas Fired Combined Cycle | CT | CC1 | J | 45.3 | 1 | 41.3 | 41.1 | 28 | N |  |  | N | IPP Non-CHP | 2 | X | NG
Natural Gas Fired Combined Cycle.NG | natural gas combined cycle | TRUE | 3084 | Carson Cogeneration Co | 10169 | Carson Cogeneration | CA | Los Angeles | GEN2 | Natural Gas Fired Combined Cycle | CA | CC1 | J | 10.5 | 1 | 8 | 8.1 | 8 | N |  |  | N | IPP Non-CHP | 2 | X | NG
Conventional Hydroelectric.WAT | hydro | TRUE | 63985 | Hydroland Omega LLC | 10173 | Cherokee Falls | SC | Cherokee | T-1 | Conventional Hydroelectric | HY |  | W | 4.3 | 1 | 1 | 2 | 0.1 | N |  |  | N | IPP Non-CHP | 2 | X | WAT
Petroleum Liquids.DFO | petroleum | FALSE | 3476 | DTE San Diego COGEN Inc. | 10175 | Childrens Hospital | CA | San Diego | 0799 | Petroleum Liquids | IC |  | S | 2 | 0.8 | 2 | 2 | 0.2 | N |  |  | N | Commercial CHP | 5 | X | DFO
Natural Gas Fired Combustion Turbine.NG | natural gas peaker | FALSE | 3476 | DTE San Diego COGEN Inc. | 10175 | Childrens Hospital | CA | San Diego | 1711 | Natural Gas Fired Combustion Turbine | GT |  | S | 4.8 | 0.9 | 4.8 | 4.8 | 2.8 | N |  |  | Y | Commercial CHP | 5 | T | NG
Petroleum Liquids.DFO | petroleum | FALSE | 3476 | DTE San Diego COGEN Inc. | 10175 | Childrens Hospital | CA | San Diego | 5083 | Petroleum Liquids | IC |  | S | 1.5 | 0.8 | 1.5 | 1.5 | 0.1 | N |  |  | N | Commercial CHP | 5 | X | DFO
Petroleum Liquids.DFO | petroleum | FALSE | 3476 | DTE San Diego COGEN Inc. | 10175 | Childrens Hospital | CA | San Diego | 5084 | Petroleum Liquids | IC |  | S | 1.5 | 0.8 | 1.5 | 1.5 | 0.1 | N |  |  | N | Commercial CHP | 5 | X | DFO
Petroleum Liquids.DFO | petroleum | FALSE | 3476 | DTE San Diego COGEN Inc. | 10175 | Childrens Hospital | CA | San Diego | 5085 | Petroleum Liquids | IC |  | S | 1.5 | 0.8 | 1.5 | 1.5 | 0.1 | N |  |  | N | Commercial CHP | 5 | X | DFO
Petroleum Liquids.KER | petroleum | TRUE | 11724 | Massachusetts Bay Trans Auth | 10176 | M Street Jet | MA | Suffolk | NO.6 | Petroleum Liquids | GT |  | S | 69 | 0.9 | 50 | 68 | 5 | N |  |  | N | IPP Non-CHP | 2 | X | KER
Other Waste Biomass.OBG | biomass | TRUE | 19068 | Colorado Energy Nations Company, LLC | 10180 | Metro Wastewater Reclamation District | CO | Denver | 1 | Other Waste Biomass | IC |  | W | 2 | 0.85 | 1.2 | 1.2 | 0.6 | N |  |  | Y | IPP CHP | 3 | T | OBG
Other Waste Biomass.OBG | biomass | TRUE | 19068 | Colorado Energy Nations Company, LLC | 10180 | Metro Wastewater Reclamation District | CO | Denver | 2 | Other Waste Biomass | IC |  | W | 2 | 0.85 | 1.2 | 1.2 | 0.6 | N |  |  | Y | IPP CHP | 3 | T | OBG
Other Waste Biomass.OBG | biomass | TRUE | 19068 | Colorado Energy Nations Company, LLC | 10180 | Metro Wastewater Reclamation District | CO | Denver | 3 | Other Waste Biomass | IC |  | W | 2 | 0.85 | 1.2 | 1.2 | 0.6 | N |  |  | Y | IPP CHP | 3 | T | OBG
Other Waste Biomass.OBG | biomass | TRUE | 19068 | Colorado Energy Nations Company, LLC | 10180 | Metro Wastewater Reclamation District | CO | Denver | 4 | Other Waste Biomass | IC |  | W | 2 | 0.85 | 1.2 | 1.2 | 0.6 | N |  |  | Y | IPP CHP | 3 | T | OBG
Other Waste Biomass.OBG | biomass | TRUE | 19068 | Colorado Energy Nations Company, LLC | 10180 | Metro Wastewater Reclamation District | CO | Denver | 5 | Other Waste Biomass | GT |  | W | 3.5 | 0.95 | 2.5 | 3.1 | 0.6 | N |  |  | Y | IPP CHP | 3 | T | OBG | NG
Other Waste Biomass.OBG | biomass | TRUE | 19068 | Colorado Energy Nations Company, LLC | 10180 | Metro Wastewater Reclamation District | CO | Denver | 6 | Other Waste Biomass | GT |  | W | 3.5 | 0.95 | 2.5 | 3.1 | 0.6 | N |  |  | Y | IPP CHP | 3 | T | OBG | NG
Conventional Hydroelectric.WAT | hydro | FALSE | 12374 | Metropolitan Sewerage District | 10181 | Metropolitan Sewerage District | NC | Buncombe | GEN1 | Conventional Hydroelectric | HY |  | S | 0.8 | 0.9 | 0.8 | 0.8 | 0.8 | N |  |  | N | Commercial Non-CHP | 4 | X | WAT
Conventional Hydroelectric.WAT | hydro | FALSE | 12374 | Metropolitan Sewerage District | 10181 | Metropolitan Sewerage District | NC | Buncombe | GEN2 | Conventional Hydroelectric | HY |  | S | 0.8 | 0.9 | 0.8 | 0.8 | 0.8 | N |  |  | N | Commercial Non-CHP | 4 | X | WAT
Conventional Hydroelectric.WAT | hydro | FALSE | 12374 | Metropolitan Sewerage District | 10181 | Metropolitan Sewerage District | NC | Buncombe | GEN3 | Conventional Hydroelectric | HY |  | S | 0.8 | 0.9 | 0.8 | 0.8 | 0.8 | N |  |  | N | Commercial Non-CHP | 4 | X | WAT
Conventional Hydroelectric.WAT | hydro | TRUE | 61979 | City of Nashua, NH | 10183 | Mine Falls Generating Station | NH | Hillsborough | GEN1 | Conventional Hydroelectric | HY |  | S | 1.5 | 0.9 | 1.5 | 1.5 | 0.4 | N |  |  | N | IPP Non-CHP | 2 | X | WAT
Conventional Hydroelectric.WAT | hydro | TRUE | 61979 | City of Nashua, NH | 10183 | Mine Falls Generating Station | NH | Hillsborough | GEN2 | Conventional Hydroelectric | HY |  | S | 1.5 | 0.9 | 1.7 | 1.7 | 0.4 | N |  |  | N | IPP Non-CHP | 2 | X | WAT
Natural Gas Internal Combustion Engine.NG | natural gas peaker | FALSE | 62903 | Silicon Hills Campus, LLC | 10184 | Central Utility Plant | TX | Travis | EG1 | Natural Gas Internal Combustion Engine | IC | 1 | S | 6 | 0.8 | 3.6 | 4.1 | 1.8 | N |  |  | Y | Commercial CHP | 5 | T | NG | DFO
Natural Gas Internal Combustion Engine.NG | natural gas peaker | FALSE | 62903 | Silicon Hills Campus, LLC | 10184 | Central Utility Plant | TX | Travis | EG2 | Natural Gas Internal Combustion Engine | IC | 1 | S | 6 | 0.8 | 2.5 | 2.4 | 1.8 | N |  |  | Y | Commercial CHP | 5 | T | NG | DFO
Natural Gas Steam Turbine.NG | natural gas steam turbine | FALSE | 62903 | Silicon Hills Campus, LLC | 10184 | Central Utility Plant | TX | Travis | TG1 | Natural Gas Steam Turbine | ST | 1 | S | 2.3 | 0.85 | 2.2 | 2.3 | 0.2 | N |  |  | Y | Commercial CHP | 5 | B | NG | DFO
Conventional Hydroelectric.WAT | hydro | TRUE | 57280 | Eagle Creek Renewable Energy, LLC | 10186 | Anson Abenaki Hydros | ME | Somerset | AB1 | Conventional Hydroelectric | HY |  | W | 3 | 0.95 | 2.2 | 2.2 | 1 | N |  |  | N | IPP Non-CHP | 2 | X | WAT
Conventional Hydroelectric.WAT | hydro | TRUE | 57280 | Eagle Creek Renewable Energy, LLC | 10186 | Anson Abenaki Hydros | ME | Somerset | AB2 | Conventional Hydroelectric | HY |  | W | 2.7 | 0.95 | 2.2 | 2.2 | 1 | N |  |  | N | IPP Non-CHP | 2 | X | WAT
Conventional Hydroelectric.WAT | hydro | TRUE | 57280 | Eagle Creek Renewable Energy, LLC | 10186 | Anson Abenaki Hydros | ME | Somerset | AB3 | Conventional Hydroelectric | HY |  | W | 3 | 0.95 | 2.2 | 2.2 | 1 | N |  |  | N | IPP Non-CHP | 2 | X | WAT
Conventional Hydroelectric.WAT | hydro | TRUE | 57280 | Eagle Creek Renewable Energy, LLC | 10186 | Anson Abenaki Hydros | ME | Somerset | AB4 | Conventional Hydroelectric | HY |  | W | 3 | 0.95 | 2.2 | 2.2 | 1 | N |  |  | N | IPP Non-CHP | 2 | X | WAT
Conventional Hydroelectric.WAT | hydro | TRUE | 57280 | Eagle Creek Renewable Energy, LLC | 10186 | Anson Abenaki Hydros | ME | Somerset | AB5 | Conventional Hydroelectric | HY |  | W | 2.5 | 0.95 | 2.2 | 2.2 | 1 | N |  |  | N | IPP Non-CHP | 2 | X | WAT
Conventional Hydroelectric.WAT | hydro | TRUE | 57280 | Eagle Creek Renewable Energy, LLC | 10186 | Anson Abenaki Hydros | ME | Somerset | AB6 | Conventional Hydroelectric | HY |  | W | 3 | 0.95 | 2.6 | 2.6 | 2.1 | N |  |  | N | IPP Non-CHP | 2 | X | WAT
Conventional Hydroelectric.WAT | hydro | TRUE | 57280 | Eagle Creek Renewable Energy, LLC | 10186 | Anson Abenaki Hydros | ME | Somerset | AB7 | Conventional Hydroelectric | HY |  | W | 2.5 | 0.95 | 2.2 | 2.2 | 1 | N |  |  | N | IPP Non-CHP | 2 | X | WAT
Conventional Hydroelectric.WAT | hydro | TRUE | 57280 | Eagle Creek Renewable Energy, LLC | 10186 | Anson Abenaki Hydros | ME | Somerset | AB8 | Conventional Hydroelectric | HY |  | W | 0.3 | 1 | 0.3 | 0.3 | 0.2 | N |  |  | N | IPP Non-CHP | 2 | X | WAT
Conventional Hydroelectric.WAT | hydro | TRUE | 57280 | Eagle Creek Renewable Energy, LLC | 10186 | Anson Abenaki Hydros | ME | Somerset | AN1 | Conventional Hydroelectric | HY |  | W | 1.8 | 1 | 1.8 | 1.8 | 0.6 | N |  |  | N | IPP Non-CHP | 2 | X | WAT
Conventional Hydroelectric.WAT | hydro | TRUE | 57280 | Eagle Creek Renewable Energy, LLC | 10186 | Anson Abenaki Hydros | ME | Somerset | AN2 | Conventional Hydroelectric | HY |  | W | 1.8 | 1 | 1.8 | 1.8 | 0.6 | N |  |  | N | IPP Non-CHP | 2 | X | WAT
Conventional Hydroelectric.WAT | hydro | TRUE | 57280 | Eagle Creek Renewable Energy, LLC | 10186 | Anson Abenaki Hydros | ME | Somerset | AN3 | Conventional Hydroelectric | HY |  | W | 1.8 | 1 | 1.8 | 1.8 | 0.6 | N |  |  | N | IPP Non-CHP | 2 | X | WAT
Conventional Hydroelectric.WAT | hydro | TRUE | 57280 | Eagle Creek Renewable Energy, LLC | 10186 | Anson Abenaki Hydros | ME | Somerset | AN4 | Conventional Hydroelectric | HY |  | W | 1.8 | 1 | 1.8 | 1.8 | 0.6 | N |  |  | N | IPP Non-CHP | 2 | X | WAT
Conventional Hydroelectric.WAT | hydro | TRUE | 57280 | Eagle Creek Renewable Energy, LLC | 10186 | Anson Abenaki Hydros | ME | Somerset | AN5 | Conventional Hydroelectric | HY |  | W | 1.8 | 1 | 1.8 | 1.8 | 0.6 | N |  |  | N | IPP Non-CHP | 2 | X | WAT
Natural Gas Fired Combustion Turbine.NG | natural gas peaker | FALSE | 4558 | Cutrale Citrus Juices USA Inc | 10188 | Cutrale Citrus Juices USA II | FL | Polk | GEN6 | Natural Gas Fired Combustion Turbine | GT |  | S | 4.1 | 0.8 | 4.3 | 3.9 | 1.5 | N |  |  | N | Industrial Non-CHP | 6 | X | NG
Natural Gas Fired Combustion Turbine.NG | natural gas peaker | FALSE | 4558 | Cutrale Citrus Juices USA Inc | 10188 | Cutrale Citrus Juices USA II | FL | Polk | GEN7 | Natural Gas Fired Combustion Turbine | GT |  | S | 4.1 | 0.8 | 4.3 | 3.9 | 1.5 | N |  |  | N | Industrial Non-CHP | 6 | X | NG
Natural Gas Fired Combined Cycle.NG | natural gas combined cycle | TRUE | 60741 | Fortistar Castleton Power | 10190 | Castleton Energy Center | NY | Rensselaer | GEN1 | Natural Gas Fired Combined Cycle | CT | CCCC | S | 47 | 0.9 | 67.7 | 76.6 | 50 | N |  |  | N | IPP Non-CHP | 2 | X | NG | DFO
Natural Gas Fired Combined Cycle.NG | natural gas combined cycle | TRUE | 60741 | Fortistar Castleton Power | 10190 | Castleton Energy Center | NY | Rensselaer | GEN2 | Natural Gas Fired Combined Cycle | CA | CCCC | W | 25 | 0.9 |  |  | 0 | N |  |  | N | IPP Non-CHP | 2 | X | NG
Onshore Wind Turbine.WND | onshore wind | TRUE | 2719 | CalWind Resources Inc | 10191 | Tehachapi Wind Resource I | CA | Kern | EXIS | Onshore Wind Turbine | WT |  | S | 8.7 |  | 8.7 | 8.7 | 0 | N |  |  | N | IPP Non-CHP | 2 | X | WND
Petroleum Liquids.WO | petroleum | FALSE | 3453 | Island Energy Services | 10194 | Hawaii Cogen | HI | Honolulu | GEN1 | Petroleum Liquids | GT |  | W | 3 | 0.8 | 3.2 | 3.2 | 2 | N |  |  | Y | Industrial CHP | 7 | T | WO | OG
Petroleum Liquids.WO | petroleum | FALSE | 3453 | Island Energy Services | 10194 | Hawaii Cogen | HI | Honolulu | GEN2 | Petroleum Liquids | GT |  | W | 3 | 0.8 | 3.2 | 3.2 | 2 | N |  |  | Y | Industrial CHP | 7 | T | WO | OG
Petroleum Liquids.WO | petroleum | FALSE | 3453 | Island Energy Services | 10194 | Hawaii Cogen | HI | Honolulu | GEN3 | Petroleum Liquids | GT |  | W | 3 | 0.8 | 3.2 | 3.2 | 2 | N |  |  | Y | Industrial CHP | 7 | T | WO | OG
Petroleum Liquids.WO | petroleum | FALSE | 3453 | Island Energy Services | 10194 | Hawaii Cogen | HI | Honolulu | GEN4 | Petroleum Liquids | GT |  | W | 3.2 | 0.8 | 3.2 | 3.2 | 2 | N |  |  | Y | Industrial CHP | 7 | T | WO | OG
Natural Gas Fired Combustion Turbine.NG | natural gas peaker | FALSE | 50122 | CF Industries Nitrogen LLC | 10195 | CF Industries Yazoo City Complex | MS | Yazoo | EXIS | Natural Gas Fired Combustion Turbine | GT |  | S | 25 | 0.8 | 20 | 22 | 1 | N |  |  | Y | Industrial CHP | 7 | T | NG
Conventional Hydroelectric.WAT | hydro | TRUE | 60023 | EONY Generation Limited | 10196 | Moose River | NY | Lewis | GEN1 | Conventional Hydroelectric | HY |  | S | 12.6 | 0.9 | 12.3 | 12.3 | 2.5 | N |  |  | N | IPP Non-CHP | 2 | X | WAT
Conventional Hydroelectric.WAT | hydro | TRUE | 60023 | EONY Generation Limited | 10197 | Philadlephia | NY | Jefferson | GEN1 | Conventional Hydroelectric | HY |  | S | 3.6 | 0.9 |  | 2.5 | 0.6 | N |  |  | N | IPP Non-CHP | 2 | X | WAT
All Other.WH | other | FALSE | 9436 | Mosaic Phosphates Co. | 10198 | Mosaic Phosphates Uncle Sam | LA | St James | GEN2 | All Other | ST |  | S | 11 | 0.8 | 11 | 11 | 4 | N |  |  | Y | Industrial CHP | 7 | B | WH | NG
All Other.WH | other | FALSE | 9436 | Mosaic Phosphates Co. | 10198 | Mosaic Phosphates Uncle Sam | LA | St James | GEN3 | All Other | ST |  | S | 15 | 0.85 | 15 | 15 | 4 | N |  |  | Y | Industrial CHP | 7 | B | WH | NG
Wood/Wood Waste Biomass.BLQ | biomass | TRUE | 9686 | WestRock, Fernandina Beach | 10202 | Fernandina Beach Mill | FL | Nassau | GEN5 | Wood/Wood Waste Biomass | ST |  | S | 37.4 | 0.85 | 30 | 30 | 2.5 | N |  |  | Y | Industrial CHP | 7 | T | BLQ | NG | WDS | BIT | DFO
Wood/Wood Waste Biomass.BLQ | biomass | TRUE | 9686 | WestRock, Fernandina Beach | 10202 | Fernandina Beach Mill | FL | Nassau | GEN6 | Wood/Wood Waste Biomass | ST |  | S | 59.5 | 0.8 | 50 | 50 | 2.5 | N |  |  | Y | Industrial CHP | 7 | T | BLQ | NG | WDS | BIT | DFO
All Other.WH | other | FALSE | 3102 | Mosaic Company | 10204 | Mosaic Co Tampa Facility | FL | Hillsborough | GEN1 | All Other | ST |  | S | 37.8 | 0.85 | 34.4 | 34.4 | 2 | N |  |  | Y | Industrial CHP | 7 | B | WH
All Other.WH | other | FALSE | 3102 | Mosaic Company | 10204 | Mosaic Co Tampa Facility | FL | Hillsborough | GEN3 | All Other | ST |  | S | 34.6 | 0.8 | 33.6 | 33.6 | 4 | N |  |  | Y | Industrial CHP | 7 | B | WH
Natural Gas Fired Combustion Turbine.NG | natural gas peaker | FALSE | 11161 | Loma Linda University | 10206 | Loma Linda University Cogen | CA | San Bernardino | GEN1 | Natural Gas Fired Combustion Turbine | GT | ST01 | S | 5.2 | 0.8 | 4.8 | 4.8 | 2.4 | N |  |  | Y | Commercial CHP | 5 | T | NG | DFO
Natural Gas Fired Combustion Turbine.NG | natural gas peaker | FALSE | 11161 | Loma Linda University | 10206 | Loma Linda University Cogen | CA | San Bernardino | GEN2 | Natural Gas Fired Combustion Turbine | GT | ST01 | S | 5.2 | 0.8 | 4.8 | 4.8 | 2.4 | N |  |  | Y | Commercial CHP | 5 | T | NG | DFO
Petroleum Liquids.DFO | petroleum | FALSE | 11161 | Loma Linda University | 10206 | Loma Linda University Cogen | CA | San Bernardino | GEN4 | Petroleum Liquids | IC |  | S | 1.7 | 0.8 | 1.7 | 1.7 | 0.9 | N |  |  | N | Commercial CHP | 5 | X | DFO
Petroleum Liquids.DFO | petroleum | FALSE | 11161 | Loma Linda University | 10206 | Loma Linda University Cogen | CA | San Bernardino | GEN5 | Petroleum Liquids | IC |  | S | 1 | 0.8 | 1 | 1 | 0.5 | N |  |  | N | Commercial CHP | 5 | X | DFO
Wood/Wood Waste Biomass.BLQ | biomass | TRUE | 55867 | Billerud Escanaba LLC | 10208 | Escanaba Mill | MI | Delta | NO.7 | Wood/Wood Waste Biomass | ST |  | S | 38.6 | 0.99 | 32 | 32 | 27.2 | N |  |  | Y | Industrial CHP | 7 | T | BLQ | NG | WDS | TDF | BIT | RFO
Wood/Wood Waste Biomass.BLQ | biomass | TRUE | 55867 | Billerud Escanaba LLC | 10208 | Escanaba Mill | MI | Delta | NO.8 | Wood/Wood Waste Biomass | ST |  | S | 29.8 | 0.96 | 23 | 23 | 22.1 | N |  |  | Y | Industrial CHP | 7 | T | BLQ | NG | WDS | TDF | BIT | RFO
Wood/Wood Waste Biomass.BLQ | biomass | TRUE | 55867 | Billerud Escanaba LLC | 10208 | Escanaba Mill | MI | Delta | NO9 | Wood/Wood Waste Biomass | ST |  | S | 54 | 0.9 | 45 | 45 | 45 | N |  |  | Y | Industrial CHP | 7 | T | BLQ | NG | WDS | TDF | BIT | RFO
Natural Gas Fired Combined Cycle.NG | natural gas combined cycle | FALSE | 3452 | Chevron USA Inc-El Segundo | 10213 | El Segundo Cogen | CA | Los Angeles | GEN1 | Natural Gas Fired Combined Cycle | CT | CC1 | W | 42.4 | 0.85 | 38.7 | 38.7 | 30 | N |  |  | Y | Industrial CHP | 7 | T | NG | OG
Natural Gas Fired Combined Cycle.NG | natural gas combined cycle | FALSE | 3452 | Chevron USA Inc-El Segundo | 10213 | El Segundo Cogen | CA | Los Angeles | GEN2 | Natural Gas Fired Combined Cycle | CT | CC1 | W | 42.4 | 0.85 | 38.7 | 38.7 | 30 | N |  |  | Y | Industrial CHP | 7 | T | NG | OG
Natural Gas Fired Combined Cycle.NG | natural gas combined cycle | FALSE | 3452 | Chevron USA Inc-El Segundo | 10213 | El Segundo Cogen | CA | Los Angeles | GEN5 | Natural Gas Fired Combined Cycle | CT | CC1 | W | 40.3 | 0.85 | 39.2 | 39.2 | 20 | N |  |  | Y | Industrial CHP | 7 | T | NG | OG
Natural Gas Fired Combined Cycle.NG | natural gas combined cycle | FALSE | 3452 | Chevron USA Inc-El Segundo | 10213 | El Segundo Cogen | CA | Los Angeles | GEN6 | Natural Gas Fired Combined Cycle | CA | CC1 | W | 9.1 | 0.85 | 9.1 | 9.1 | 2 | N |  |  | Y | Industrial CHP | 7 | B | NG | OG
Natural Gas Fired Combined Cycle.NG | natural gas combined cycle | FALSE | 3452 | Chevron USA Inc-El Segundo | 10213 | El Segundo Cogen | CA | Los Angeles | GEN7 | Natural Gas Fired Combined Cycle | CT | CC1 | S | 40.7 | 0.85 | 40.7 | 40.7 | 25 | N |  |  | Y | Industrial CHP | 7 | T | NG | OG
Natural Gas Fired Combined Cycle.NG | natural gas combined cycle | FALSE | 3452 | Chevron USA Inc-El Segundo | 10213 | El Segundo Cogen | CA | Los Angeles | GEN8 | Natural Gas Fired Combined Cycle | CA | CC1 | S | 5.2 | 0.85 | 5.2 | 5.2 | 0.5 | N |  |  | N | Industrial CHP | 7 | X | NG | OG
Conventional Hydroelectric.WAT | hydro | TRUE | 64078 | Central Rivers Power US, LLC | 10214 | Lower Saranac Hydroelectric Facility | NY | Clinton | GEN1 | Conventional Hydroelectric | HY |  | S | 3.2 | 1 | 3 | 2.9 | 0.1 | N |  |  | N | IPP Non-CHP | 2 | X | WAT
Conventional Hydroelectric.WAT | hydro | TRUE | 64078 | Central Rivers Power US, LLC | 10214 | Lower Saranac Hydroelectric Facility | NY | Clinton | GEN2 | Conventional Hydroelectric | HY |  | S | 3.2 | 1 | 3 | 2.9 | 0.1 | N |  |  | N | IPP Non-CHP | 2 | X | WAT
Conventional Hydroelectric.WAT | hydro | TRUE | 64078 | Central Rivers Power US, LLC | 10214 | Lower Saranac Hydroelectric Facility | NY | Clinton | GEN3 | Conventional Hydroelectric | HY |  | S | 0.3 | 1 | 0.3 | 0.3 | 0.1 | N |  |  | N | IPP Non-CHP | 2 | X | WAT
Natural Gas Internal Combustion Engine.NG | natural gas peaker | FALSE | 20712 | Snowbird Corporation | 10215 | Snowbird Power Plant | UT | Salt Lake | 1138 | Natural Gas Internal Combustion Engine | IC |  | S | 1.5 | 0.8 | 1.3 | 1.3 | 0.5 | N |  |  | Y | Commercial CHP | 5 | T | NG
Natural Gas Internal Combustion Engine.NG | natural gas peaker | FALSE | 20712 | Snowbird Corporation | 10215 | Snowbird Power Plant | UT | Salt Lake | 1258 | Natural Gas Internal Combustion Engine | IC |  | S | 2.5 | 0.8 | 2.1 | 2.1 | 0.8 | N |  |  | Y | Commercial CHP | 5 | T | NG
Natural Gas Internal Combustion Engine.NG | natural gas peaker | FALSE | 20712 | Snowbird Corporation | 10215 | Snowbird Power Plant | UT | Salt Lake | 1260 | Natural Gas Internal Combustion Engine | IC |  | S | 2.5 | 0.8 | 2.1 | 2.1 | 0.8 | N |  |  | Y | Commercial CHP | 5 | T | NG
Wood/Wood Waste Biomass.BLQ | biomass | TRUE | 57356 | Alabama River Cellulose LLC | 10216 | Alabama River Pulp | AL | Monroe | GEN1 | Wood/Wood Waste Biomass | ST |  | S | 48 | 0.9 | 43.5 | 48.5 | 5 | N |  |  | Y | Industrial CHP | 7 | T | BLQ | WDS
Conventional Hydroelectric.WAT | hydro | TRUE | 55754 | Boralex Hydro Operations Inc | 10218 | Warrensburg Hydroelectric | NY | Warren | HY1 | Conventional Hydroelectric | HY |  | J | 2.9 | 0.95 | 2.9 | 2.9 | 0.1 | N |  |  | N | IPP Non-CHP | 2 | X | WAT
Conventional Hydroelectric.WAT | hydro | TRUE | 55754 | Boralex Hydro Operations Inc | 10219 | Middle Falls Hydro | NY | Washington | HY1 | Conventional Hydroelectric | HY |  | J | 1.1 | 0.95 | 1.1 | 1.1 | 0.1 | N |  |  | N | IPP Non-CHP | 2 | X | WAT
Conventional Hydroelectric.WAT | hydro | TRUE | 55754 | Boralex Hydro Operations Inc | 10219 | Middle Falls Hydro | NY | Washington | HY2 | Conventional Hydroelectric | HY |  | J | 1.1 | 0.95 | 1.1 | 1.1 | 0.1 | N |  |  | N | IPP Non-CHP | 2 | X | WAT
Conventional Hydroelectric.WAT | hydro | TRUE | 55754 | Boralex Hydro Operations Inc | 10220 | Sissonville Hydro | NY | St Lawrence | HY1 | Conventional Hydroelectric | HY |  | J | 3 | 0.95 | 3 | 3 | 0.1 | N |  |  | N | IPP Non-CHP | 2 | X | WAT
Conventional Hydroelectric.WAT | hydro | TRUE | 55754 | Boralex Hydro Operations Inc | 10221 | New York State Dam Hydro | NY | Saratoga | GEN1 | Conventional Hydroelectric | HY |  | J | 5.7 | 0.95 | 5.7 | 5.7 | 0.1 | N |  |  | N | IPP Non-CHP | 2 | X | WAT
Conventional Hydroelectric.WAT | hydro | TRUE | 55754 | Boralex Hydro Operations Inc | 10221 | New York State Dam Hydro | NY | Saratoga | GEN2 | Conventional Hydroelectric | HY |  | J | 5.7 | 0.95 | 5.7 | 5.7 | 0.1 | N |  |  | N | IPP Non-CHP | 2 | X | WAT
Conventional Hydroelectric.WAT | hydro | TRUE | 11278 | Lower Tule River Irrgtn Dist | 10222 | Tulare Success Power Project | CA | Tulare | SPP1 | Conventional Hydroelectric | HY |  | J | 1.4 | 1 | 1.4 | 1.4 | 0.8 | N |  |  | N | IPP Non-CHP | 2 | X | WAT
Natural Gas Steam Turbine.NG | natural gas steam turbine | FALSE | 12311 | Merck & Co Inc | 10224 | Merck Rahway Power Plant | NJ | Union | GEN8 | Natural Gas Steam Turbine | ST |  | S | 5 | 0.8 | 5 | 5 | 2 | N |  |  | Y | Industrial CHP | 7 | T | NG | DFO
Natural Gas Steam Turbine.NG | natural gas steam turbine | FALSE | 12311 | Merck & Co Inc | 10224 | Merck Rahway Power Plant | NJ | Union | GEN9 | Natural Gas Steam Turbine | ST |  | S | 10.8 | 0.8 | 10.8 | 10.8 | 2 | N |  |  | Y | Industrial CHP | 7 | T | NG | DFO
Natural Gas Steam Turbine.NG | natural gas steam turbine | FALSE | 12311 | Merck & Co Inc | 10224 | Merck Rahway Power Plant | NJ | Union | GEN9A | Natural Gas Steam Turbine | ST |  | S | 4.5 | 0.9 | 5.1 | 5.1 | 1 | N |  |  | N | Industrial CHP | 7 | X | NG | DFO
Solar Photovoltaic.SUN | solar PV | FALSE | 12311 | Merck & Co Inc | 10224 | Merck Rahway Power Plant | NJ | Union | SOLAR | Solar Photovoltaic | PV |  | S | 0.5 |  | 0.4 | 0.4 |  | N |  |  | N | Industrial CHP | 7 | X | SUN
Wood/Wood Waste Biomass.BLQ | biomass | TRUE | 50133 | Leaf River Cellulose LLC | 10233 | Leaf River Cellulose LLC | MS | Perry | GEN1 | Wood/Wood Waste Biomass | ST |  | S | 25.2 | 0.8 | 26.1 | 26.7 | 4 | N |  |  | Y | Industrial CHP | 7 | T | BLQ | WDS | NG
Wood/Wood Waste Biomass.BLQ | biomass | TRUE | 50133 | Leaf River Cellulose LLC | 10233 | Leaf River Cellulose LLC | MS | Perry | GEN2 | Wood/Wood Waste Biomass | ST |  | S | 25.2 | 0.8 | 26.1 | 26.7 | 4 | N |  |  | Y | Industrial CHP | 7 | T | BLQ | WDS | NG
Conventional Steam Coal.BIT | hard coal | FALSE | 61813 | ND Paper, Inc. | 10234 | Biron Mill | WI | Wood | GEN1 | Conventional Steam Coal | ST |  | S | 17 | 0.9 | 15.3 | 15.3 | 15.3 | N |  |  | Y | Industrial CHP | 7 | T | BIT | SUB | NG | WDS
Natural Gas Steam Turbine.NG | natural gas steam turbine | FALSE | 61813 | ND Paper, Inc. | 10234 | Biron Mill | WI | Wood | GEN3 | Natural Gas Steam Turbine | ST |  | S | 7.5 | 0.8 | 7.5 | 7.5 | 7.5 | N |  |  | Y | Industrial CHP | 7 | T | NG
Natural Gas Steam Turbine.NG | natural gas steam turbine | FALSE | 61813 | ND Paper, Inc. | 10234 | Biron Mill | WI | Wood | GEN4 | Natural Gas Steam Turbine | ST |  | S | 15.6 | 0.8 | 12.5 | 12.5 | 12.5 | N |  |  | Y | Industrial CHP | 7 | T | NG
Conventional Steam Coal.SUB | hard coal | FALSE | 61813 | ND Paper, Inc. | 10234 | Biron Mill | WI | Wood | GEN5 | Conventional Steam Coal | ST |  | S | 21.5 | 0.8 | 20 | 20 | 20 | N |  |  | Y | Industrial CHP | 7 | T | SUB | WDS
Conventional Hydroelectric.WAT | hydro | TRUE | 60023 | EONY Generation Limited | 10237 | Diana Hydroelectric | NY | Lewis | GEN1 | Conventional Hydroelectric | HY |  | S | 1.8 | 0.9 | 1.7 | 1.7 | 0.4 | N |  |  | N | IPP Non-CHP | 2 | X | WAT
Conventional Hydroelectric.WAT | hydro | TRUE | 60023 | EONY Generation Limited | 10238 | Dolgeville Hydro | NY | Herkimer | GEN1 | Conventional Hydroelectric | HY |  | S | 5 | 0.9 | 5 | 5 | 0 | N |  |  | N | IPP Non-CHP | 2 | X | WAT
Natural Gas Fired Combustion Turbine.NG | natural gas peaker | FALSE | 3432 | Ticona Polymers Inc | 10243 | Ticona Polymers Inc | TX | Nueces | GEN5 | Natural Gas Fired Combustion Turbine | GT |  | S | 44.2 | 0.9 | 32.5 | 38 | 18 | N |  |  | Y | Industrial CHP | 7 | T | NG
Wood/Wood Waste Biomass.BLQ | biomass | TRUE | 61723 | Pixelle Specialty Solution, LLC | 10244 | Pixelle Specialty Solutions LLC - Chillicothe Facility | OH | Ross | T-10 | Wood/Wood Waste Biomass | ST |  | S | 10.6 | 0.9 | 7.3 | 4.5 | 5 | N |  |  | Y | Industrial CHP | 7 | T | BLQ | NG | WDS | TDF | DFO
Wood/Wood Waste Biomass.BLQ | biomass | TRUE | 61723 | Pixelle Specialty Solution, LLC | 10244 | Pixelle Specialty Solutions LLC - Chillicothe Facility | OH | Ross | T-11 | Wood/Wood Waste Biomass | ST |  | S | 24 | 0.9 | 10.2 | 10.8 | 8 | N |  |  | Y | Industrial CHP | 7 | T | BLQ | NG | WDS | TDF | DFO
Wood/Wood Waste Biomass.BLQ | biomass | TRUE | 61723 | Pixelle Specialty Solution, LLC | 10244 | Pixelle Specialty Solutions LLC - Chillicothe Facility | OH | Ross | T-12 | Wood/Wood Waste Biomass | ST |  | S | 31 | 0.9 | 15.8 | 19.5 | 10 | N |  |  | Y | Industrial CHP | 7 | T | BLQ | NG | WDS | TDF | DFO
Natural Gas Steam Turbine.NG | natural gas steam turbine | FALSE | 61723 | Pixelle Specialty Solution, LLC | 10244 | Pixelle Specialty Solutions LLC - Chillicothe Facility | OH | Ross | T-13 | Natural Gas Steam Turbine | ST |  | S | 27.2 | 0.9 | 10.6 | 13.3 | 7 | N |  |  | Y | Industrial CHP | 7 | T | NG | BLQ | WDS | TDF | DFO
Other Gases.OG | other | FALSE | 56147 | Cleveland-Cliffs Burns Harbor LLC | 10245 | ArcelorMittal Burns Harbor | IN | Porter | GEN5 | Other Gases | ST |  | W | 62 | 0.95 | 60.5 | 60.5 | 2 | N |  |  | Y | Industrial CHP | 7 | T | OG | BFG
Other Gases.OG | other | FALSE | 56147 | Cleveland-Cliffs Burns Harbor LLC | 10245 | ArcelorMittal Burns Harbor | IN | Porter | GEN6 | Other Gases | ST |  | W | 51 | 0.95 | 51 | 51 | 10 | N |  |  | Y | Industrial CHP | 7 | T | OG | BFG
Other Gases.OG | other | FALSE | 56147 | Cleveland-Cliffs Burns Harbor LLC | 10245 | ArcelorMittal Burns Harbor | IN | Porter | GEN7 | Other Gases | ST |  | W | 63.2 | 0.95 | 63.2 | 63.2 | 10 | N |  |  | Y | Industrial CHP | 7 | T | OG | BFG
Natural Gas Steam Turbine.NG | natural gas steam turbine | FALSE | 55849 | Domtar Paper Co LLC Kingsport Mill | 10252 | Domtar Kingsport Mill | TN | Sullivan | NO.1 | Natural Gas Steam Turbine | ST |  | S | 50 | 0.85 | 46.5 | 47 | 18 | N |  |  | Y | Industrial CHP | 7 | T | NG | WDS | DFO | OBS | SLW
Conventional Hydroelectric.WAT | hydro | TRUE | 56531 | EIF Haypress LLC | 10253 | Haypress | CA | Sierra | LGEN | Conventional Hydroelectric | HY |  | S | 5 | 0.9 | 5 | 5 | 0.7 | N |  |  | N | IPP Non-CHP | 2 | X | WAT
Conventional Hydroelectric.WAT | hydro | TRUE | 56531 | EIF Haypress LLC | 10253 | Haypress | CA | Sierra | UGEN | Conventional Hydroelectric | HY |  | S | 5 | 0.9 | 5 | 5 | 0.7 | N |  |  | N | IPP Non-CHP | 2 | X | WAT
Conventional Hydroelectric.WAT | hydro | TRUE | 59178 | Brookfield Black Bear Hydro, LLC | 10255 | West Enfield Hydro | ME | Penobscot | GEN1 | Conventional Hydroelectric | HY |  | W | 6.5 | 0.9 | 4.4 | 4.4 | 2 | N |  |  | N | IPP Non-CHP | 2 | X | WAT
Conventional Hydroelectric.WAT | hydro | TRUE | 59178 | Brookfield Black Bear Hydro, LLC | 10255 | West Enfield Hydro | ME | Penobscot | GEN2 | Conventional Hydroelectric | HY |  | W | 6.5 | 0.9 | 5.1 | 5.1 | 2 | N |  |  | N | IPP Non-CHP | 2 | X | WAT
Conventional Hydroelectric.WAT | hydro | TRUE | 4980 | Haw River Hydro Co | 10258 | Haw River Hydro | NC | Alamance | 1 | Conventional Hydroelectric | HY |  | S | 1 | 0.8 | 1 | 1 | 0.2 | N |  |  | N | IPP Non-CHP | 2 | X | WAT
Conventional Hydroelectric.WAT | hydro | TRUE | 4980 | Haw River Hydro Co | 10258 | Haw River Hydro | NC | Alamance | 2 | Conventional Hydroelectric | HY |  | S | 0.5 | 0.8 | 0.5 | 0.5 | 0.1 | N |  |  | N | IPP Non-CHP | 2 | X | WAT
Natural Gas Fired Combustion Turbine.NG | natural gas peaker | FALSE | 29925 | Enterprise Products Optg LP | 10261 | Enterprise Products Operating | TX | Chambers | GEN3 | Natural Gas Fired Combustion Turbine | GT |  | S | 3.4 | 0.8 | 3 | 2.8 | 2.8 | N |  |  | Y | Industrial CHP | 7 | T | NG
Natural Gas Fired Combustion Turbine.NG | natural gas peaker | FALSE | 29925 | Enterprise Products Optg LP | 10261 | Enterprise Products Operating | TX | Chambers | GEN4 | Natural Gas Fired Combustion Turbine | GT |  | S | 3.4 | 0.8 | 3 | 2.8 | 2.8 | N |  |  | Y | Industrial CHP | 7 | T | NG
Natural Gas Fired Combustion Turbine.NG | natural gas peaker | FALSE | 29925 | Enterprise Products Optg LP | 10261 | Enterprise Products Operating | TX | Chambers | GEN5 | Natural Gas Fired Combustion Turbine | GT |  | S | 3.4 | 0.8 | 3 | 2.8 | 2.8 | N |  |  | Y | Industrial CHP | 7 | T | NG
Natural Gas Fired Combustion Turbine.NG | natural gas peaker | FALSE | 29925 | Enterprise Products Optg LP | 10261 | Enterprise Products Operating | TX | Chambers | GEN6 | Natural Gas Fired Combustion Turbine | GT |  | S | 3.5 | 0.8 | 3 | 2.8 | 2.8 | N |  |  | Y | Industrial CHP | 7 | T | NG
Natural Gas Fired Combustion Turbine.NG | natural gas peaker | FALSE | 29925 | Enterprise Products Optg LP | 10261 | Enterprise Products Operating | TX | Chambers | GEN7 | Natural Gas Fired Combustion Turbine | GT |  | S | 3.5 | 0.8 | 3 | 2.8 | 2.8 | N |  |  | Y | Industrial CHP | 7 | T | NG
Natural Gas Fired Combustion Turbine.NG | natural gas peaker | FALSE | 29925 | Enterprise Products Optg LP | 10261 | Enterprise Products Operating | TX | Chambers | GEN8 | Natural Gas Fired Combustion Turbine | GT |  | S | 3.5 | 0.8 | 3 | 2.8 | 2.8 | N |  |  | Y | Industrial CHP | 7 | T | NG
Natural Gas Fired Combined Cycle.NG | natural gas combined cycle | FALSE | 2848 | California Institute-Technology | 10262 | California Institute of Technology | CA | Los Angeles | GEN6 | Natural Gas Fired Combined Cycle | CT | CC1 | S | 10.5 | 0.9 | 9 | 9.9 | 9 | N |  |  | Y | Commercial CHP | 5 | T | NG
Natural Gas Fired Combined Cycle.NG | natural gas combined cycle | FALSE | 2848 | California Institute-Technology | 10262 | California Institute of Technology | CA | Los Angeles | GEN7 | Natural Gas Fired Combined Cycle | CA | CC1 | S | 2.5 | 0.9 | 2.1 | 2.1 | 2 | N |  |  | Y | Commercial CHP | 5 | T | NG
Natural Gas Fired Combustion Turbine.NG | natural gas peaker | FALSE | 3662 | Citrus World Inc | 10275 | Florida's Natural Growers | FL | Polk | CE50 | Natural Gas Fired Combustion Turbine | GT |  | S | 3.5 | 0.8 | 3.4 | 2 | 0 | N |  |  | Y | Industrial CHP | 7 | T | NG
Natural Gas Fired Combustion Turbine.NG | natural gas peaker | FALSE | 3662 | Citrus World Inc | 10275 | Florida's Natural Growers | FL | Polk | TA70 | Natural Gas Fired Combustion Turbine | GT |  | S | 7.2 | 0.8 | 5.9 | 5.8 | 0 | N |  |  | Y | Industrial CHP | 7 | T | NG
Conventional Hydroelectric.WAT | hydro | TRUE | 57280 | Eagle Creek Renewable Energy, LLC | 10276 | Clement Dam Hydro LLC | NH | Belknap | 0049 | Conventional Hydroelectric | HY |  | W | 2.4 | 0.9 | 2.3 | 2.3 | 0.1 | N |  |  | N | IPP Non-CHP | 2 | X | WAT
Conventional Hydroelectric.WAT | hydro | TRUE | 2048 | Bowersock Mills & Power Co | 10279 | Kansas River Project | KS | Douglas | 1 | Conventional Hydroelectric | HY |  | S | 0.3 | 1 | 0.3 | 0.4 | 0.1 | N |  |  | N | IPP Non-CHP | 2 | X | WAT
Conventional Hydroelectric.WAT | hydro | TRUE | 2048 | Bowersock Mills & Power Co | 10279 | Kansas River Project | KS | Douglas | 10 | Conventional Hydroelectric | HY |  | S | 1.3 | 1 | 1.3 | 1.3 | 0.9 | N |  |  | N | IPP Non-CHP | 2 | X | WAT
Conventional Hydroelectric.WAT | hydro | TRUE | 2048 | Bowersock Mills & Power Co | 10279 | Kansas River Project | KS | Douglas | 11 | Conventional Hydroelectric | HY |  | S | 1 | 1 | 1 | 1 | 0.8 | N |  |  | N | IPP Non-CHP | 2 | X | WAT
Conventional Hydroelectric.WAT | hydro | TRUE | 2048 | Bowersock Mills & Power Co | 10279 | Kansas River Project | KS | Douglas | 2 | Conventional Hydroelectric | HY |  | S | 0.3 | 1 | 0.3 | 0.3 | 0.1 | N |  |  | N | IPP Non-CHP | 2 | X | WAT
Conventional Hydroelectric.WAT | hydro | TRUE | 2048 | Bowersock Mills & Power Co | 10279 | Kansas River Project | KS | Douglas | 3 | Conventional Hydroelectric | HY |  | S | 0.3 | 1 | 0.3 | 0.3 | 0.1 | N |  |  | N | IPP Non-CHP | 2 | X | WAT
Conventional Hydroelectric.WAT | hydro | TRUE | 2048 | Bowersock Mills & Power Co | 10279 | Kansas River Project | KS | Douglas | 4 | Conventional Hydroelectric | HY |  | S | 0.3 | 1 | 0.3 | 0.3 | 0.1 | N |  |  | N | IPP Non-CHP | 2 | X | WAT
Conventional Hydroelectric.WAT | hydro | TRUE | 2048 | Bowersock Mills & Power Co | 10279 | Kansas River Project | KS | Douglas | 5 | Conventional Hydroelectric | HY |  | S | 0.4 | 1 | 0.4 | 0.4 | 0.1 | N |  |  | N | IPP Non-CHP | 2 | X | WAT
Conventional Hydroelectric.WAT | hydro | TRUE | 2048 | Bowersock Mills & Power Co | 10279 | Kansas River Project | KS | Douglas | 6 | Conventional Hydroelectric | HY |  | S | 0.4 | 1 | 0.4 | 0.4 | 0.2 | N |  |  | N | IPP Non-CHP | 2 | X | WAT
Conventional Hydroelectric.WAT | hydro | TRUE | 2048 | Bowersock Mills & Power Co | 10279 | Kansas River Project | KS | Douglas | 7 | Conventional Hydroelectric | HY |  | S | 0.4 | 1 | 0.4 | 0.4 | 0.2 | N |  |  | N | IPP Non-CHP | 2 | X | WAT
Conventional Hydroelectric.WAT | hydro | TRUE | 2048 | Bowersock Mills & Power Co | 10279 | Kansas River Project | KS | Douglas | 8 | Conventional Hydroelectric | HY |  | S | 1 | 1 | 1 | 1 | 0.8 | N |  |  | N | IPP Non-CHP | 2 | X | WAT
Conventional Hydroelectric.WAT | hydro | TRUE | 2048 | Bowersock Mills & Power Co | 10279 | Kansas River Project | KS | Douglas | 9 | Conventional Hydroelectric | HY |  | S | 1.3 | 1 | 1.3 | 1.3 | 0.9 | N |  |  | N | IPP Non-CHP | 2 | X | WAT
Petroleum Liquids.DFO | petroleum | FALSE | 1947 | Bob Jones University | 10280 | Central Plant | SC | GREENVILLE | ENG1 | Petroleum Liquids | IC |  | S | 1.1 | 0.8 | 1.1 | 1.1 | 0.4 | N |  |  | N | Commercial Non-CHP | 4 | X | DFO
Petroleum Liquids.DFO | petroleum | FALSE | 1947 | Bob Jones University | 10280 | Central Plant | SC | GREENVILLE | ENG5 | Petroleum Liquids | IC |  | S | 1 | 0.8 | 1 | 1 | 0.4 | N |  |  | N | Commercial Non-CHP | 4 | X | DFO
Petroleum Liquids.DFO | petroleum | FALSE | 1947 | Bob Jones University | 10280 | Central Plant | SC | GREENVILLE | ENG6 | Petroleum Liquids | IC |  | S | 1 | 0.8 | 1 | 1 | 0.4 | N |  |  | N | Commercial Non-CHP | 4 | X | DFO
Petroleum Liquids.DFO | petroleum | FALSE | 1947 | Bob Jones University | 10280 | Central Plant | SC | GREENVILLE | ENG7 | Petroleum Liquids | IC |  | S | 1 | 0.8 | 1 | 1 | 0.4 | N |  |  | N | Commercial Non-CHP | 4 | X | DFO
Conventional Hydroelectric.WAT | hydro | FALSE | 1678 | Big Creek Water Works Ltd | 10282 | Big Creek Water Works | CA | Trinity | BCHY | Conventional Hydroelectric | HY |  | S | 5 | 0.95 | 4.8 | 4.6 | 0.2 | N |  |  | N | Commercial Non-CHP | 4 | X | WAT
Conventional Hydroelectric.WAT | hydro | TRUE | 1528 | Beaver Falls Municipal Auth | 10285 | Townsend Hydro | PA | Beaver | GEN1 | Conventional Hydroelectric | HY |  | S | 2.6 | 0.9 | 2.1 | 2.1 | 0.5 | N |  |  | N | IPP Non-CHP | 2 | X | WAT
Conventional Hydroelectric.WAT | hydro | TRUE | 1528 | Beaver Falls Municipal Auth | 10285 | Townsend Hydro | PA | Beaver | GEN2 | Conventional Hydroelectric | HY |  | S | 2.6 | 0.9 | 2.1 | 2.1 | 0.5 | N |  |  | N | IPP Non-CHP | 2 | X | WAT
Conventional Hydroelectric.WAT | hydro | FALSE | 4386 | Cornell Hydro | 10286 | Cornell Hydro | NY | Tompkins | 1 | Conventional Hydroelectric | HY |  | S | 0.8 | 0.9 | 0.5 | 0.7 | 0.2 | N |  |  | N | Commercial Non-CHP | 4 | X | WAT
Conventional Hydroelectric.WAT | hydro | FALSE | 4386 | Cornell Hydro | 10286 | Cornell Hydro | NY | Tompkins | 2 | Conventional Hydroelectric | HY |  | S | 1.1 | 0.9 | 1.1 | 1.1 | 0.2 | N |  |  | N | Commercial Non-CHP | 4 | X | WAT
Geothermal.GEO | geothermal | TRUE | 34691 | Ormat Nevada Inc | 10287 | Beowawe | NV | Lander | GEN1 | Geothermal | ST |  | S | 17 | 0.9 | 12.8 | 13.1 | 5 | N |  |  | N | IPP Non-CHP | 2 | X | GEO
Geothermal.GEO | geothermal | TRUE | 34691 | Ormat Nevada Inc | 10287 | Beowawe | NV | Lander | GEN2 | Geothermal | BT |  | S | 3.6 | 0.9 | 1.3 | 2 | 1 | N |  |  | N | IPP Non-CHP | 2 | X | GEO
Wood/Wood Waste Biomass.WDS | biomass | TRUE | 56497 | Big Valley Power (BVP) LLC | 10288 | Big Valley Power LLC | CA | Lassen | IS27 | Wood/Wood Waste Biomass | ST |  | S | 9.3 | 0.9 | 8.7 | 8.7 | 8.7 | N |  |  | N | Industrial Non-CHP | 6 | X | WDS
Wood/Wood Waste Biomass.WDS | biomass | TRUE | 2226 | Bridgewater Power Co LP | 10290 | Bridgewater Power LP | NH | Grafton | GEN1 | Wood/Wood Waste Biomass | ST |  | J | 20 | 0.9 | 16 | 16.5 | 2 | N |  |  | N | IPP Non-CHP | 2 | X | WDS | DFO
Natural Gas Fired Combined Cycle.NG | natural gas combined cycle | TRUE | 2938 | Calpine King City Cogen LLC | 10294 | King City Power Plant | CA | Monterey | GTG | Natural Gas Fired Combined Cycle | CT | CC01 | S | 90.8 | 0.85 | 73 | 83.5 | 62 | N |  |  | Y | IPP CHP | 3 | T | NG
Natural Gas Fired Combined Cycle.NG | natural gas combined cycle | TRUE | 2938 | Calpine King City Cogen LLC | 10294 | King City Power Plant | CA | Monterey | STG | Natural Gas Fired Combined Cycle | CA | CC01 | S | 42.4 | 0.85 | 38 | 39 | 28 | N |  |  | Y | IPP CHP | 3 | T | NG
Conventional Hydroelectric.WAT | hydro | TRUE | 17627 | South Forks Joint Venture | 10296 | South Forks Hydro | ID | Twin Falls | GEN1 | Conventional Hydroelectric | HY |  | S | 4 | 0.9 | 4 | 4 | 1 | N |  |  | N | IPP Non-CHP | 2 | X | WAT
Conventional Hydroelectric.WAT | hydro | TRUE | 17627 | South Forks Joint Venture | 10296 | South Forks Hydro | ID | Twin Falls | GEN2 | Conventional Hydroelectric | HY |  | S | 4 | 0.9 | 4 | 4 | 0.8 | N |  |  | N | IPP Non-CHP | 2 | X | WAT
Natural Gas Fired Combustion Turbine.NG | natural gas peaker | FALSE | 327 | Air Liquide Large Industries U S LP | 10298 | Bayou Cogen Plant | TX | Harris | GT1 | Natural Gas Fired Combustion Turbine | GT |  | S | 79.6 | 0.8 | 75 | 93 | 65 | N |  |  | Y | Industrial CHP | 7 | T | NG | OG
Natural Gas Fired Combustion Turbine.NG | natural gas peaker | FALSE | 327 | Air Liquide Large Industries U S LP | 10298 | Bayou Cogen Plant | TX | Harris | GT2 | Natural Gas Fired Combustion Turbine | GT |  | S | 79.6 | 0.8 | 75 | 93 | 65 | N |  |  | Y | Industrial CHP | 7 | T | NG | OG
Natural Gas Fired Combustion Turbine.NG | natural gas peaker | FALSE | 327 | Air Liquide Large Industries U S LP | 10298 | Bayou Cogen Plant | TX | Harris | GT3 | Natural Gas Fired Combustion Turbine | GT |  | S | 79.6 | 0.8 | 75 | 93 | 65 | N |  |  | Y | Industrial CHP | 7 | T | NG | OG
Natural Gas Fired Combustion Turbine.NG | natural gas peaker | FALSE | 327 | Air Liquide Large Industries U S LP | 10298 | Bayou Cogen Plant | TX | Harris | GT4 | Natural Gas Fired Combustion Turbine | GT |  | S | 79.6 | 0.8 | 75 | 93 | 65 | N |  |  | Y | Industrial CHP | 7 | T | NG | OG
Wood/Wood Waste Biomass.WDS | biomass | TRUE | 3998 | Desert View Power Inc | 10300 | Desert View Power | CA | Riverside | GEN1 | Wood/Wood Waste Biomass | ST |  | S | 55.5 | 0.9 | 47 | 47 | 30 | N |  |  | N | IPP Non-CHP | 2 | X | WDS | NG | PC | TDF
Natural Gas Steam Turbine.NG | natural gas steam turbine | FALSE | 57145 | Louisiana Sugar Refining LLC | 10301 | Louisiana Sugar Refining | LA | St James | GEN2 | Natural Gas Steam Turbine | ST |  | S | 2.5 | 0.8 | 1.7 | 1.7 | 0.2 | N |  |  | Y | Industrial CHP | 7 | T | NG
Natural Gas Steam Turbine.NG | natural gas steam turbine | FALSE | 57145 | Louisiana Sugar Refining LLC | 10301 | Louisiana Sugar Refining | LA | St James | GEN3 | Natural Gas Steam Turbine | ST |  | S | 1.7 | 0.8 | 1.5 | 1.5 | 0.1 | N |  |  | Y | Industrial CHP | 7 | T | NG
Natural Gas Steam Turbine.NG | natural gas steam turbine | FALSE | 57145 | Louisiana Sugar Refining LLC | 10301 | Louisiana Sugar Refining | LA | St James | GEN4 | Natural Gas Steam Turbine | ST |  | S | 2.5 | 0.8 | 2.1 | 2 | 0.2 | N |  |  | Y | Industrial CHP | 7 | T | NG
Natural Gas Fired Combustion Turbine.NG | natural gas peaker | FALSE | 13657 | Norfork Southern Corp | 10302 | Juniata Locomotive Shop | PA | Blair | GEN3 | Natural Gas Fired Combustion Turbine | GT |  | S | 1.5 | 0.8 | 1.5 | 1.5 | 0.7 | N |  |  | N | Commercial Non-CHP | 4 | X | NG
Municipal Solid Waste.MSW | municipal solid waste | FALSE | 12834 | Dutchess County RRA | 10305 | Dutchess Cnty Resource Recovery Facility | NY | Dutchess | GEN1 | Municipal Solid Waste | ST |  | S | 9.2 | 0.8 | 7.2 | 7.4 | 4 | N |  |  | Y | Commercial CHP | 5 | T | MSW
Natural Gas Fired Combined Cycle.NG | natural gas combined cycle | TRUE | 21970 | Northeast Energy Associates LP | 10307 | Bellingham Cogeneration Facility | MA | Norfolk | CT1 | Natural Gas Fired Combined Cycle | CT | CC1 | S | 128.7 | 0.97 | 102 | 126 | 85 | N |  |  | N | IPP Non-CHP | 2 | X | NG | DFO
Natural Gas Fired Combined Cycle.NG | natural gas combined cycle | TRUE | 21970 | Northeast Energy Associates LP | 10307 | Bellingham Cogeneration Facility | MA | Norfolk | CT2 | Natural Gas Fired Combined Cycle | CT | CC1 | S | 128.7 | 0.97 | 102 | 126 | 85 | N |  |  | N | IPP Non-CHP | 2 | X | NG | DFO
Natural Gas Fired Combined Cycle.NG | natural gas combined cycle | TRUE | 21970 | Northeast Energy Associates LP | 10307 | Bellingham Cogeneration Facility | MA | Norfolk | ST1 | Natural Gas Fired Combined Cycle | CA | CC1 | S | 128.7 | 0.97 | 60 | 84 | 30 | N |  |  | N | IPP Non-CHP | 2 | X | NG
Natural Gas Fired Combined Cycle.NG | natural gas combined cycle | TRUE | 22290 | Sayreville Power Generation LP | 10308 | Sayreville Cogeneration Facility | NJ | Middlesex | CT1 | Natural Gas Fired Combined Cycle | CT | CC1 | W | 143.4 | 0.9 | 112 | 127.8 | 86 | N |  |  | N | IPP Non-CHP | 2 | X | NG
Natural Gas Fired Combined Cycle.NG | natural gas combined cycle | TRUE | 22290 | Sayreville Power Generation LP | 10308 | Sayreville Cogeneration Facility | NJ | Middlesex | CT2 | Natural Gas Fired Combined Cycle | CT | CC1 | W | 143.4 | 0.9 | 112 | 127.8 | 86 | N |  |  | N | IPP Non-CHP | 2 | X | NG
Natural Gas Fired Combined Cycle.NG | natural gas combined cycle | TRUE | 22290 | Sayreville Power Generation LP | 10308 | Sayreville Cogeneration Facility | NJ | Middlesex | ST1 | Natural Gas Fired Combined Cycle | CA | CC1 | W | 143.4 | 0.9 | 68 | 77.5 | 26 | N |  |  | N | IPP Non-CHP | 2 | X | NG
Natural Gas Fired Combustion Turbine.NG | natural gas peaker | FALSE | 1182 | BASF Corporation | 10319 | Geismar | LA | Ascension | GEN1 | Natural Gas Fired Combustion Turbine | GT |  | S | 35.7 | 0.98 | 33.7 | 37.7 | 18 | N |  |  | Y | Industrial CHP | 7 | T | NG
Natural Gas Fired Combustion Turbine.NG | natural gas peaker | FALSE | 1182 | BASF Corporation | 10319 | Geismar | LA | Ascension | GEN2 | Natural Gas Fired Combustion Turbine | GT |  | S | 41.2 | 0.98 | 39.2 | 43.2 | 20 | N |  |  | Y | Industrial CHP | 7 | T | NG | OG
Natural Gas Steam Turbine.NG | natural gas steam turbine | FALSE | 1182 | BASF Corporation | 10319 | Geismar | LA | Ascension | GEN3 | Natural Gas Steam Turbine | ST |  | S | 7.2 | 0.98 | 7.2 | 7.2 | 0.7 | N |  |  | N | Industrial CHP | 7 | X | NG
Conventional Hydroelectric.WAT | hydro | TRUE | 6201 | Farmer's Irrigation District | 10323 | Copper Dam Plant | OR | Hood River | TURGO | Conventional Hydroelectric | HY |  | S | 2.6 | 1 | 1 | 2.6 | 0.5 | N |  |  | N | IPP Non-CHP | 2 | X | WAT
Conventional Hydroelectric.WAT | hydro | TRUE | 6201 | Farmer's Irrigation District | 10324 | Peters Drive Plant | OR | Hood River | GEN3 | Conventional Hydroelectric | HY |  | S | 1.8 | 1 | 0.3 | 1.2 | 0.3 | N |  |  | N | IPP Non-CHP | 2 | X | WAT
Conventional Hydroelectric.WAT | hydro | TRUE | 6288 | Mink Creek Hydro Entity | 10325 | Mink Creek Hydro | ID | Franklin | GEN1 | Conventional Hydroelectric | HY |  | S | 3.1 | 1 | 2 | 0.6 | 0.2 | N |  |  | N | IPP Non-CHP | 2 | X | WAT
Natural Gas Steam Turbine.NG | natural gas steam turbine | FALSE | 12436 | Michigan State University | 10328 | T B Simon Power Plant | MI | Ingham | GEN1 | Natural Gas Steam Turbine | ST |  | S | 12.5 | 0.8 | 12.5 | 12.5 | 2.5 | N |  |  | Y | Commercial CHP | 5 | T | NG
Natural Gas Steam Turbine.NG | natural gas steam turbine | FALSE | 12436 | Michigan State University | 10328 | T B Simon Power Plant | MI | Ingham | GEN2 | Natural Gas Steam Turbine | ST |  | S | 12.5 | 0.8 | 12.5 | 12.5 | 2.5 | N |  |  | Y | Commercial CHP | 5 | T | NG
Natural Gas Steam Turbine.NG | natural gas steam turbine | FALSE | 12436 | Michigan State University | 10328 | T B Simon Power Plant | MI | Ingham | GEN3 | Natural Gas Steam Turbine | ST |  | S | 15 | 0.85 | 15 | 15 | 2.5 | N |  |  | Y | Commercial CHP | 5 | T | NG
Natural Gas Steam Turbine.NG | natural gas steam turbine | FALSE | 12436 | Michigan State University | 10328 | T B Simon Power Plant | MI | Ingham | GEN4 | Natural Gas Steam Turbine | ST |  | S | 21 | 0.85 | 21 | 21 | 5 | N |  |  | Y | Commercial CHP | 5 | T | NG
Natural Gas Steam Turbine.NG | natural gas steam turbine | FALSE | 12436 | Michigan State University | 10328 | T B Simon Power Plant | MI | Ingham | GEN5 | Natural Gas Steam Turbine | ST |  | S | 24 | 0.85 | 23.8 | 23.8 | 5 | N |  |  | Y | Commercial CHP | 5 | T | NG
Natural Gas Fired Combustion Turbine.NG | natural gas peaker | FALSE | 12436 | Michigan State University | 10328 | T B Simon Power Plant | MI | Ingham | GEN6 | Natural Gas Fired Combustion Turbine | GT |  | S | 14.3 | 0.85 | 12.6 | 14.3 | 9 | N |  |  | N | Commercial CHP | 5 | X | NG
Natural Gas Internal Combustion Engine.NG | natural gas peaker | FALSE | 12436 | Michigan State University | 10328 | T B Simon Power Plant | MI | Ingham | GEN7 | Natural Gas Internal Combustion Engine | IC |  | S | 9.4 | 0.85 | 9.4 | 9.4 | 6.5 | N |  |  | N | Commercial CHP | 5 | X | NG
Natural Gas Internal Combustion Engine.NG | natural gas peaker | FALSE | 12436 | Michigan State University | 10328 | T B Simon Power Plant | MI | Ingham | GEN8 | Natural Gas Internal Combustion Engine | IC |  | S | 9.4 | 0.85 | 9.4 | 9.4 | 6.5 | N |  |  | N | Commercial CHP | 5 | X | NG
Natural Gas Internal Combustion Engine.NG | natural gas peaker | FALSE | 12436 | Michigan State University | 10328 | T B Simon Power Plant | MI | Ingham | GEN9 | Natural Gas Internal Combustion Engine | IC |  | S | 9.4 | 0.85 | 9.4 | 9.4 | 6.5 | N |  |  | N | Commercial CHP | 5 | X | NG
Municipal Solid Waste.MSW | municipal solid waste | FALSE | 49846 | Covanta Honolulu Resource Recovery | 10334 | H Power | HI | Honolulu | GEN1 | Municipal Solid Waste | ST |  | W | 63.7 | 0.85 | 58 | 58 | 5 | N |  |  | N | Commercial Non-CHP | 4 | X | MSW
Municipal Solid Waste.MSW | municipal solid waste | FALSE | 49846 | Covanta Honolulu Resource Recovery | 10334 | H Power | HI | Honolulu | GEN2 | Municipal Solid Waste | ST |  | W | 33.6 | 0.85 | 28 | 28 | 5 | N |  |  | N | Commercial Non-CHP | 4 | X | MSW
Solar Photovoltaic.SUN | solar PV | FALSE | 49846 | Covanta Honolulu Resource Recovery | 10334 | H Power | HI | Honolulu | PV1 | Solar Photovoltaic | PV |  | W | 2.9 |  | 3.6 | 3.3 | 0.2 | N |  |  | N | Commercial Non-CHP | 4 | X | SUN
Natural Gas Internal Combustion Engine.NG | natural gas peaker | TRUE | 194 | Albuquerque City of | 10339 | Southside Water Reclamation Plant | NM | Bernalillo | GEN1 | Natural Gas Internal Combustion Engine | IC |  | S | 2.2 | 0.8 | 2.1 | 2.2 | 0 | N |  |  | Y | IPP CHP | 3 | T | NG | OBG
Other Waste Biomass.OBG | biomass | TRUE | 194 | Albuquerque City of | 10339 | Southside Water Reclamation Plant | NM | Bernalillo | GEN2 | Other Waste Biomass | IC |  | S | 2.2 | 0.8 | 2.1 | 2.2 | 0 | N |  |  | Y | IPP CHP | 3 | T | OBG | NG
Other Waste Biomass.OBG | biomass | TRUE | 194 | Albuquerque City of | 10339 | Southside Water Reclamation Plant | NM | Bernalillo | GEN3 | Other Waste Biomass | IC |  | S | 1.1 | 0.8 | 1.1 | 1.1 | 0 | N |  |  | Y | IPP CHP | 3 | T | OBG | NG
Other Waste Biomass.OBG | biomass | TRUE | 194 | Albuquerque City of | 10339 | Southside Water Reclamation Plant | NM | Bernalillo | GEN4 | Other Waste Biomass | IC |  | S | 1.1 | 0.8 | 1.1 | 1.1 | 0 | N |  |  | Y | IPP CHP | 3 | T | OBG | NG
Natural Gas Fired Combined Cycle.NG | natural gas combined cycle | TRUE | 65130 | Tesoro Marketing & Refining Co. LLC (Martinez) | 10342 | Marathon Bay Area Cogen | CA | Contra Costa | TG1 | Natural Gas Fired Combined Cycle | CT | CC1 | W | 40 | 0.85 | 35 | 37 | 29 | N |  |  | Y | IPP CHP | 3 | T | NG
Natural Gas Fired Combined Cycle.NG | natural gas combined cycle | TRUE | 65130 | Tesoro Marketing & Refining Co. LLC (Martinez) | 10342 | Marathon Bay Area Cogen | CA | Contra Costa | TG2 | Natural Gas Fired Combined Cycle | CT | CC1 | W | 40 | 0.85 | 35 | 37 | 29 | N |  |  | Y | IPP CHP | 3 | T | NG
Natural Gas Fired Combined Cycle.NG | natural gas combined cycle | TRUE | 65130 | Tesoro Marketing & Refining Co. LLC (Martinez) | 10342 | Marathon Bay Area Cogen | CA | Contra Costa | TG3 | Natural Gas Fired Combined Cycle | CA | CC1 | W | 33.5 | 0.8 | 33.5 | 33.5 | 5 | N |  |  | Y | IPP CHP | 3 | T | NG
Conventional Steam Coal.WC | hard coal | TRUE | 49889 | Mount Carmel Cogen Inc | 10343 | Foster Wheeler Mt Carmel Cogen | PA | Northumberland | TG1 | Conventional Steam Coal | ST |  | S | 47.3 | 1 | 43 | 40 | 25 | N |  |  | Y | IPP CHP | 3 | T | WC | NG
Natural Gas Fired Combustion Turbine.NG | natural gas peaker | TRUE | 59879 | Greenleaf Energy LLC | 10349 | Greenleaf 2 Power Plant | CA | Sutter | GEN1 | Natural Gas Fired Combustion Turbine | GT |  | S | 49.5 | 0.89 | 49.5 | 49.5 | 42 | N |  |  | Y | IPP CHP | 3 | T | NG
Natural Gas Fired Combustion Turbine.NG | natural gas peaker | TRUE | 64430 | Calpine Greenleaf Holding, Inc. | 10350 | Greenleaf 1 | CA | Sutter | CTGA | Natural Gas Fired Combustion Turbine | GT |  | W | 34.9 | 0.9 | 30 | 30 | 9 | N |  |  | N | IPP Non-CHP | 2 | X | NG
Natural Gas Fired Combustion Turbine.NG | natural gas peaker | TRUE | 64430 | Calpine Greenleaf Holding, Inc. | 10350 | Greenleaf 1 | CA | Sutter | CTGB | Natural Gas Fired Combustion Turbine | GT |  | W | 34.9 | 0.9 | 30 | 30 | 9 | N |  |  | N | IPP Non-CHP | 2 | X | NG
Wood/Wood Waste Biomass.WDS | biomass | TRUE | 57432 | ReEnergy Livermore Falls | 10354 | ReEnergy Livermore Falls | ME | Androscoggin | GEN1 | Wood/Wood Waste Biomass | ST |  | S | 39.6 | 0.9 | 38 | 38 | 18 | N |  |  | N | IPP Non-CHP | 2 | X | WDS
Natural Gas Steam Turbine.NG | natural gas steam turbine | FALSE | 55919 | Georgia-Pacific Consumer Oper. Green Bay LLC | 10360 | Consumer Operations LLC | WI | Brown | GEN6 | Natural Gas Steam Turbine | ST |  | S | 18.7 | 0.85 | 18 | 18 | 2 | N |  |  | Y | Industrial CHP | 7 | T | NG
Natural Gas Steam Turbine.NG | natural gas steam turbine | FALSE | 55919 | Georgia-Pacific Consumer Oper. Green Bay LLC | 10360 | Consumer Operations LLC | WI | Brown | GEN7 | Natural Gas Steam Turbine | ST |  | S | 28.9 | 0.85 | 23 | 23 | 3 | N |  |  | Y | Industrial CHP | 7 | T | NG
Natural Gas Fired Combustion Turbine.NG | natural gas peaker | FALSE | 7127 | Georgia-Pacific Consr Prods LP-Savannah | 10361 | Savannah River Mill | GA | Effingham | GEN1 | Natural Gas Fired Combustion Turbine | GT |  | S | 25.2 | 0.8 | 21.4 | 24.7 | 2 | N |  |  | Y | Industrial CHP | 7 | T | NG | DFO
Natural Gas Fired Combustion Turbine.NG | natural gas peaker | FALSE | 7127 | Georgia-Pacific Consr Prods LP-Savannah | 10361 | Savannah River Mill | GA | Effingham | GEN2 | Natural Gas Fired Combustion Turbine | GT |  | S | 25.2 | 0.8 | 21.4 | 24.7 | 2 | N |  |  | Y | Industrial CHP | 7 | T | NG | DFO
Petroleum Coke.PC | petroleum | FALSE | 7127 | Georgia-Pacific Consr Prods LP-Savannah | 10361 | Savannah River Mill | GA | Effingham | GEN3 | Petroleum Coke | ST |  | S | 45 | 0.8 | 41.9 | 42.3 | 2 | N |  |  | Y | Industrial CHP | 7 | T | PC | BIT | WDS
Petroleum Coke.PC | petroleum | FALSE | 7127 | Georgia-Pacific Consr Prods LP-Savannah | 10361 | Savannah River Mill | GA | Effingham | GEN4 | Petroleum Coke | ST |  | S | 45 | 0.8 | 41.9 | 42.3 | 2 | N |  |  | Y | Industrial CHP | 7 | T | PC | BIT | WDS
Natural Gas Steam Turbine.NG | natural gas steam turbine | FALSE | 6589 | Georgia-Pacific Muskogee LLC | 10362 | Georgia-Pacific Muskogee | OK | Muskogee | GEN1 | Natural Gas Steam Turbine | ST |  | S | 25 | 0.8 | 11.6 | 15.2 | 3 | N |  |  | Y | Industrial CHP | 7 | T | NG | SUB | BIT
Natural Gas Steam Turbine.NG | natural gas steam turbine | FALSE | 6589 | Georgia-Pacific Muskogee LLC | 10362 | Georgia-Pacific Muskogee | OK | Muskogee | GEN2 | Natural Gas Steam Turbine | ST |  | S | 44.5 | 0.8 | 21.6 | 22.4 | 5 | N |  |  | Y | Industrial CHP | 7 | T | NG | SUB | BIT
Natural Gas Steam Turbine.NG | natural gas steam turbine | FALSE | 6589 | Georgia-Pacific Muskogee LLC | 10362 | Georgia-Pacific Muskogee | OK | Muskogee | GEN3 | Natural Gas Steam Turbine | ST |  | S | 44.5 | 0.8 | 34.3 | 33.8 | 5 | N |  |  | Y | Industrial CHP | 7 | T | NG | SUB | BIT
Wood/Wood Waste Biomass.WDS | biomass | TRUE | 59593 | NC Renewable Power - Lumberton LLC | 10382 | Lumberton | NC | Robeson | GEN1 | Wood/Wood Waste Biomass | ST |  | S | 34.7 | 0.85 | 34.7 | 34.7 | 5 | N |  |  | Y | IPP CHP | 3 | B | WDS | OBS
Landfill Gas.LFG | natural gas peaker | TRUE | 57223 | Sycamore Energy LLC | 10387 | Sycamore Energy LLC | CA | San Diego | 1A | Landfill Gas | GT |  | S | 1.2 | 0.98 | 1.2 | 1.2 | 0.9 | N |  |  | N | IPP Non-CHP | 2 | X | LFG
Landfill Gas.LFG | natural gas peaker | TRUE | 57223 | Sycamore Energy LLC | 10387 | Sycamore Energy LLC | CA | San Diego | 2A | Landfill Gas | GT |  | S | 1.2 | 0.98 | 1.2 | 1.2 | 0.9 | N |  |  | N | IPP Non-CHP | 2 | X | LFG
Landfill Gas.LFG | natural gas peaker | TRUE | 57223 | Sycamore Energy LLC | 10387 | Sycamore Energy LLC | CA | San Diego | 3 | Landfill Gas | GT |  | S | 3 | 0.98 | 2.8 | 3 | 2.4 | N |  |  | N | IPP Non-CHP | 2 | X | LFG | PG
Natural Gas Steam Turbine.NG | natural gas steam turbine | FALSE | 56165 | Cleveland Cliffs | 10397 | Indiana Harbor West | IN | Lake | GEN5 | Natural Gas Steam Turbine | ST |  | W | 12.5 | 0.8 | 3.1 | 4.9 | 2 | N |  |  | Y | Industrial CHP | 7 | T | NG | BFG
Natural Gas Steam Turbine.NG | natural gas steam turbine | FALSE | 56165 | Cleveland Cliffs | 10397 | Indiana Harbor West | IN | Lake | GEN6 | Natural Gas Steam Turbine | ST |  | W | 12.5 | 0.8 | 3.1 | 4.9 | 2 | N |  |  | Y | Industrial CHP | 7 | T | NG | BFG
Natural Gas Steam Turbine.NG | natural gas steam turbine | FALSE | 56165 | Cleveland Cliffs | 10397 | Indiana Harbor West | IN | Lake | GEN7 | Natural Gas Steam Turbine | ST |  | W | 32 | 0.85 | 16 | 16 | 3 | N |  |  | Y | Industrial CHP | 7 | B | NG | BFG
Natural Gas Steam Turbine.NG | natural gas steam turbine | FALSE | 56165 | Cleveland Cliffs | 10397 | Indiana Harbor West | IN | Lake | GEN8 | Natural Gas Steam Turbine | ST |  | W | 40 | 0.85 | 24 | 29 | 4 | N |  |  | Y | Industrial CHP | 7 | B | NG | BFG
Natural Gas Steam Turbine.NG | natural gas steam turbine | FALSE | 56165 | Cleveland Cliffs | 10397 | Indiana Harbor West | IN | Lake | GEN9 | Natural Gas Steam Turbine | ST |  | W | 55 | 0.95 | 28 | 29 | 2 | N |  |  | Y | Industrial CHP | 7 | B | NG | BFG
Other Gases.BFG | other | FALSE | 9454 | ArcelorMittal Cleveland Inc | 10398 | Arcelormittal Cleveland Inc | OH | Cuyahoga | GEN3 | Other Gases | ST |  | S | 10 | 1 | 10 | 10 | 3 | N | 3 | 2023 | Y | Industrial CHP | 7 | B | BFG | NG
Other Gases.BFG | other | FALSE | 9454 | ArcelorMittal Cleveland Inc | 10398 | Arcelormittal Cleveland Inc | OH | Cuyahoga | GEN5 | Other Gases | ST |  | S | 10 | 1 | 8 | 9 | 3 | N | 3 | 2023 | Y | Industrial CHP | 7 | B | BFG | NG | RFO
Other Gases.BFG | other | FALSE | 9454 | ArcelorMittal Cleveland Inc | 10398 | Arcelormittal Cleveland Inc | OH | Cuyahoga | GENA | Other Gases | ST |  | S | 15 | 1 | 12 | 14 | 3 | N | 3 | 2023 | Y | Industrial CHP | 7 | T | BFG | NG | RFO
Other Gases.BFG | other | FALSE | 9454 | ArcelorMittal Cleveland Inc | 10398 | Arcelormittal Cleveland Inc | OH | Cuyahoga | GENB | Other Gases | ST |  | S | 10 | 1 | 8 | 9 | 3 | N |  |  | Y | Industrial CHP | 7 | T | BFG | NG | RFO
Other Gases.BFG | other | FALSE | 9454 | ArcelorMittal Cleveland Inc | 10398 | Arcelormittal Cleveland Inc | OH | Cuyahoga | GENC | Other Gases | ST |  | S | 22 | 1 | 22 | 22 | 4 | N |  |  | Y | Industrial CHP | 7 | T | BFG | NG | RFO
Other Gases.BFG | other | FALSE | 9454 | ArcelorMittal Cleveland Inc | 10398 | Arcelormittal Cleveland Inc | OH | Cuyahoga | GENG | Other Gases | ST |  | S | 70 | 0.85 | 69.3 | 60 | 14 | N |  |  | N | Industrial CHP | 7 | X | BFG
Natural Gas Fired Combined Cycle.NG | natural gas combined cycle | TRUE | 10337 | KES Kingsburg LP | 10405 | Kingsburg Cogen | CA | Fresno | GEN1 | Natural Gas Fired Combined Cycle | CT | CC1 | S | 23.1 | 0.9 | 22 | 23 | 18 | N |  |  | Y | IPP CHP | 3 | T | NG
Natural Gas Fired Combined Cycle.NG | natural gas combined cycle | TRUE | 10337 | KES Kingsburg LP | 10405 | Kingsburg Cogen | CA | Fresno | GEN2 | Natural Gas Fired Combined Cycle | CA | CC1 | S | 13.1 | 0.9 | 11.8 | 11.8 | 4 | N |  |  | Y | IPP CHP | 3 | B | NG
Natural Gas Internal Combustion Engine.NG | natural gas peaker | FALSE | 3692 | Clark University | 10408 | Clark University | MA | Worcester | GEN2 | Natural Gas Internal Combustion Engine | IC |  | S | 2 | 0.8 | 2 | 2 | 1 | N |  |  | Y | Commercial CHP | 5 | T | NG
Conventional Hydroelectric.WAT | hydro | FALSE | 65153 | BBCP Kauai Operating LLC | 10412 | Kalaheo Hydro | HI | Kauai | KPH1 | Conventional Hydroelectric | HY |  | S | 2 | 0.9 | 2 | 2 | 0.2 | N |  |  | N | Industrial Non-CHP | 6 | X | WAT
Conventional Hydroelectric.WAT | hydro | FALSE | 65153 | BBCP Kauai Operating LLC | 10413 | Wainiha Hydro | HI | Kauai | WAIA | Conventional Hydroelectric | HY |  | S | 1.8 | 0.8 | 1.7 | 1.7 | 0.2 | N |  |  | N | Industrial Non-CHP | 6 | X | WAT
Conventional Hydroelectric.WAT | hydro | FALSE | 65153 | BBCP Kauai Operating LLC | 10413 | Wainiha Hydro | HI | Kauai | WAIB | Conventional Hydroelectric | HY |  | S | 1.8 | 0.8 | 1.7 | 1.7 | 0.2 | N |  |  | N | Industrial Non-CHP | 6 | X | WAT
Natural Gas Steam Turbine.NG | natural gas steam turbine | FALSE | 56600 | Ascend Performance Materials LLC | 10416 | Pensacola Florida Plant | FL | Escambia | GEN1 | Natural Gas Steam Turbine | ST |  | S | 5 | 1 | 5 | 5 | 1 | N |  |  | Y | Industrial CHP | 7 | T | NG | OG | WO | RFO
Natural Gas Steam Turbine.NG | natural gas steam turbine | FALSE | 56600 | Ascend Performance Materials LLC | 10416 | Pensacola Florida Plant | FL | Escambia | GEN2 | Natural Gas Steam Turbine | ST |  | S | 5 | 1 | 5 | 5 | 1 | N |  |  | Y | Industrial CHP | 7 | T | NG | OG | WO | RFO
Natural Gas Steam Turbine.NG | natural gas steam turbine | FALSE | 56600 | Ascend Performance Materials LLC | 10416 | Pensacola Florida Plant | FL | Escambia | GEN3 | Natural Gas Steam Turbine | ST |  | S | 6 | 1 | 6 | 6 | 1 | N |  |  | Y | Industrial CHP | 7 | T | NG | OG | WO | RFO
Natural Gas Fired Combustion Turbine.NG | natural gas peaker | FALSE | 56600 | Ascend Performance Materials LLC | 10416 | Pensacola Florida Plant | FL | Escambia | GEN4 | Natural Gas Fired Combustion Turbine | GT |  | S | 86 | 1 | 82 | 100 | 30 | N |  |  | Y | Industrial CHP | 7 | T | NG | OG | WO | RFO
Natural Gas Steam Turbine.NG | natural gas steam turbine | FALSE | 39878 | Solutia Inc-Indian | 10417 | Indian Orchard Plant 1 | MA | Hampden | TG | Natural Gas Steam Turbine | ST |  | S | 5.7 | 0.8 | 3.2 | 4.1 | 1 | N |  |  | Y | Industrial CHP | 7 | T | NG | PUR
Natural Gas Steam Turbine.NG | natural gas steam turbine | FALSE | 56488 | Ascend Performance Materials | 10418 | Ascend Performance Materials Texas Inc. | TX | Brazoria | GEN1 | Natural Gas Steam Turbine | ST |  | S | 6 | 0.8 | 5.2 | 5.2 | 2.3 | N |  |  | Y | Industrial CHP | 7 | B | NG
Natural Gas Steam Turbine.NG | natural gas steam turbine | FALSE | 56488 | Ascend Performance Materials | 10418 | Ascend Performance Materials Texas Inc. | TX | Brazoria | GEN4 | Natural Gas Steam Turbine | ST |  | S | 46.1 | 0.8 | 42.5 | 42.5 | 8 | N |  |  | Y | Industrial CHP | 7 | B | NG
Conventional Hydroelectric.WAT | hydro | TRUE | 5068 | Denver City & County of | 10421 | Dillon Hydro Plant | CO | Summit | GEN1 | Conventional Hydroelectric | HY |  | S | 1.8 | 0.95 | 1.8 | 1.8 | 0.8 | N |  |  | N | IPP Non-CHP | 2 | X | WAT
Conventional Hydroelectric.WAT | hydro | TRUE | 5068 | Denver City & County of | 10422 | Williams Fork Hydro Plant | CO | Grand | GEN1 | Conventional Hydroelectric | HY |  | S | 3 | 0.95 | 3 | 3 | 0.5 | N |  |  | N | IPP Non-CHP | 2 | X | WAT
Conventional Hydroelectric.WAT | hydro | TRUE | 5068 | Denver City & County of | 10422 | Williams Fork Hydro Plant | CO | Grand | GEN2 | Conventional Hydroelectric | HY |  | S | 0.5 | 0.95 | 0.5 | 0.5 | 0.5 | N |  |  | N | IPP Non-CHP | 2 | X | WAT
Conventional Hydroelectric.WAT | hydro | TRUE | 5068 | Denver City & County of | 10423 | North Fork Hydro Plant | CO | Park | GEN1 | Conventional Hydroelectric | HY |  | S | 5.5 | 0.9 | 5.5 | 5.5 | 0.8 | N |  |  | N | IPP Non-CHP | 2 | X | WAT
Conventional Hydroelectric.WAT | hydro | TRUE | 5068 | Denver City & County of | 10424 | Gross Hydro Plant | CO | Jefferson | GEN1 | Conventional Hydroelectric | HY |  | S | 4 | 0.9 | 4 | 4 | 0.7 | N |  |  | N | IPP Non-CHP | 2 | X | WAT
Conventional Hydroelectric.WAT | hydro | TRUE | 5068 | Denver City & County of | 10424 | Gross Hydro Plant | CO | Jefferson | GEN2 | Conventional Hydroelectric | HY |  | S | 4 | 0.9 | 4 | 4 | 0.7 | N |  |  | N | IPP Non-CHP | 2 | X | WAT
Wood/Wood Waste Biomass.BLQ | biomass | TRUE | 54745 | International Paper - Orange | 10425 | International Paper - Orange | TX | Orange | TG | Wood/Wood Waste Biomass | ST |  | W | 48 | 1 | 33.2 | 33.8 | 5 | N |  |  | Y | Industrial CHP | 7 | B | BLQ | NG | WDS | TDF
Petroleum Liquids.RFO | petroleum | FALSE | 23632 | Inland Paperboard - Rome Mill | 10426 | Inland Paperboard Packaging Rome | GA | Floyd | GEN2 | Petroleum Liquids | ST |  | S | 5 | 0.8 | 5 | 5 | 5 | N |  |  | Y | Industrial CHP | 7 | T | RFO | BLQ | WDS | OTH
Petroleum Liquids.RFO | petroleum | FALSE | 23632 | Inland Paperboard - Rome Mill | 10426 | Inland Paperboard Packaging Rome | GA | Floyd | GEN3 | Petroleum Liquids | ST |  | S | 5 | 0.8 | 5 | 5 | 5 | N |  |  | Y | Industrial CHP | 7 | T | RFO | BLQ | WDS | OTH
Petroleum Liquids.RFO | petroleum | FALSE | 23632 | Inland Paperboard - Rome Mill | 10426 | Inland Paperboard Packaging Rome | GA | Floyd | GEN4 | Petroleum Liquids | ST |  | S | 22 | 0.85 | 20 | 20 | 20 | N |  |  | Y | Industrial CHP | 7 | T | RFO | BLQ | WDS | OTH
Petroleum Liquids.RFO | petroleum | FALSE | 23632 | Inland Paperboard - Rome Mill | 10426 | Inland Paperboard Packaging Rome | GA | Floyd | GEN5 | Petroleum Liquids | ST |  | S | 38.4 | 0.85 | 31 | 30 | 30 | N |  |  | Y | Industrial CHP | 7 | T | RFO | BLQ | WDS | OTH
Natural Gas Fired Combustion Turbine.NG | natural gas peaker | FALSE | 22091 | New-Indy Ontario LLC | 10427 | New-Indy Ontario Mill | CA | San Bernardino | GEN2 | Natural Gas Fired Combustion Turbine | GT |  | S | 16.5 | 1 | 14.7 | 14.8 | 8 | N |  |  | N | Industrial Non-CHP | 6 | X | NG
Natural Gas Fired Combustion Turbine.NG | natural gas peaker | FALSE | 22091 | New-Indy Ontario LLC | 10427 | New-Indy Ontario Mill | CA | San Bernardino | GEN3 | Natural Gas Fired Combustion Turbine | GT |  | S | 16.5 | 1 | 14.7 | 14.8 | 8 | N |  |  | N | Industrial Non-CHP | 6 | X | NG
Natural Gas Steam Turbine.NG | natural gas steam turbine | FALSE | 623 | Anheuser-Busch Inc | 10430 | Anheuser-Busch St Louis | MO | St Louis City | GEN1 | Natural Gas Steam Turbine | ST |  | S | 11 | 0.98 | 11 | 11 | 2 | N |  |  | Y | Industrial CHP | 7 | B | NG | OBG
Natural Gas Steam Turbine.NG | natural gas steam turbine | FALSE | 623 | Anheuser-Busch Inc | 10430 | Anheuser-Busch St Louis | MO | St Louis City | GEN3 | Natural Gas Steam Turbine | ST |  | S | 11 | 0.98 | 11 | 11 | 2 | N |  |  | Y | Industrial CHP | 7 | T | NG | OBG
Natural Gas Steam Turbine.NG | natural gas steam turbine | FALSE | 623 | Anheuser-Busch Inc | 10430 | Anheuser-Busch St Louis | MO | St Louis City | GEN4 | Natural Gas Steam Turbine | ST |  | S | 4.1 | 0.98 | 4.1 | 4.1 | 0.5 | N |  |  | Y | Industrial CHP | 7 | T | NG | OBG
Natural Gas Fired Combustion Turbine.NG | natural gas peaker | FALSE | 623 | Anheuser-Busch Inc | 10431 | Anheuser-Busch Jacksonville | FL | Duval | GEN1 | Natural Gas Fired Combustion Turbine | GT |  | S | 8.7 | 0.8 | 8.7 | 8.7 | 1 | N |  |  | Y | Industrial CHP | 7 | T | NG
All Other.WH | other | FALSE | 9383 | Mosaic Fertilizer LLC | 10434 | Mosaic New Wales Operations | FL | Polk | TG1 | All Other | ST |  | S | 10 | 0.85 | 8 | 8 | 2 | N |  |  | Y | Industrial CHP | 7 | B | WH
All Other.WH | other | FALSE | 9383 | Mosaic Fertilizer LLC | 10434 | Mosaic New Wales Operations | FL | Polk | TG2 | All Other | ST |  | S | 58.5 | 0.85 | 48 | 48 | 2 | N |  |  | Y | Industrial CHP | 7 | B | WH
All Other.WH | other | FALSE | 9383 | Mosaic Fertilizer LLC | 10434 | Mosaic New Wales Operations | FL | Polk | TG3 | All Other | ST |  | S | 32 | 0.8 | 32 | 32 | 2 | N |  |  | Y | Industrial CHP | 7 | B | WH
All Other.WH | other | FALSE | 9383 | Mosaic Fertilizer LLC | 10434 | Mosaic New Wales Operations | FL | Polk | TG4 | All Other | ST |  | S | 35 | 0.85 | 24 | 24 | 3.5 | N |  |  | N | Industrial CHP | 7 | X | WH
Municipal Solid Waste.MSW | municipal solid waste | TRUE | 49966 | Covanta Camden Energy Recovery Center | 10435 | Camden Resource Recovery Facility | NJ | Camden | TGA | Municipal Solid Waste | ST |  | S | 17.5 | 0.9 | 16.5 | 16.5 | 4 | N |  |  | N | IPP Non-CHP | 2 | X | MSW
Municipal Solid Waste.MSW | municipal solid waste | TRUE | 49966 | Covanta Camden Energy Recovery Center | 10435 | Camden Resource Recovery Facility | NJ | Camden | TGB | Municipal Solid Waste | ST |  | S | 17.5 | 0.9 | 16.5 | 16.5 | 4 | N |  |  | N | IPP Non-CHP | 2 | X | MSW
Natural Gas Fired Combustion Turbine.NG | natural gas peaker | FALSE | 6091 | Exxon Mobil Refining and Supply Co. | 10436 | ExxonMobil Baytown Refinery | TX | Harris | GT38 | Natural Gas Fired Combustion Turbine | GT |  | S | 45.7 | 0.85 | 31 | 35 | 18 | N |  |  | Y | Industrial CHP | 7 | T | NG
Natural Gas Fired Combustion Turbine.NG | natural gas peaker | FALSE | 6091 | Exxon Mobil Refining and Supply Co. | 10436 | ExxonMobil Baytown Refinery | TX | Harris | GT41 | Natural Gas Fired Combustion Turbine | GT |  | S | 27.6 | 0.8 | 18 | 24 | 16 | N |  |  | Y | Industrial CHP | 7 | T | NG
Natural Gas Fired Combustion Turbine.NG | natural gas peaker | FALSE | 6091 | Exxon Mobil Refining and Supply Co. | 10436 | ExxonMobil Baytown Refinery | TX | Harris | GT42 | Natural Gas Fired Combustion Turbine | GT |  | S | 27.6 | 0.8 | 18 | 24 | 16 | N |  |  | Y | Industrial CHP | 7 | T | NG
Natural Gas Fired Combustion Turbine.NG | natural gas peaker | FALSE | 6091 | Exxon Mobil Refining and Supply Co. | 10436 | ExxonMobil Baytown Refinery | TX | Harris | GT43 | Natural Gas Fired Combustion Turbine | GT |  | S | 27.6 | 0.8 | 18 | 24 | 16 | N |  |  | Y | Industrial CHP | 7 | T | NG
Natural Gas Fired Combustion Turbine.NG | natural gas peaker | FALSE | 6091 | Exxon Mobil Refining and Supply Co. | 10436 | ExxonMobil Baytown Refinery | TX | Harris | GT44 | Natural Gas Fired Combustion Turbine | GT |  | S | 27.6 | 0.8 | 18 | 24 | 16 | N |  |  | Y | Industrial CHP | 7 | T | NG
Natural Gas Fired Combustion Turbine.NG | natural gas peaker | FALSE | 6091 | Exxon Mobil Refining and Supply Co. | 10436 | ExxonMobil Baytown Refinery | TX | Harris | GT45 | Natural Gas Fired Combustion Turbine | GT |  | S | 45.7 | 0.85 | 31 | 35 | 18 | N |  |  | Y | Industrial CHP | 7 | T | NG
All Other.WH | other | FALSE | 6091 | Exxon Mobil Refining and Supply Co. | 10436 | ExxonMobil Baytown Refinery | TX | Harris | ST34 | All Other | ST |  | S | 7.5 | 0.85 | 7.5 | 7.5 | 0.5 | N |  |  | N | Industrial CHP | 7 | X | WH
Solar Photovoltaic.SUN | solar PV | TRUE | 60246 | Sunray Energy 2, LLC | 10437 | Sunray 2 | CA | San Bernardino | SUN2 | Solar Photovoltaic | PV |  | W | 20 |  | 20 | 18.5 |  | N |  |  | N | IPP Non-CHP | 2 | X | SUN
Solar Photovoltaic.SUN | solar PV | TRUE | 60247 | Sunray Energy 3 LLC | 10438 | Sunray 3 | CA | San Bernardino | SUN3 | Solar Photovoltaic | PV |  | W | 13.8 |  | 13.8 | 13 |  | N |  |  | N | IPP Non-CHP | 2 | X | SUN
Solar Thermal without Energy Storage.SUN | solar thermal | TRUE | 61950 | Terra-Gen Operating Co-Solar | 10446 | SEGS IX | CA | San Bernardino | GEN1 | Solar Thermal without Energy Storage | ST |  | S | 92 | 0.85 | 88 | 64 | 7 | N |  |  | N | IPP Non-CHP | 2 | X | SUN | NG
Conventional Hydroelectric.WAT | hydro | TRUE | 58149 | Renewable World Energies LLC | 10453 | LAC Courte Oreilles Hydroelect | WI | Sawyer | U1 | Conventional Hydroelectric | HY |  | S | 0.2 | 0.8 | 0.2 | 0.2 | 0 | N |  |  | N | IPP Non-CHP | 2 | X | WAT
Conventional Hydroelectric.WAT | hydro | TRUE | 58149 | Renewable World Energies LLC | 10453 | LAC Courte Oreilles Hydroelect | WI | Sawyer | U2 | Conventional Hydroelectric | HY |  | S | 1.6 | 0.8 | 1.5 | 1.5 | 0.3 | N |  |  | N | IPP Non-CHP | 2 | X | WAT
Conventional Hydroelectric.WAT | hydro | TRUE | 58149 | Renewable World Energies LLC | 10453 | LAC Courte Oreilles Hydroelect | WI | Sawyer | U3 | Conventional Hydroelectric | HY |  | S | 1.6 | 0.8 | 1.5 | 1.5 | 0.3 | N |  |  | N | IPP Non-CHP | 2 | X | WAT
Conventional Hydroelectric.WAT | hydro | TRUE | 63235 | Brookfield Renewable Trading and Marketing LP | 10458 | Muck Valley Hydroelectric | CA | Lassen | GEN1 | Conventional Hydroelectric | HY |  | W | 29.9 | 1 | 29.9 | 29.9 | 1 | N |  |  | N | IPP Non-CHP | 2 | X | WAT
Wood/Wood Waste Biomass.WDS | biomass | TRUE | 1746 | Black River Generation LLC | 10464 | ReEnergy Black River | NY | Jefferson | GEN1 | Wood/Wood Waste Biomass | ST |  | S | 55.5 | 0.95 | 55 | 56 | 15 | N |  |  | N | IPP Non-CHP | 2 | X | WDS | TDF | DFO
Conventional Hydroelectric.WAT | hydro | TRUE | 55754 | Boralex Hydro Operations Inc | 10467 | Fourth Branch Hydroelectric Facility | NY | Saratoga | 1 | Conventional Hydroelectric | HY |  | W | 3.3 | 0.95 | 3.3 | 3.3 | 0.1 | N |  |  | N | IPP Non-CHP | 2 | X | WAT
Landfill Gas.LFG | natural gas peaker | FALSE | 11217 | Los Angeles County Sanitation | 10472 | Puente Hills Energy Recovery | CA | Los Angeles | GEN1 | Landfill Gas | ST |  | S | 50 | 0.9 | 45 | 45 | 13 | N |  |  | N | Commercial Non-CHP | 4 | X | LFG
Other Gases.BFG | other | FALSE | 56150 | ArcelorMittal USA Inc | 10475 | Expander Turbine | IN | Lake | 16TG | Other Gases | OT |  | S | 20 | 1 | 18.8 | 18.8 | 5 | N |  |  | N | Industrial Non-CHP | 6 | X | BFG
Wood/Wood Waste Biomass.BLQ | biomass | TRUE | 55965 | Verso Corporation | 10477 | Wisconsin Rapids Pulp Mill | WI | Wood | GEN1 | Wood/Wood Waste Biomass | ST |  | S | 32 | 0.85 | 27.2 | 32 | 27.2 | N |  |  | Y | Industrial CHP | 7 | T | BLQ | SUB | NG | WDS | OBL
Wood/Wood Waste Biomass.BLQ | biomass | TRUE | 55965 | Verso Corporation | 10477 | Wisconsin Rapids Pulp Mill | WI | Wood | GEN2 | Wood/Wood Waste Biomass | ST |  | S | 40.3 | 0.85 | 37.5 | 40.3 | 37.5 | N |  |  | Y | Industrial CHP | 7 | T | BLQ | SUB | NG | WDS | OBL
Geothermal.GEO | geothermal | TRUE | 34691 | Ormat Nevada Inc | 10479 | Mammoth G3 | CA | Mono | T101 | Geothermal | BT |  | W | 5 | 0.8 | 3.3 | 5 | 3.3 | N |  |  | N | IPP Non-CHP | 2 | X | GEO
Geothermal.GEO | geothermal | TRUE | 34691 | Ormat Nevada Inc | 10479 | Mammoth G3 | CA | Mono | T102 | Geothermal | BT |  | W | 5 | 0.8 | 3.3 | 5 | 3.3 | N |  |  | N | IPP Non-CHP | 2 | X | GEO
Geothermal.GEO | geothermal | TRUE | 34691 | Ormat Nevada Inc | 10479 | Mammoth G3 | CA | Mono | T103 | Geothermal | BT |  | W | 5 | 0.8 | 3.3 | 5 | 3.3 | N |  |  | N | IPP Non-CHP | 2 | X | GEO
Geothermal.GEO | geothermal | TRUE | 34691 | Ormat Nevada Inc | 10480 | Mammoth G1 | CA | Mono | GEN1 | Geothermal | BT |  | W | 5 | 0.8 | 3.3 | 5 | 3.3 | N |  |  | N | IPP Non-CHP | 2 | X | GEO
Geothermal.GEO | geothermal | TRUE | 34691 | Ormat Nevada Inc | 10480 | Mammoth G1 | CA | Mono | GEN2 | Geothermal | BT |  | W | 5 | 0.8 | 3.3 | 5 | 3.3 | N |  |  | N | IPP Non-CHP | 2 | X | GEO
Geothermal.GEO | geothermal | TRUE | 34691 | Ormat Nevada Inc | 10481 | Mammoth G2 | CA | Mono | 1 | Geothermal | BT |  | W | 5 | 0.8 | 3.3 | 5 | 3.3 | N |  |  | N | IPP Non-CHP | 2 | X | GEO
Geothermal.GEO | geothermal | TRUE | 34691 | Ormat Nevada Inc | 10481 | Mammoth G2 | CA | Mono | 2 | Geothermal | BT |  | W | 5 | 0.8 | 3.3 | 5 | 3.3 | N |  |  | N | IPP Non-CHP | 2 | X | GEO
Geothermal.GEO | geothermal | TRUE | 34691 | Ormat Nevada Inc | 10481 | Mammoth G2 | CA | Mono | 3 | Geothermal | BT |  | W | 5 | 0.8 | 3.3 | 5 | 3.3 | N |  |  | N | IPP Non-CHP | 2 | X | GEO
Wood/Wood Waste Biomass.BLQ | biomass | TRUE | 1991 | Boise White Paper LLC | 10486 | Boise Cascade International Falls | MN | Koochiching | GEN 6 | Wood/Wood Waste Biomass | ST |  | S | 52.3 | 0.8 | 40 | 40 | 1 | N |  |  | Y | Industrial CHP | 7 | T | BLQ | NG | WDS | SLW
Conventional Hydroelectric.WAT | hydro | FALSE | 1991 | Boise White Paper LLC | 10487 | International Falls Power | MN | Koochiching | GEN1 | Conventional Hydroelectric | HY |  | S | 2.2 | 0.8 | 2.2 | 2.2 | 0 | N |  |  | N | Industrial Non-CHP | 6 | X | WAT
Conventional Hydroelectric.WAT | hydro | FALSE | 1991 | Boise White Paper LLC | 10487 | International Falls Power | MN | Koochiching | GEN2 | Conventional Hydroelectric | HY |  | S | 2.2 | 0.8 | 2.2 | 2.2 | 0 | N |  |  | N | Industrial Non-CHP | 6 | X | WAT
Conventional Hydroelectric.WAT | hydro | FALSE | 1991 | Boise White Paper LLC | 10487 | International Falls Power | MN | Koochiching | GEN3 | Conventional Hydroelectric | HY |  | S | 2.2 | 0.8 | 2.2 | 2.2 | 0 | N |  |  | N | Industrial Non-CHP | 6 | X | WAT
Conventional Hydroelectric.WAT | hydro | FALSE | 1991 | Boise White Paper LLC | 10487 | International Falls Power | MN | Koochiching | GEN4 | Conventional Hydroelectric | HY |  | S | 2.2 | 0.8 | 2.2 | 2.2 | 0 | N |  |  | N | Industrial Non-CHP | 6 | X | WAT
Conventional Hydroelectric.WAT | hydro | FALSE | 1991 | Boise White Paper LLC | 10487 | International Falls Power | MN | Koochiching | GEN5 | Conventional Hydroelectric | HY |  | S | 2.2 | 0.8 | 2.2 | 2.2 | 0 | N |  |  | N | Industrial Non-CHP | 6 | X | WAT
Conventional Hydroelectric.WAT | hydro | FALSE | 1991 | Boise White Paper LLC | 10487 | International Falls Power | MN | Koochiching | GEN6 | Conventional Hydroelectric | HY |  | S | 1.6 | 0.8 | 1.6 | 1.6 | 0 | N |  |  | N | Industrial Non-CHP | 6 | X | WAT
Conventional Hydroelectric.WAT | hydro | FALSE | 1991 | Boise White Paper LLC | 10487 | International Falls Power | MN | Koochiching | GEN7 | Conventional Hydroelectric | HY |  | S | 1.6 | 0.8 | 1.6 | 1.6 | 0 | N |  |  | N | Industrial Non-CHP | 6 | X | WAT
Wood/Wood Waste Biomass.BLQ | biomass | TRUE | 1924 | Packaging Corporation of America | 10488 | DeRidder Mill | LA | Beauregard | TG | Wood/Wood Waste Biomass | ST |  | S | 61.5 | 0.95 | 61.5 | 61.5 | 16 | N |  |  | Y | Industrial CHP | 7 | T | BLQ | WDS | NG
Conventional Hydroelectric.WAT | hydro | TRUE | 57280 | Eagle Creek Renewable Energy, LLC | 10490 | Upper Beaver Falls Project | NY | Lewis | 1G | Conventional Hydroelectric | HY |  | W | 1.5 | 0.8 | 1.5 | 1.5 | 0.3 | N |  |  | N | IPP Non-CHP | 2 | X | WAT
Conventional Hydroelectric.WAT | hydro | TRUE | 50083 | Brookfield Power New England | 10493 | Rumford Falls Hydro Facility | ME | Oxford | GEN1 | Conventional Hydroelectric | HY |  | S | 8.1 | 0.9 | 8.1 | 8.1 | 4 | N |  |  | N | IPP Non-CHP | 2 | X | WAT
Conventional Hydroelectric.WAT | hydro | TRUE | 50083 | Brookfield Power New England | 10493 | Rumford Falls Hydro Facility | ME | Oxford | GEN2 | Conventional Hydroelectric | HY |  | S | 8.1 | 0.9 | 8.1 | 8.1 | 4 | N |  |  | N | IPP Non-CHP | 2 | X | WAT
Conventional Hydroelectric.WAT | hydro | TRUE | 50083 | Brookfield Power New England | 10493 | Rumford Falls Hydro Facility | ME | Oxford | GEN3 | Conventional Hydroelectric | HY |  | S | 8.8 | 0.9 | 8.8 | 8.8 | 8 | N |  |  | N | IPP Non-CHP | 2 | X | WAT
Conventional Hydroelectric.WAT | hydro | TRUE | 50083 | Brookfield Power New England | 10493 | Rumford Falls Hydro Facility | ME | Oxford | GEN4 | Conventional Hydroelectric | HY |  | S | 4.3 | 0.9 | 4.3 | 4.3 | 2 | N |  |  | N | IPP Non-CHP | 2 | X | WAT
Conventional Hydroelectric.WAT | hydro | TRUE | 50083 | Brookfield Power New England | 10493 | Rumford Falls Hydro Facility | ME | Oxford | GEN5 | Conventional Hydroelectric | HY |  | S | 7.6 | 0.9 | 7.6 | 7.6 | 3.5 | N |  |  | N | IPP Non-CHP | 2 | X | WAT
Conventional Hydroelectric.WAT | hydro | TRUE | 50083 | Brookfield Power New England | 10493 | Rumford Falls Hydro Facility | ME | Oxford | GEN6 | Conventional Hydroelectric | HY |  | S | 7.6 | 0.9 | 7.6 | 7.6 | 3.5 | N |  |  | N | IPP Non-CHP | 2 | X | WAT
Conventional Hydroelectric.WAT | hydro | TRUE | 64078 | Central Rivers Power US, LLC | 10494 | Sheldon Springs Hydroelectric | VT | Franklin | IG-1 | Conventional Hydroelectric | HY |  | S | 1.8 | 1 | 1.7 | 1.7 | 0.1 | N |  |  | N | IPP Non-CHP | 2 | X | WAT
Conventional Hydroelectric.WAT | hydro | TRUE | 64078 | Central Rivers Power US, LLC | 10494 | Sheldon Springs Hydroelectric | VT | Franklin | IG-2 | Conventional Hydroelectric | HY |  | S | 1.8 | 1 | 1.7 | 1.7 | 0.1 | N |  |  | N | IPP Non-CHP | 2 | X | WAT
Conventional Hydroelectric.WAT | hydro | TRUE | 64078 | Central Rivers Power US, LLC | 10494 | Sheldon Springs Hydroelectric | VT | Franklin | IG-3 | Conventional Hydroelectric | HY |  | S | 0.2 | 1 | 0.2 | 0.2 | 0.1 | N |  |  | N | IPP Non-CHP | 2 | X | WAT
Conventional Hydroelectric.WAT | hydro | TRUE | 64078 | Central Rivers Power US, LLC | 10494 | Sheldon Springs Hydroelectric | VT | Franklin | SG-1 | Conventional Hydroelectric | HY |  | S | 10.2 | 1 | 9.7 | 9.4 | 0.1 | N |  |  | N | IPP Non-CHP | 2 | X | WAT
Conventional Hydroelectric.WAT | hydro | TRUE | 64078 | Central Rivers Power US, LLC | 10494 | Sheldon Springs Hydroelectric | VT | Franklin | SG-2 | Conventional Hydroelectric | HY |  | S | 10.2 | 1 | 9.7 | 9.4 | 1 | N |  |  | N | IPP Non-CHP | 2 | X | WAT
Conventional Hydroelectric.WAT | hydro | TRUE | 64078 | Central Rivers Power US, LLC | 10494 | Sheldon Springs Hydroelectric | VT | Franklin | SG-3 | Conventional Hydroelectric | HY |  | S | 1 | 1 | 1 | 0.9 | 1 | N |  |  | N | IPP Non-CHP | 2 | X | WAT
Wood/Wood Waste Biomass.BLQ | biomass | TRUE | 61813 | ND Paper, Inc. | 10495 | Rumford Cogeneration | ME | Oxford | GEN1 | Wood/Wood Waste Biomass | ST |  | S | 102.6 | 0.89 | 85 | 95 | 5 | N |  |  | Y | IPP CHP | 3 | T | BLQ | WDS | TDF | BIT | SLW
Natural Gas Fired Combustion Turbine.NG | natural gas peaker | TRUE | 10203 | Kern River Cogeneration Co | 10496 | Kern River Cogeneration | CA | Kern | GTAG | Natural Gas Fired Combustion Turbine | GT |  | S | 75 | 1 | 72 | 77 | 70 | N |  |  | Y | IPP CHP | 3 | T | NG
Natural Gas Fired Combustion Turbine.NG | natural gas peaker | TRUE | 10203 | Kern River Cogeneration Co | 10496 | Kern River Cogeneration | CA | Kern | GTBG | Natural Gas Fired Combustion Turbine | GT |  | S | 75 | 1 | 72 | 77 | 70 | N |  |  | Y | IPP CHP | 3 | T | NG
Natural Gas Fired Combustion Turbine.NG | natural gas peaker | TRUE | 10203 | Kern River Cogeneration Co | 10496 | Kern River Cogeneration | CA | Kern | GTCG | Natural Gas Fired Combustion Turbine | GT |  | S | 75 | 1 | 72 | 77 | 70 | N |  |  | Y | IPP CHP | 3 | T | NG
Natural Gas Fired Combustion Turbine.NG | natural gas peaker | TRUE | 10203 | Kern River Cogeneration Co | 10496 | Kern River Cogeneration | CA | Kern | GTDG | Natural Gas Fired Combustion Turbine | GT |  | S | 75 | 1 | 72 | 77 | 70 | N |  |  | Y | IPP CHP | 3 | T | NG
Natural Gas Fired Combustion Turbine.NG | natural gas peaker | TRUE | 12449 | Mid Set Cogeneration Co | 10501 | Mid-Set Cogeneration | CA | Kern | K100 | Natural Gas Fired Combustion Turbine | GT |  | W | 39.1 | 1 | 36 | 34 | 36 | N |  |  | Y | IPP CHP | 3 | T | NG
Municipal Solid Waste.MSW | municipal solid waste | FALSE | 20541 | Wheelabrator Environmental Systems | 10503 | Wheelabrator Hudson Falls | NY | Washington | GEN1 | Municipal Solid Waste | ST |  | S | 14.4 | 0.9 | 11.5 | 11.5 | 2 | N |  |  | N | Commercial Non-CHP | 4 | X | MSW
Natural Gas Steam Turbine.NG | natural gas steam turbine | FALSE | 450 | The Amalgamated Sugar Co | 10504 | Amalgamated Sugar Twin Falls | ID | Twin Falls | 1500 | Natural Gas Steam Turbine | ST |  | S | 1.5 | 0.8 | 1.2 | 1.2 | 0.2 | N |  |  | Y | Industrial CHP | 7 | T | NG | BIT
Natural Gas Steam Turbine.NG | natural gas steam turbine | FALSE | 450 | The Amalgamated Sugar Co | 10504 | Amalgamated Sugar Twin Falls | ID | Twin Falls | 2500 | Natural Gas Steam Turbine | ST |  | S | 2.5 | 0.8 | 2.3 | 2.3 | 0.2 | N |  |  | Y | Industrial CHP | 7 | T | NG | BIT
Natural Gas Steam Turbine.NG | natural gas steam turbine | FALSE | 450 | The Amalgamated Sugar Co | 10504 | Amalgamated Sugar Twin Falls | ID | Twin Falls | 4000 | Natural Gas Steam Turbine | ST |  | S | 6.2 | 0.8 | 5 | 5 | 0.4 | N |  |  | Y | Industrial CHP | 7 | T | NG | BIT
Wood/Wood Waste Biomass.WDL | biomass | TRUE | 56174 | Finch Paper LLC | 10511 | Finch Paper | NY | Warren | GEN6 | Wood/Wood Waste Biomass | ST |  | S | 29 | 0.9 | 23 | 27 | 3 | N |  |  | Y | Industrial CHP | 7 | T | WDL | NG | WDS
Conventional Hydroelectric.WAT | hydro | TRUE | 16498 | SFR Hydro Cor | 10519 | Milton Hydro | NH | Strafford | 1 | Conventional Hydroelectric | HY |  | S | 0.2 | 0.9 | 0.1 | 0.2 | 0.1 | N |  |  | N | IPP Non-CHP | 2 | X | WAT
Conventional Hydroelectric.WAT | hydro | TRUE | 16498 | SFR Hydro Cor | 10519 | Milton Hydro | NH | Strafford | 2 | Conventional Hydroelectric | HY |  | S | 0.4 | 0.9 | 0.2 | 0.4 | 0.2 | N |  |  | N | IPP Non-CHP | 2 | X | WAT
Conventional Hydroelectric.WAT | hydro | TRUE | 16498 | SFR Hydro Cor | 10519 | Milton Hydro | NH | Strafford | 3 | Conventional Hydroelectric | HY |  | S | 0.3 | 0.9 | 0.1 | 0.3 | 0.1 | N |  |  | N | IPP Non-CHP | 2 | X | WAT
Conventional Hydroelectric.WAT | hydro | TRUE | 16498 | SFR Hydro Cor | 10519 | Milton Hydro | NH | Strafford | 4 | Conventional Hydroelectric | HY |  | S | 0.5 | 0.9 | 0.3 | 0.5 | 0.2 | N |  |  | N | IPP Non-CHP | 2 | X | WAT
Conventional Hydroelectric.WAT | hydro | TRUE | 57280 | Eagle Creek Renewable Energy, LLC | 10520 | Dayton Hydro | IL | LaSalle | 1 | Conventional Hydroelectric | HY |  | W | 1.6 | 1 | 1.6 | 1.6 | 0.5 | N |  |  | N | IPP Non-CHP | 2 | X | WAT
Conventional Hydroelectric.WAT | hydro | TRUE | 57280 | Eagle Creek Renewable Energy, LLC | 10520 | Dayton Hydro | IL | LaSalle | 2 | Conventional Hydroelectric | HY |  | W | 1 | 1 | 1 | 1 | 0.3 | N |  |  | N | IPP Non-CHP | 2 | X | WAT
Conventional Hydroelectric.WAT | hydro | TRUE | 57280 | Eagle Creek Renewable Energy, LLC | 10520 | Dayton Hydro | IL | LaSalle | 3 | Conventional Hydroelectric | HY |  | W | 1 | 1 | 1 | 1 | 0.3 | N |  |  | N | IPP Non-CHP | 2 | X | WAT
Natural Gas Fired Combined Cycle.NG | natural gas combined cycle | FALSE | 60641 | Veolia NA - Municipal & Commercial Business | 10521 | Lederle Laboratories | NY | Rockland | 3A | Natural Gas Fired Combined Cycle | CA | CC1 | S | 1.5 | 1 | 1.5 | 1.5 | 0.1 | N |  |  | Y | Industrial CHP | 7 | T | NG | DFO
Natural Gas Fired Combined Cycle.NG | natural gas combined cycle | FALSE | 60641 | Veolia NA - Municipal & Commercial Business | 10521 | Lederle Laboratories | NY | Rockland | GEN1 | Natural Gas Fired Combined Cycle | CT | CC1 | S | 8.3 | 1 | 8.3 | 8.3 | 4.5 | N |  |  | Y | Industrial CHP | 7 | T | NG | DFO
Natural Gas Fired Combined Cycle.NG | natural gas combined cycle | FALSE | 60641 | Veolia NA - Municipal & Commercial Business | 10521 | Lederle Laboratories | NY | Rockland | GEN2 | Natural Gas Fired Combined Cycle | CT | CC1 | S | 8.3 | 1 | 8.3 | 8.3 | 4.5 | N |  |  | Y | Industrial CHP | 7 | T | NG | DFO
Natural Gas Fired Combined Cycle.NG | natural gas combined cycle | FALSE | 60641 | Veolia NA - Municipal & Commercial Business | 10521 | Lederle Laboratories | NY | Rockland | GEN3 | Natural Gas Fired Combined Cycle | CA | CC1 | S | 2.2 | 1 | 2.2 | 2.2 | 0.1 | N |  |  | Y | Industrial CHP | 7 | T | NG | DFO
Natural Gas Fired Combined Cycle.NG | natural gas combined cycle | FALSE | 60641 | Veolia NA - Municipal & Commercial Business | 10521 | Lederle Laboratories | NY | Rockland | TG4 | Natural Gas Fired Combined Cycle | CA | CC1 | S | 3.1 | 1 | 1.4 | 1.4 | 0.1 | N |  |  | Y | Industrial CHP | 7 | T | NG | DFO
Conventional Hydroelectric.WAT | hydro | TRUE | 55753 | Essex Hydro Associates LLC | 10523 | Benton Falls Associates | ME | Kennebec | GEN1 | Conventional Hydroelectric | HY |  | J | 3.5 | 0.9 | 3.3 | 3.2 | 0.3 | N |  |  | N | IPP Non-CHP | 2 | X | WAT
Conventional Hydroelectric.WAT | hydro | TRUE | 55753 | Essex Hydro Associates LLC | 10523 | Benton Falls Associates | ME | Kennebec | GEN2 | Conventional Hydroelectric | HY |  | J | 0.7 | 0.9 | 0.7 | 0.6 | 0.3 | N |  |  | N | IPP Non-CHP | 2 | X | WAT
Wood/Wood Waste Biomass.WDS | biomass | TRUE | 3837 | CMS Generation Operating Co II | 10525 | Craven County Wood Energy LP | NC | Craven | 1UNI | Wood/Wood Waste Biomass | ST |  | J | 50 | 0.85 | 47 | 47 | 25 | N |  |  | N | IPP Non-CHP | 2 | X | WDS | OBS | WO
Conventional Hydroelectric.WAT | hydro | TRUE | 5226 | Dodge Falls Associates LP | 10526 | Dodge Falls Associates | NH | Grafton | 1UNI | Conventional Hydroelectric | HY |  | S | 5 | 0.9 | 5 | 5 | 0.4 | N |  |  | N | IPP Non-CHP | 2 | X | WAT
Conventional Hydroelectric.WAT | hydro | TRUE | 5914 | Erie Boulevard Hydropower LP | 10530 | Feeder Dam Hydro Plant | NY | Saratoga | 1 | Conventional Hydroelectric | HY |  | S | 1 | 0.8 | 0.9 | 1 | 0.5 | N |  |  | N | IPP Non-CHP | 2 | X | WAT
Conventional Hydroelectric.WAT | hydro | TRUE | 5914 | Erie Boulevard Hydropower LP | 10530 | Feeder Dam Hydro Plant | NY | Saratoga | 2 | Conventional Hydroelectric | HY |  | S | 1 | 0.8 | 0.9 | 1 | 0.5 | N |  |  | N | IPP Non-CHP | 2 | X | WAT
Conventional Hydroelectric.WAT | hydro | TRUE | 5914 | Erie Boulevard Hydropower LP | 10530 | Feeder Dam Hydro Plant | NY | Saratoga | 3 | Conventional Hydroelectric | HY |  | S | 1 | 0.8 | 1 | 1 | 0.5 | N |  |  | N | IPP Non-CHP | 2 | X | WAT
Conventional Hydroelectric.WAT | hydro | TRUE | 5914 | Erie Boulevard Hydropower LP | 10530 | Feeder Dam Hydro Plant | NY | Saratoga | 4 | Conventional Hydroelectric | HY |  | S | 1 | 0.8 | 0.9 | 1 | 0.5 | N |  |  | N | IPP Non-CHP | 2 | X | WAT
Conventional Hydroelectric.WAT | hydro | TRUE | 5914 | Erie Boulevard Hydropower LP | 10530 | Feeder Dam Hydro Plant | NY | Saratoga | 5 | Conventional Hydroelectric | HY |  | S | 1 | 0.8 | 1 | 1 | 0.5 | N |  |  | N | IPP Non-CHP | 2 | X | WAT
Conventional Hydroelectric.WAT | hydro | TRUE | 5914 | Erie Boulevard Hydropower LP | 10531 | Beebee Island Hydro Plant | NY | Jefferson | 1 | Conventional Hydroelectric | HY |  | S | 4 | 0.8 | 4.3 | 4.4 | 2.8 | N |  |  | N | IPP Non-CHP | 2 | X | WAT
Conventional Hydroelectric.WAT | hydro | TRUE | 5914 | Erie Boulevard Hydropower LP | 10531 | Beebee Island Hydro Plant | NY | Jefferson | 2 | Conventional Hydroelectric | HY |  | S | 5 | 0.8 | 4.3 | 4.4 | 2.4 | N |  |  | N | IPP Non-CHP | 2 | X | WAT
Landfill Gas.LFG | natural gas peaker | TRUE | 55858 | EDL Inc | 10532 | Grand River | MI | Clinton | 2-1 | Landfill Gas | IC |  | S | 0.8 | 1 | 0.8 | 0.8 | 0.6 | N |  |  | N | IPP Non-CHP | 2 | X | LFG
Landfill Gas.LFG | natural gas peaker | TRUE | 55858 | EDL Inc | 10532 | Grand River | MI | Clinton | 2-3 | Landfill Gas | IC |  | S | 0.8 | 1 | 0.8 | 0.8 | 0.6 | N |  |  | N | IPP Non-CHP | 2 | X | LFG
Landfill Gas.LFG | natural gas peaker | TRUE | 55858 | EDL Inc | 10532 | Grand River | MI | Clinton | 2-4 | Landfill Gas | IC |  | S | 0.8 | 1 | 0.8 | 0.8 | 0.6 | N |  |  | N | IPP Non-CHP | 2 | X | LFG
Landfill Gas.LFG | natural gas peaker | TRUE | 55858 | EDL Inc | 10532 | Grand River | MI | Clinton | 2-5 | Landfill Gas | IC |  | S | 0.8 | 1 | 0.8 | 0.8 | 0.6 | N |  |  | N | IPP Non-CHP | 2 | X | LFG
Conventional Hydroelectric.WAT | hydro | TRUE | 64078 | Central Rivers Power US, LLC | 10538 | Dexter Plant | NY | Jefferson | GEN1 | Conventional Hydroelectric | HY |  | S | 0.5 | 1 | 0.5 | 0.5 | 0.1 | N |  |  | N | IPP Non-CHP | 2 | X | WAT
Conventional Hydroelectric.WAT | hydro | TRUE | 64078 | Central Rivers Power US, LLC | 10538 | Dexter Plant | NY | Jefferson | GEN2 | Conventional Hydroelectric | HY |  | S | 0.5 | 1 | 0.5 | 0.5 | 0.1 | N |  |  | N | IPP Non-CHP | 2 | X | WAT
Conventional Hydroelectric.WAT | hydro | TRUE | 64078 | Central Rivers Power US, LLC | 10538 | Dexter Plant | NY | Jefferson | GEN3 | Conventional Hydroelectric | HY |  | S | 0.2 | 1 | 0.2 | 0.2 | 0.1 | N |  |  | N | IPP Non-CHP | 2 | X | WAT
Conventional Hydroelectric.WAT | hydro | TRUE | 64078 | Central Rivers Power US, LLC | 10538 | Dexter Plant | NY | Jefferson | GEN4 | Conventional Hydroelectric | HY |  | S | 0.2 | 1 | 0.2 | 0.2 | 0.1 | N |  |  | N | IPP Non-CHP | 2 | X | WAT
Conventional Hydroelectric.WAT | hydro | TRUE | 64078 | Central Rivers Power US, LLC | 10538 | Dexter Plant | NY | Jefferson | GEN5 | Conventional Hydroelectric | HY |  | S | 0.2 | 1 | 0.2 | 0.2 | 0.1 | N |  |  | N | IPP Non-CHP | 2 | X | WAT
Conventional Hydroelectric.WAT | hydro | TRUE | 64078 | Central Rivers Power US, LLC | 10538 | Dexter Plant | NY | Jefferson | GEN6 | Conventional Hydroelectric | HY |  | S | 1.3 | 1 | 1.2 | 1.2 | 0.1 | N |  |  | N | IPP Non-CHP | 2 | X | WAT
Conventional Hydroelectric.WAT | hydro | TRUE | 64078 | Central Rivers Power US, LLC | 10538 | Dexter Plant | NY | Jefferson | GEN7 | Conventional Hydroelectric | HY |  | S | 1.3 | 1 | 1.2 | 1.2 | 0.1 | N |  |  | N | IPP Non-CHP | 2 | X | WAT
Conventional Hydroelectric.WAT | hydro | TRUE | 64078 | Central Rivers Power US, LLC | 10539 | Theresa Plant | NY | Jefferson | GEN1 | Conventional Hydroelectric | HY |  | S | 1 | 1 | 1 | 0.9 | 0.1 | N |  |  | N | IPP Non-CHP | 2 | X | WAT
Conventional Hydroelectric.WAT | hydro | TRUE | 64078 | Central Rivers Power US, LLC | 10539 | Theresa Plant | NY | Jefferson | GEN2 | Conventional Hydroelectric | HY |  | S | 0.3 | 1 | 0.3 | 0.3 | 0.1 | N |  |  | N | IPP Non-CHP | 2 | X | WAT
Conventional Hydroelectric.WAT | hydro | TRUE | 64078 | Central Rivers Power US, LLC | 10540 | Diamond Island Plant | NY | Jefferson | GEN1 | Conventional Hydroelectric | HY |  | S | 0.4 | 1 | 0.4 | 0.4 | 0.1 | N |  |  | N | IPP Non-CHP | 2 | X | WAT
Conventional Hydroelectric.WAT | hydro | TRUE | 64078 | Central Rivers Power US, LLC | 10540 | Diamond Island Plant | NY | Jefferson | GEN2 | Conventional Hydroelectric | HY |  | S | 0.4 | 1 | 0.4 | 0.4 | 0.1 | N |  |  | N | IPP Non-CHP | 2 | X | WAT
Conventional Hydroelectric.WAT | hydro | TRUE | 64078 | Central Rivers Power US, LLC | 10540 | Diamond Island Plant | NY | Jefferson | GEN3 | Conventional Hydroelectric | HY |  | S | 0.4 | 1 | 0.4 | 0.4 | 0.1 | N |  |  | N | IPP Non-CHP | 2 | X | WAT
Conventional Hydroelectric.WAT | hydro | TRUE | 64078 | Central Rivers Power US, LLC | 10544 | Hailesboro 4 Plant | NY | St Lawrence | GEN1 | Conventional Hydroelectric | HY |  | S | 0.8 | 1 | 0.8 | 0.7 | 0.1 | N |  |  | N | IPP Non-CHP | 2 | X | WAT
Conventional Hydroelectric.WAT | hydro | TRUE | 64078 | Central Rivers Power US, LLC | 10544 | Hailesboro 4 Plant | NY | St Lawrence | GEN2 | Conventional Hydroelectric | HY |  | S | 0.6 | 1 | 0.6 | 0.6 | 0.1 | N |  |  | N | IPP Non-CHP | 2 | X | WAT
Conventional Hydroelectric.WAT | hydro | TRUE | 64078 | Central Rivers Power US, LLC | 10545 | Copenhagen Plant | NY | Lewis | GEN1 | Conventional Hydroelectric | HY |  | S | 1.5 | 1 | 1.4 | 1.4 | 0.1 | N |  |  | N | IPP Non-CHP | 2 | X | WAT
Conventional Hydroelectric.WAT | hydro | TRUE | 64078 | Central Rivers Power US, LLC | 10545 | Copenhagen Plant | NY | Lewis | GEN2 | Conventional Hydroelectric | HY |  | S | 1.5 | 1 | 1.4 | 1.4 | 0.1 | N |  |  | N | IPP Non-CHP | 2 | X | WAT
Conventional Hydroelectric.WAT | hydro | TRUE | 64078 | Central Rivers Power US, LLC | 10545 | Copenhagen Plant | NY | Lewis | GEN3 | Conventional Hydroelectric | HY |  | S | 0.3 | 1 | 0.3 | 0.3 | 0.1 | N |  |  | N | IPP Non-CHP | 2 | X | WAT
Conventional Hydroelectric.WAT | hydro | TRUE | 64078 | Central Rivers Power US, LLC | 10546 | Beaver Valley Patterson Dam | PA | Beaver | GEN1 | Conventional Hydroelectric | HY |  | S | 0.4 | 1 | 0.4 | 0.4 | 0.1 | N |  |  | N | IPP Non-CHP | 2 | X | WAT
Conventional Hydroelectric.WAT | hydro | TRUE | 64078 | Central Rivers Power US, LLC | 10546 | Beaver Valley Patterson Dam | PA | Beaver | GEN2 | Conventional Hydroelectric | HY |  | S | 0.4 | 1 | 0.4 | 0.4 | 0.1 | N |  |  | N | IPP Non-CHP | 2 | X | WAT
Conventional Hydroelectric.WAT | hydro | TRUE | 64078 | Central Rivers Power US, LLC | 10546 | Beaver Valley Patterson Dam | PA | Beaver | GEN3 | Conventional Hydroelectric | HY |  | S | 0.4 | 1 | 0.4 | 0.4 | 0.1 | N |  |  | N | IPP Non-CHP | 2 | X | WAT
Conventional Hydroelectric.WAT | hydro | TRUE | 64078 | Central Rivers Power US, LLC | 10547 | Pyrites Plant | NY | St Lawrence | GEN1 | Conventional Hydroelectric | HY |  | S | 1.2 | 1 | 1.1 | 1.1 | 0.1 | N |  |  | N | IPP Non-CHP | 2 | X | WAT
Conventional Hydroelectric.WAT | hydro | TRUE | 64078 | Central Rivers Power US, LLC | 10547 | Pyrites Plant | NY | St Lawrence | GEN2 | Conventional Hydroelectric | HY |  | S | 3.5 | 1 | 3.3 | 3.2 | 0.1 | N |  |  | N | IPP Non-CHP | 2 | X | WAT
Conventional Hydroelectric.WAT | hydro | TRUE | 64078 | Central Rivers Power US, LLC | 10547 | Pyrites Plant | NY | St Lawrence | GEN3 | Conventional Hydroelectric | HY |  | S | 3.5 | 1 | 3.3 | 3.2 | 0.1 | N |  |  | N | IPP Non-CHP | 2 | X | WAT
Natural Gas Fired Combustion Turbine.NG | natural gas peaker | FALSE | 16732 | San Jose State University Fclts Dev &Ops | 10548 | San Jose Cogeneration | CA | Santa Clara | GEN1 | Natural Gas Fired Combustion Turbine | GT |  | S | 6 | 0.9 | 5.6 | 5.6 | 0 | N | 6 | 2030 | Y | Commercial CHP | 5 | T | NG
Conventional Hydroelectric.WAT | hydro | TRUE | 64078 | Central Rivers Power US, LLC | 10550 | High Shoals Hydro (NC) | NC | Lincoln | GEN1 | Conventional Hydroelectric | HY |  | S | 1.8 | 1 | 1.8 | 1.8 | 0.1 | N |  |  | N | IPP Non-CHP | 2 | X | WAT
Natural Gas Fired Combined Cycle.NG | natural gas combined cycle | FALSE | 6541 | Formosa Plastics Corp | 10554 | Formosa Utility Venture Ltd | TX | Calhoun | BO3 | Natural Gas Fired Combined Cycle | CT | CHP1 | S | 36.2 | 0.85 | 32 | 32 | 20 | N |  |  | Y | Industrial CHP | 7 | T | NG
Natural Gas Fired Combined Cycle.NG | natural gas combined cycle | FALSE | 6541 | Formosa Plastics Corp | 10554 | Formosa Utility Venture Ltd | TX | Calhoun | ST1 | Natural Gas Fired Combined Cycle | CA | CHP1 | S | 33.5 | 0.85 | 28.5 | 28.5 | 14 | N |  |  | Y | Industrial CHP | 7 | B | NG | OG
Natural Gas Fired Combined Cycle.NG | natural gas combined cycle | FALSE | 6541 | Formosa Plastics Corp | 10554 | Formosa Utility Venture Ltd | TX | Calhoun | ST2 | Natural Gas Fired Combined Cycle | CA | CHP1 | S | 66.3 | 0.85 | 58 | 58 | 10 | N |  |  | Y | Industrial CHP | 7 | B | NG | OG
Natural Gas Fired Combined Cycle.NG | natural gas combined cycle | FALSE | 6541 | Formosa Plastics Corp | 10554 | Formosa Utility Venture Ltd | TX | Calhoun | ST3 | Natural Gas Fired Combined Cycle | CA | CHP1 | S | 55 | 0.85 | 47.3 | 51.7 | 14 | N |  |  | Y | Industrial CHP | 7 | B | NG | OG
Natural Gas Fired Combined Cycle.NG | natural gas combined cycle | FALSE | 6541 | Formosa Plastics Corp | 10554 | Formosa Utility Venture Ltd | TX | Calhoun | TBG1 | Natural Gas Fired Combined Cycle | CT | CHP1 | S | 82.5 | 0.85 | 72 | 90 | 60 | N |  |  | Y | Industrial CHP | 7 | T | NG | OG
Natural Gas Fired Combined Cycle.NG | natural gas combined cycle | FALSE | 6541 | Formosa Plastics Corp | 10554 | Formosa Utility Venture Ltd | TX | Calhoun | TBG2 | Natural Gas Fired Combined Cycle | CT | CHP1 | S | 82.5 | 0.85 | 72 | 90 | 60 | N |  |  | Y | Industrial CHP | 7 | T | NG | OG
Natural Gas Fired Combined Cycle.NG | natural gas combined cycle | FALSE | 6541 | Formosa Plastics Corp | 10554 | Formosa Utility Venture Ltd | TX | Calhoun | TBG3 | Natural Gas Fired Combined Cycle | CT | CHP1 | S | 82.5 | 0.85 | 72 | 90 | 60 | N |  |  | Y | Industrial CHP | 7 | T | NG | OG
Natural Gas Fired Combined Cycle.NG | natural gas combined cycle | FALSE | 6541 | Formosa Plastics Corp | 10554 | Formosa Utility Venture Ltd | TX | Calhoun | TBG4 | Natural Gas Fired Combined Cycle | CT | CHP1 | S | 82.5 | 0.85 | 72 | 90 | 63 | N |  |  | Y | Industrial CHP | 7 | T | NG | OG
Natural Gas Fired Combined Cycle.NG | natural gas combined cycle | FALSE | 6541 | Formosa Plastics Corp | 10554 | Formosa Utility Venture Ltd | TX | Calhoun | TBG5 | Natural Gas Fired Combined Cycle | CT | CHP1 | S | 82.5 | 0.85 | 72 | 90 | 63 | N |  |  | Y | Industrial CHP | 7 | T | NG | OG
Natural Gas Fired Combined Cycle.NG | natural gas combined cycle | FALSE | 6541 | Formosa Plastics Corp | 10554 | Formosa Utility Venture Ltd | TX | Calhoun | TBG6 | Natural Gas Fired Combined Cycle | CT | CHP1 | S | 85.9 | 0.85 | 72 | 90 | 60 | N |  |  | Y | Industrial CHP | 7 | T | NG
Conventional Hydroelectric.WAT | hydro | TRUE | 2179 | Brassua Hydroelectric LP | 10555 | Brassua Hydroelectric Project | ME | Somerset | 1 | Conventional Hydroelectric | HY |  | J | 3.6 | 0.9 | 3.6 | 3.6 | 0.2 | N |  |  | N | IPP Non-CHP | 2 | X | WAT
Conventional Hydroelectric.WAT | hydro | TRUE | 64078 | Central Rivers Power US, LLC | 10556 | Boott Hydropower | MA | Middlesex | GEN1 | Conventional Hydroelectric | HY |  | S | 7.5 | 1 | 7.1 | 6.9 | 0.1 | N |  |  | N | IPP Non-CHP | 2 | X | WAT
Conventional Hydroelectric.WAT | hydro | TRUE | 64078 | Central Rivers Power US, LLC | 10556 | Boott Hydropower | MA | Middlesex | GEN2 | Conventional Hydroelectric | HY |  | S | 7.5 | 1 | 7.1 | 6.9 | 0.1 | N |  |  | N | IPP Non-CHP | 2 | X | WAT
Conventional Hydroelectric.WAT | hydro | TRUE | 64078 | Central Rivers Power US, LLC | 10556 | Boott Hydropower | MA | Middlesex | GEN3 | Conventional Hydroelectric | HY |  | S | 7.9 | 1 | 7.5 | 7.3 | 0.1 | N |  |  | N | IPP Non-CHP | 2 | X | WAT
Wood/Wood Waste Biomass.BLQ | biomass | TRUE | 15726 | Rayonier Advanced Materials | 10560 | Jesup Plant | GA | Wayne | GEN2 | Wood/Wood Waste Biomass | ST |  | S | 5 | 0.8 | 4.7 | 4.7 | 2.5 | N |  |  | Y | Industrial CHP | 7 | T | BLQ | NG | WDS | RFO | DFO
Wood/Wood Waste Biomass.BLQ | biomass | TRUE | 15726 | Rayonier Advanced Materials | 10560 | Jesup Plant | GA | Wayne | GEN4 | Wood/Wood Waste Biomass | ST |  | S | 7.5 | 0.8 | 7 | 7.1 | 3 | N |  |  | Y | Industrial CHP | 7 | T | BLQ | NG | WDS | RFO | DFO
Wood/Wood Waste Biomass.BLQ | biomass | TRUE | 15726 | Rayonier Advanced Materials | 10560 | Jesup Plant | GA | Wayne | GEN5 | Wood/Wood Waste Biomass | ST |  | S | 30 | 0.85 | 27.9 | 28.2 | 8 | N |  |  | Y | Industrial CHP | 7 | T | BLQ | NG | WDS | RFO | DFO
Wood/Wood Waste Biomass.BLQ | biomass | TRUE | 15726 | Rayonier Advanced Materials | 10560 | Jesup Plant | GA | Wayne | GEN6 | Wood/Wood Waste Biomass | ST |  | S | 27 | 0.85 | 25.1 | 25.4 | 8 | N |  |  | Y | Industrial CHP | 7 | T | BLQ | RFO
Wood/Wood Waste Biomass.WDL | biomass | TRUE | 15726 | Rayonier Advanced Materials | 10562 | Fernandina Plant | FL | Nassau | GEN4 | Wood/Wood Waste Biomass | ST |  | S | 20 | 0.85 | 21 | 21 | 6 | N |  |  | Y | Industrial CHP | 7 | T | WDL | WDS | OBS | TDF | OTH
Wood/Wood Waste Biomass.WDL | biomass | TRUE | 15726 | Rayonier Advanced Materials | 10562 | Fernandina Plant | FL | Nassau | GEN5 | Wood/Wood Waste Biomass | ST |  | S | 22 | 0.85 | 21 | 21 | 3.5 | N |  |  | Y | Industrial CHP | 7 | T | WDL | WDS | OBS | TDF | OTH
Natural Gas Fired Combined Cycle.NG | natural gas combined cycle | TRUE | 291 | Algonquin Windsor Locks LLC | 10567 | Algonquin Windsor Locks | CT | Hartford | GTG | Natural Gas Fired Combined Cycle | CT | CC1 | S | 40 | 0.85 | 35 | 45 | 15 | N |  |  | Y | IPP CHP | 3 | T | NG | DFO
Natural Gas Fired Combined Cycle.NG | natural gas combined cycle | TRUE | 291 | Algonquin Windsor Locks LLC | 10567 | Algonquin Windsor Locks | CT | Hartford | GTG2 | Natural Gas Fired Combined Cycle | CT | CC1 | S | 15 | 0.85 | 13 | 15 | 9 | N |  |  | Y | IPP CHP | 3 | T | NG
Natural Gas Fired Combined Cycle.NG | natural gas combined cycle | TRUE | 291 | Algonquin Windsor Locks LLC | 10567 | Algonquin Windsor Locks | CT | Hartford | STG | Natural Gas Fired Combined Cycle | CA | CC1 | S | 16 | 0.85 | 16 | 16 | 1 | N |  |  | Y | IPP CHP | 3 | T | NG
Natural Gas Fired Combustion Turbine.NG | natural gas peaker | FALSE | 914 | Total Petrochemicals USA Inc | 10568 | Port Arthur Texas Refinery | TX | Jefferson | GEN1 | Natural Gas Fired Combustion Turbine | GT |  | S | 38.4 | 0.9 | 30.3 | 35.8 | 20 | N |  |  | Y | Industrial CHP | 7 | T | NG | OG
Conventional Hydroelectric.WAT | hydro | TRUE | 23037 | Errol Hydroelectric Co LLC | 10570 | Errol Hydroelectric Project | NH | Coos | 1 | Conventional Hydroelectric | HY |  | S | 3 | 0.9 | 3 | 3 | 1 | N |  |  | N | IPP Non-CHP | 2 | X | WAT
Onshore Wind Turbine.WND | onshore wind | TRUE | 2770 | Terra-Gen Operating Co-Wind | 10586 | Cameron Ridge LLC | CA | Kern | EXIS | Onshore Wind Turbine | WT |  | W | 59.6 |  | 59.6 | 59.6 | 0 | N |  |  | N | IPP Non-CHP | 2 | X | WND
Other Waste Biomass.AB | biomass | TRUE | 135 | Agrilectric Power Partners Ltd | 10593 | Agrilectric Power Partners Ltd | LA | Calcasieu | GEN1 | Other Waste Biomass | ST |  | S | 12.1 | 0.85 | 11.1 | 11.1 | 3 | N |  |  | N | IPP Non-CHP | 2 | X | AB
Onshore Wind Turbine.WND | onshore wind | TRUE | 2770 | Terra-Gen Operating Co-Wind | 10597 | Ridgetop Energy LLC | CA | Kern | WGN1 | Onshore Wind Turbine | WT |  | W | 29 |  | 29 | 29 | 0 | N |  |  | N | IPP Non-CHP | 2 | X | WND
Conventional Steam Coal.WC | hard coal | TRUE | 5670 | Ebensburg Power Co | 10603 | Ebensburg Power | PA | Cambria | GEN1 | Conventional Steam Coal | ST |  | J | 57.6 | 0.9 | 50 | 50 | 20 | N |  |  | N | IPP Non-CHP | 2 | X | WC
Wood/Wood Waste Biomass.BLQ | biomass | TRUE | 50003 | Brunswick Cellulose LLC | 10605 | Brunswick Cellulose | GA | Glynn | GEN3 | Wood/Wood Waste Biomass | ST |  | S | 9.2 | 1 | 9.2 | 9.2 | 0.1 | N |  |  | Y | Industrial CHP | 7 | T | BLQ | NG | WDS | RFO | TDF | DFO
Wood/Wood Waste Biomass.BLQ | biomass | TRUE | 50003 | Brunswick Cellulose LLC | 10605 | Brunswick Cellulose | GA | Glynn | GEN4 | Wood/Wood Waste Biomass | ST |  | S | 50 | 0.98 | 50 | 50 | 0.1 | N |  |  | Y | Industrial CHP | 7 | T | BLQ | NG | WDS | RFO | TDF | DFO
Wood/Wood Waste Biomass.BLQ | biomass | TRUE | 50003 | Brunswick Cellulose LLC | 10605 | Brunswick Cellulose | GA | Glynn | GEN5 | Wood/Wood Waste Biomass | ST |  | S | 13 | 0.85 | 13 | 13 | 0.1 | N |  |  | Y | Industrial CHP | 7 | T | BLQ | NG | WDS | RFO | TDF | DFO
Natural Gas Steam Turbine.NG | natural gas steam turbine | FALSE | 4580 | Georgia-Pacific Crossett LLC | 10606 | Georgia-Pacific Crossett LLC | AR | Ashley | GEN4 | Natural Gas Steam Turbine | ST |  | S | 25 | 0.85 | 28 | 28 | 2 | N |  |  | Y | Industrial CHP | 7 | T | NG
Conventional Hydroelectric.WAT | hydro | TRUE | 56467 | Ampersand Gilman Hydro LP | 10608 | Gilman Mill | VT | Essex | GEN1 | Conventional Hydroelectric | HY |  | S | 2.2 | 0.8 | 2.1 | 2.1 | 0.2 | N |  |  | N | IPP Non-CHP | 2 | X | WAT
Conventional Hydroelectric.WAT | hydro | TRUE | 56467 | Ampersand Gilman Hydro LP | 10608 | Gilman Mill | VT | Essex | GEN2 | Conventional Hydroelectric | HY |  | S | 1 | 0.8 | 0.9 | 0.9 | 0.3 | N |  |  | N | IPP Non-CHP | 2 | X | WAT
Conventional Hydroelectric.WAT | hydro | TRUE | 56467 | Ampersand Gilman Hydro LP | 10608 | Gilman Mill | VT | Essex | GEN3 | Conventional Hydroelectric | HY |  | S | 0.8 | 0.8 | 0.7 | 0.7 | 0.1 | N |  |  | N | IPP Non-CHP | 2 | X | WAT
Conventional Hydroelectric.WAT | hydro | TRUE | 56467 | Ampersand Gilman Hydro LP | 10608 | Gilman Mill | VT | Essex | GEN4 | Conventional Hydroelectric | HY |  | S | 0.8 | 0.8 | 0.6 | 0.6 | 0.1 | N |  |  | N | IPP Non-CHP | 2 | X | WAT
Wood/Wood Waste Biomass.BLQ | biomass | TRUE | 7166 | Georgia-Pacific Monticello LLC | 10610 | Georgia-Pacific Monticello Paper | MS | Lawrence | GEN1 | Wood/Wood Waste Biomass | ST |  | S | 49.3 | 0.85 | 49.3 | 49.3 | 5 | N |  |  | Y | Industrial CHP | 7 | T | BLQ | NG | WDS
Wood/Wood Waste Biomass.BLQ | biomass | TRUE | 7166 | Georgia-Pacific Monticello LLC | 10610 | Georgia-Pacific Monticello Paper | MS | Lawrence | GEN2 | Wood/Wood Waste Biomass | ST |  | S | 32.2 | 0.89 | 32.2 | 32.2 | 5 | N |  |  | Y | Industrial CHP | 7 | T | BLQ | NG | WDS
Wood/Wood Waste Biomass.BLQ | biomass | TRUE | 50128 | Georgia-Pacific Consr Ops LLC-Palatka | 10611 | Georgia-Pacific Palatka Operations | FL | Putnam | GEN4 | Wood/Wood Waste Biomass | ST |  | S | 47.8 | 0.99 | 44.6 | 45.1 | 5 | N |  |  | Y | Industrial CHP | 7 | T | BLQ | NG
Wood/Wood Waste Biomass.BLQ | biomass | TRUE | 50128 | Georgia-Pacific Consr Ops LLC-Palatka | 10611 | Georgia-Pacific Palatka Operations | FL | Putnam | GEN8 | Wood/Wood Waste Biomass | ST |  | S | 32 | 0.85 | 25.1 | 25.4 | 3 | N |  |  | Y | Industrial CHP | 7 | T | BLQ | NG
Conventional Hydroelectric.WAT | hydro | FALSE | 5232 | Woodland Pulp LLC | 10613 | Woodland Pulp, LLC | ME | Washington | HG1 | Conventional Hydroelectric | HY |  | S | 3 | 0.8 | 2.9 | 2.8 | 1.5 | N |  |  | N | Industrial CHP | 7 | X | WAT
Conventional Hydroelectric.WAT | hydro | FALSE | 5232 | Woodland Pulp LLC | 10613 | Woodland Pulp, LLC | ME | Washington | HG10 | Conventional Hydroelectric | HY |  | S | 1.2 | 0.8 | 1.1 | 1.1 | 0.7 | N |  |  | N | Industrial CHP | 7 | X | WAT
Conventional Hydroelectric.WAT | hydro | FALSE | 5232 | Woodland Pulp LLC | 10613 | Woodland Pulp, LLC | ME | Washington | HG2 | Conventional Hydroelectric | HY |  | S | 3 | 0.8 | 2.9 | 2.8 | 0.7 | N |  |  | N | Industrial CHP | 7 | X | WAT
Conventional Hydroelectric.WAT | hydro | FALSE | 5232 | Woodland Pulp LLC | 10613 | Woodland Pulp, LLC | ME | Washington | HG3 | Conventional Hydroelectric | HY |  | S | 3.3 | 0.8 | 3.1 | 3 | 1.5 | N |  |  | N | Industrial CHP | 7 | X | WAT
Conventional Hydroelectric.WAT | hydro | FALSE | 5232 | Woodland Pulp LLC | 10613 | Woodland Pulp, LLC | ME | Washington | HG4 | Conventional Hydroelectric | HY |  | S | 0.8 | 0.8 | 0.8 | 0.7 | 0.7 | N |  |  | N | Industrial CHP | 7 | X | WAT
Conventional Hydroelectric.WAT | hydro | FALSE | 5232 | Woodland Pulp LLC | 10613 | Woodland Pulp, LLC | ME | Washington | HG5 | Conventional Hydroelectric | HY |  | S | 0.8 | 0.8 | 0.8 | 0.7 | 0.7 | N |  |  | N | Industrial CHP | 7 | X | WAT
Conventional Hydroelectric.WAT | hydro | FALSE | 5232 | Woodland Pulp LLC | 10613 | Woodland Pulp, LLC | ME | Washington | HG6 | Conventional Hydroelectric | HY |  | S | 0.8 | 0.8 | 0.8 | 0.7 | 0.7 | N |  |  | N | Industrial CHP | 7 | X | WAT
Conventional Hydroelectric.WAT | hydro | FALSE | 5232 | Woodland Pulp LLC | 10613 | Woodland Pulp, LLC | ME | Washington | HG7 | Conventional Hydroelectric | HY |  | S | 1.6 | 0.8 | 1.5 | 1.5 | 0.7 | N |  |  | N | Industrial CHP | 7 | X | WAT
Conventional Hydroelectric.WAT | hydro | FALSE | 5232 | Woodland Pulp LLC | 10613 | Woodland Pulp, LLC | ME | Washington | HG8 | Conventional Hydroelectric | HY |  | S | 2 | 0.8 | 1.9 | 1.8 | 0.7 | N |  |  | N | Industrial CHP | 7 | X | WAT
Conventional Hydroelectric.WAT | hydro | FALSE | 5232 | Woodland Pulp LLC | 10613 | Woodland Pulp, LLC | ME | Washington | HG9 | Conventional Hydroelectric | HY |  | S | 2 | 0.8 | 1.9 | 1.8 | 0.7 | N |  |  | N | Industrial CHP | 7 | X | WAT
Wood/Wood Waste Biomass.BLQ | biomass | TRUE | 5232 | Woodland Pulp LLC | 10613 | Woodland Pulp, LLC | ME | Washington | TG10 | Wood/Wood Waste Biomass | ST |  | S | 23 | 0.8 | 26 | 26 | 7 | N |  |  | Y | Industrial CHP | 7 | B | BLQ | NG | WDS | RFO
Wood/Wood Waste Biomass.BLQ | biomass | TRUE | 5232 | Woodland Pulp LLC | 10613 | Woodland Pulp, LLC | ME | Washington | TG11 | Wood/Wood Waste Biomass | ST |  | S | 26.8 | 0.8 | 20 | 20 | 7 | N |  |  | Y | Industrial CHP | 7 | B | BLQ | NG | WDS | RFO
Natural Gas Fired Combined Cycle.NG | natural gas combined cycle | TRUE | 58338 | Lakeside Beaver Falls LLC | 10617 | CH Resources Beaver Falls | NY | Lewis | GEN1 | Natural Gas Fired Combined Cycle | CT | CC01 | S | 65.5 | 0.9 | 49.7 | 59.7 | 30 | N |  |  | Y | IPP CHP | 3 | T | NG | DFO
Natural Gas Fired Combined Cycle.NG | natural gas combined cycle | TRUE | 58338 | Lakeside Beaver Falls LLC | 10617 | CH Resources Beaver Falls | NY | Lewis | GEN2 | Natural Gas Fired Combined Cycle | CA | CC01 | S | 42.3 | 0.9 | 30.6 | 31.8 | 15 | N |  |  | Y | IPP CHP | 3 | B | NG | DFO
Natural Gas Fired Combined Cycle.NG | natural gas combined cycle | TRUE | 3085 | Carthage Energy LLC | 10620 | Carthage Energy LLC | NY | Jefferson | GEN1 | Natural Gas Fired Combined Cycle | CT | CC1 | S | 40.9 | 0.95 | 40.1 | 45 | 25 | N |  |  | N | IPP Non-CHP | 2 | X | NG | DFO
Natural Gas Fired Combined Cycle.NG | natural gas combined cycle | TRUE | 3085 | Carthage Energy LLC | 10620 | Carthage Energy LLC | NY | Jefferson | GEN2 | Natural Gas Fired Combined Cycle | CA | CC1 | S | 22 | 0.95 | 21 | 21.5 | 10 | N |  |  | N | IPP Non-CHP | 2 | X | NG
Natural Gas Fired Combined Cycle.NG | natural gas combined cycle | TRUE | 58337 | Lakeside Syracuse LLC | 10621 | CH Resources Syracuse | NY | Onondaga | GEN1 | Natural Gas Fired Combined Cycle | CT | CC01 | S | 65.5 | 0.9 | 58.3 | 73.7 | 30 | N |  |  | N | IPP Non-CHP | 2 | X | NG
Natural Gas Fired Combined Cycle.NG | natural gas combined cycle | TRUE | 58337 | Lakeside Syracuse LLC | 10621 | CH Resources Syracuse | NY | Onondaga | GEN2 | Natural Gas Fired Combined Cycle | CA | CC01 | S | 37.2 | 0.9 | 28.8 | 28.8 | 15 | N |  |  | N | IPP Non-CHP | 2 | X | NG
Natural Gas Fired Combined Cycle.NG | natural gas combined cycle | FALSE | 11216 | Los Angeles County | 10623 | Civic Center | CA | Los Angeles | GEN1 | Natural Gas Fired Combined Cycle | CT | CC1 | S | 22.1 | 0.92 | 22.1 | 22.1 | 16 | N |  |  | Y | Commercial CHP | 5 | T | NG
Natural Gas Fired Combined Cycle.NG | natural gas combined cycle | FALSE | 11216 | Los Angeles County | 10623 | Civic Center | CA | Los Angeles | GEN2 | Natural Gas Fired Combined Cycle | CA | CC1 | S | 12.4 | 0.92 | 1.5 | 0.5 | 0.5 | N |  |  | Y | Commercial CHP | 5 | B | NG
Wood/Wood Waste Biomass.BLQ | biomass | TRUE | 55863 | Evergreen Packaging Inc | 10627 | Pine Bluff Mill | AR | Jefferson | 1TG1 | Wood/Wood Waste Biomass | ST |  | S | 40 | 0.85 | 32 | 31 | 10 | N |  |  | Y | Industrial CHP | 7 | T | BLQ | PUR | WDS | NG | TDF | RFO
Wood/Wood Waste Biomass.BLQ | biomass | TRUE | 55863 | Evergreen Packaging Inc | 10627 | Pine Bluff Mill | AR | Jefferson | 2TG1 | Wood/Wood Waste Biomass | ST |  | S | 20 | 0.85 | 15.9 | 18.4 | 7 | N |  |  | Y | Industrial CHP | 7 | T | BLQ | PUR | WDS | NG | TDF | RFO
Wood/Wood Waste Biomass.BLQ | biomass | TRUE | 55863 | Evergreen Packaging Inc | 10627 | Pine Bluff Mill | AR | Jefferson | 3TG1 | Wood/Wood Waste Biomass | ST |  | S | 25 | 0.85 | 13 | 13 | 7 | N |  |  | Y | Industrial CHP | 7 | T | BLQ | PUR | WDS | NG | TDF | RFO
Municipal Solid Waste.MSW | municipal solid waste | TRUE | 20541 | Wheelabrator Environmental Systems | 10629 | Wheelabrator Baltimore Refuse | MD | Baltimore City | GEN1 | Municipal Solid Waste | ST |  | S | 60.2 | 0.9 | 57 | 57 | 10 | N |  |  | N | IPP CHP | 3 | X | MSW
Municipal Solid Waste.MSW | municipal solid waste | TRUE | 20541 | Wheelabrator Environmental Systems | 10629 | Wheelabrator Baltimore Refuse | MD | Baltimore City | GEN2 | Municipal Solid Waste | ST |  | S | 4.3 | 0.9 | 4.3 | 4.3 | 2 | N |  |  | Y | IPP CHP | 3 | T | MSW
Geothermal.GEO | geothermal | TRUE | 49899 | CalEnergy Operating Corporation | 10631 | CE Leathers | CA | Imperial | GEN1 | Geothermal | ST |  | W | 45.5 | 0.85 | 42 | 42 | 2 | N |  |  | N | IPP Non-CHP | 2 | X | GEO
Geothermal.GEO | geothermal | TRUE | 49899 | CalEnergy Operating Corporation | 10632 | Del Ranch Company | CA | Imperial | GEN1 | Geothermal | ST |  | W | 45.5 | 0.85 | 42 | 42 | 2 | N |  |  | N | IPP Non-CHP | 2 | X | GEO
Natural Gas Fired Combined Cycle.NG | natural gas combined cycle | TRUE | 55983 | Luminant Generation Company LLC | 10633 | Hopewell Cogeneration | VA | Prince George | GT1 | Natural Gas Fired Combined Cycle | CT | CC1 | S | 101 | 1 | 94.1 | 101 | 55 | N |  |  | Y | IPP CHP | 3 | T | NG | DFO
Natural Gas Fired Combined Cycle.NG | natural gas combined cycle | TRUE | 55983 | Luminant Generation Company LLC | 10633 | Hopewell Cogeneration | VA | Prince George | GT2 | Natural Gas Fired Combined Cycle | CT | CC1 | S | 101 | 1 | 94.1 | 101 | 55 | N |  |  | Y | IPP CHP | 3 | T | NG | DFO
Natural Gas Fired Combined Cycle.NG | natural gas combined cycle | TRUE | 55983 | Luminant Generation Company LLC | 10633 | Hopewell Cogeneration | VA | Prince George | GT3 | Natural Gas Fired Combined Cycle | CT | CC1 | S | 101 | 1 | 94.1 | 101 | 55 | N |  |  | Y | IPP CHP | 3 | T | NG | DFO
Natural Gas Fired Combined Cycle.NG | natural gas combined cycle | TRUE | 55983 | Luminant Generation Company LLC | 10633 | Hopewell Cogeneration | VA | Prince George | ST1 | Natural Gas Fired Combined Cycle | CA | CC1 | S | 96 | 1 | 96 | 96 | 55 | N |  |  | Y | IPP CHP | 3 | T | NG
Geothermal.GEO | geothermal | TRUE | 49899 | CalEnergy Operating Corporation | 10634 | Elmore Company | CA | Imperial | GEN1 | Geothermal | ST |  | W | 45.5 | 0.85 | 49 | 49 | 2 | N |  |  | N | IPP Non-CHP | 2 | X | GEO
Municipal Solid Waste.MSW | municipal solid waste | TRUE | 473 | Covanta Hempstead Company | 10642 | Covanta Hempstead | NY | Nassau | GEN1 | Municipal Solid Waste | ST |  | S | 78.6 | 1 | 71.8 | 71.8 | 24 | N |  |  | N | IPP Non-CHP | 2 | X | MSW | DFO | WDS
Municipal Solid Waste.MSW | municipal solid waste | TRUE | 542 | Covanta Essex Company | 10643 | Covanta Essex Company | NJ | Essex | GEN1 | Municipal Solid Waste | ST |  | S | 34.9 | 0.9 | 30 | 30 | 5 | N |  |  | N | IPP Non-CHP | 2 | X | MSW | DFO
Municipal Solid Waste.MSW | municipal solid waste | TRUE | 542 | Covanta Essex Company | 10643 | Covanta Essex Company | NJ | Essex | GEN2 | Municipal Solid Waste | ST |  | S | 34.9 | 0.9 | 30 | 30 | 5 | N |  |  | N | IPP Non-CHP | 2 | X | MSW | DFO
Municipal Solid Waste.MSW | municipal solid waste | TRUE | 528 | Covanta Southeastern Connecticut Company | 10646 | Covanta Southeastern Connecticut Company | CT | New London | GEN1 | Municipal Solid Waste | ST |  | S | 18.3 | 0.9 | 16.3 | 18.1 | 3 | N |  |  | N | IPP Non-CHP | 2 | X | MSW | DFO
Natural Gas Fired Combustion Turbine.NG | natural gas peaker | TRUE | 60662 | WCAC Operating Company | 10649 | Bear Mountain Limited | CA | Kern | GEN1 | Natural Gas Fired Combustion Turbine | GT |  | W | 46 | 0.85 | 46 | 48 | 32 | N |  |  | Y | IPP CHP | 3 | T | NG
Natural Gas Fired Combustion Turbine.NG | natural gas peaker | TRUE | 60662 | WCAC Operating Company | 10650 | Badger Creek Limited | CA | Kern | GEN1 | Natural Gas Fired Combustion Turbine | GT |  | W | 46 | 0.85 | 46 | 48 | 32 | N |  |  | Y | IPP CHP | 3 | T | NG
Wood/Wood Waste Biomass.WDS | biomass | TRUE | 62970 | Burney Forest Products, A Joint Venture | 10652 | Burney Forest Products | CA | Shasta | GEN1 | Wood/Wood Waste Biomass | ST |  | S | 31 | 0.9 | 31 | 31 | 1 | N |  |  | Y | IPP CHP | 3 | T | WDS | NG
Conventional Hydroelectric.WAT | hydro | FALSE | 6789 | French Paper Co | 10656 | French Paper Hydro | MI | Berrien | 1 | Conventional Hydroelectric | HY |  | S | 0.3 | 0.8 | 0.3 | 0.3 | 0 | N |  |  | N | Industrial Non-CHP | 6 | X | WAT
Conventional Hydroelectric.WAT | hydro | FALSE | 6789 | French Paper Co | 10656 | French Paper Hydro | MI | Berrien | 2 | Conventional Hydroelectric | HY |  | S | 0.4 | 0.8 | 0.4 | 0.4 | 0 | N |  |  | N | Industrial Non-CHP | 6 | X | WAT
Conventional Hydroelectric.WAT | hydro | FALSE | 6789 | French Paper Co | 10656 | French Paper Hydro | MI | Berrien | 3 | Conventional Hydroelectric | HY |  | S | 0.4 | 0.8 | 0.3 | 0.3 | 0 | N |  |  | N | Industrial Non-CHP | 6 | X | WAT
Conventional Hydroelectric.WAT | hydro | FALSE | 6789 | French Paper Co | 10656 | French Paper Hydro | MI | Berrien | 4 | Conventional Hydroelectric | HY |  | S | 0.2 | 0.8 | 0.2 | 0.2 | 0 | N |  |  | N | Industrial Non-CHP | 6 | X | WAT
Wood/Wood Waste Biomass.WDS | biomass | TRUE | 3953 | Collins Pine Co | 10661 | Collins Pine Project | CA | Plumas | GEN5 | Wood/Wood Waste Biomass | ST |  | S | 5 | 0.8 | 5 | 5 | 1 | N |  |  | Y | Industrial CHP | 7 | T | WDS
Conventional Steam Coal.SUB | hard coal | TRUE | 14063 | Oklahoma Gas & Electric Co | 10671 | River Valley | OK | Le Flore | GEN1 | Conventional Steam Coal | ST |  | S | 175 | 0.9 | 161 | 161 | 80 | N |  |  | N | Electric Utility | 1 | X | SUB | NG | BIT
Conventional Steam Coal.SUB | hard coal | TRUE | 14063 | Oklahoma Gas & Electric Co | 10671 | River Valley | OK | Le Flore | GEN2 | Conventional Steam Coal | ST |  | S | 175 | 0.9 | 157 | 157 | 80 | N |  |  | N | Electric Utility | 1 | X | SUB | NG | BIT
Natural Gas Fired Combined Cycle.NG | natural gas combined cycle | TRUE | 178 | CES Placerita Inc | 10677 | CES Placerita Power Plant | CA | Los Angeles | UNT2 | Natural Gas Fired Combined Cycle | CT | CESP | S | 60 | 0.85 | 46 | 50 | 23 | N |  |  | N | IPP Non-CHP | 2 | X | NG
Natural Gas Fired Combined Cycle.NG | natural gas combined cycle | TRUE | 178 | CES Placerita Inc | 10677 | CES Placerita Power Plant | CA | Los Angeles | UNT3 | Natural Gas Fired Combined Cycle | CA | CESP | S | 30 | 0.85 | 23 | 25 | 5 | N |  |  | N | IPP Non-CHP | 2 | X | NG
Conventional Steam Coal.BIT | hard coal | TRUE | 35 | AES WR Ltd Partnership | 10678 | AES Warrior Run Cogeneration Facility | MD | Allegany | GEN1 | Conventional Steam Coal | ST |  | S | 229 | 0.9 | 180 | 180 | 72 | N |  |  | Y | IPP CHP | 3 | T | BIT
Natural Gas Fired Combined Cycle.NG | natural gas combined cycle | TRUE | 55307 | Colorado Energy Management | 10682 | Brush Generation Facility | CO | Morgan | GT1 | Natural Gas Fired Combined Cycle | CT | CPP | W | 23.8 | 0.85 | 25 | 30 | 25 | N |  |  | N | IPP Non-CHP | 2 | X | NG
Natural Gas Fired Combustion Turbine.NG | natural gas peaker | TRUE | 55307 | Colorado Energy Management | 10682 | Brush Generation Facility | CO | Morgan | GT2 | Natural Gas Fired Combustion Turbine | GT |  | W | 23.8 | 0.85 | 25 | 30 | 25 | N |  |  | N | IPP Non-CHP | 2 | X | NG
Natural Gas Fired Combined Cycle.NG | natural gas combined cycle | TRUE | 55307 | Colorado Energy Management | 10682 | Brush Generation Facility | CO | Morgan | GT3 | Natural Gas Fired Combined Cycle | CT | BCP | W | 37 | 0.85 | 32 | 38 | 32 | N |  |  | N | IPP Non-CHP | 2 | X | NG
Natural Gas Fired Combined Cycle.NG | natural gas combined cycle | TRUE | 55307 | Colorado Energy Management | 10682 | Brush Generation Facility | CO | Morgan | GT4 | Natural Gas Fired Combined Cycle | CT | BIV | W | 23.8 | 0.85 | 25 | 30 | 23 | N |  |  | N | IPP Non-CHP | 2 | X | NG
Natural Gas Fired Combined Cycle.NG | natural gas combined cycle | TRUE | 55307 | Colorado Energy Management | 10682 | Brush Generation Facility | CO | Morgan | GT5 | Natural Gas Fired Combined Cycle | CT | BIV | W | 23.8 | 0.85 | 25 | 30 | 23 | N |  |  | N | IPP Non-CHP | 2 | X | NG
Natural Gas Fired Combined Cycle.NG | natural gas combined cycle | TRUE | 55307 | Colorado Energy Management | 10682 | Brush Generation Facility | CO | Morgan | ST1 | Natural Gas Fired Combined Cycle | CA | CPP | W | 38 | 0.8 | 30 | 30 | 10 | N |  |  | N | IPP Non-CHP | 2 | X | NG
Natural Gas Fired Combined Cycle.NG | natural gas combined cycle | TRUE | 55307 | Colorado Energy Management | 10682 | Brush Generation Facility | CO | Morgan | ST2 | Natural Gas Fired Combined Cycle | CA | BCP | W | 37 | 0.85 | 40 | 40 | 15 | N |  |  | N | IPP Non-CHP | 2 | X | NG
Natural Gas Fired Combined Cycle.NG | natural gas combined cycle | TRUE | 55307 | Colorado Energy Management | 10682 | Brush Generation Facility | CO | Morgan | ST4 | Natural Gas Fired Combined Cycle | CA | BIV | W | 90 | 0.8 | 90 | 90 | 30 | N |  |  | N | IPP Non-CHP | 2 | X | NG
Conventional Steam Coal.BIT | hard coal | FALSE | 49968 | Searles Valley Minerals Operations Inc. | 10684 | Argus Cogen Plant | CA | San Bernardino | TG5 | Conventional Steam Coal | ST |  | W | 7.5 | 0.8 | 7 | 7 | 1 | N |  |  | Y | Industrial CHP | 7 | T | BIT | NG
Conventional Steam Coal.BIT | hard coal | FALSE | 49968 | Searles Valley Minerals Operations Inc. | 10684 | Argus Cogen Plant | CA | San Bernardino | TG8 | Conventional Steam Coal | ST |  | W | 27.5 | 0.8 | 25 | 25 | 10 | N |  |  | Y | Industrial CHP | 7 | T | BIT | NG
Conventional Steam Coal.BIT | hard coal | FALSE | 49968 | Searles Valley Minerals Operations Inc. | 10684 | Argus Cogen Plant | CA | San Bernardino | TG9 | Conventional Steam Coal | ST |  | W | 27.5 | 0.8 | 25 | 25 | 10 | N |  |  | Y | Industrial CHP | 7 | T | BIT | NG
Natural Gas Fired Combustion Turbine.NG | natural gas peaker | FALSE | 49968 | Searles Valley Minerals Operations Inc. | 10685 | Westend Facility | CA | San Bernardino | PINA | Natural Gas Fired Combustion Turbine | GT |  | W | 20 | 0.8 | 15 | 15 | 1 | N |  |  | Y | Industrial CHP | 7 | T | NG
Natural Gas Steam Turbine.NG | natural gas steam turbine | TRUE | 12647 | ALLETE, Inc. | 10686 | Rapids Energy Center | MN | Itasca | 6 | Natural Gas Steam Turbine | ST |  | S | 12.5 | 0.8 | 13.1 | 13.1 | 4 | N |  |  | Y | Electric Utility | 1 | T | NG
Natural Gas Steam Turbine.NG | natural gas steam turbine | TRUE | 12647 | ALLETE, Inc. | 10686 | Rapids Energy Center | MN | Itasca | 7 | Natural Gas Steam Turbine | ST |  | S | 14 | 0.85 | 9.5 | 9.5 | 6 | N |  |  | Y | Electric Utility | 1 | T | NG
Conventional Hydroelectric.WAT | hydro | TRUE | 12647 | ALLETE, Inc. | 10686 | Rapids Energy Center | MN | Itasca | HYD | Conventional Hydroelectric | HY |  | S | 1.9 | 0.8 | 0.8 | 0.8 | 0.2 | N |  |  | N | Electric Utility | 1 | X | WAT
Conventional Hydroelectric.WAT | hydro | TRUE | 64078 | Central Rivers Power US, LLC | 10687 | Black River Hydro Associates | NY | Lewis | DE1 | Conventional Hydroelectric | HY |  | S | 1.6 | 1 | 1.5 | 1.5 | 0.1 | N |  |  | N | IPP Non-CHP | 2 | X | WAT
Conventional Hydroelectric.WAT | hydro | TRUE | 64078 | Central Rivers Power US, LLC | 10687 | Black River Hydro Associates | NY | Lewis | PL1 | Conventional Hydroelectric | HY |  | S | 2.2 | 1 | 2.1 | 2 | 0.1 | N |  |  | N | IPP Non-CHP | 2 | X | WAT
Conventional Hydroelectric.WAT | hydro | TRUE | 64078 | Central Rivers Power US, LLC | 10687 | Black River Hydro Associates | NY | Lewis | RI1 | Conventional Hydroelectric | HY |  | S | 1.9 | 1 | 1.8 | 1.8 | 0.1 | N |  |  | N | IPP Non-CHP | 2 | X | WAT
Natural Gas Fired Combustion Turbine.NG | natural gas peaker | FALSE | 6088 | Exxon Mobil Corp | 10690 | ExxonMobil Baton Rouge Turbine Generator | LA | East Baton Rouge | CTG1 | Natural Gas Fired Combustion Turbine | GT |  | S | 85.3 | 0.9 | 73.7 | 82.5 | 60 | N |  |  | Y | Industrial CHP | 7 | T | NG
Natural Gas Fired Combustion Turbine.NG | natural gas peaker | FALSE | 6091 | Exxon Mobil Refining and Supply Co. | 10692 | ExxonMobil Baytown Turbine | TX | Harris | GEN1 | Natural Gas Fired Combustion Turbine | GT |  | S | 39.7 | 0.85 | 29 | 35 | 25 | N |  |  | Y | Industrial CHP | 7 | T | NG
Natural Gas Fired Combustion Turbine.NG | natural gas peaker | FALSE | 6091 | Exxon Mobil Refining and Supply Co. | 10692 | ExxonMobil Baytown Turbine | TX | Harris | GEN2 | Natural Gas Fired Combustion Turbine | GT |  | S | 39.7 | 0.85 | 29 | 35 | 25 | N |  |  | Y | Industrial CHP | 7 | T | NG
Natural Gas Fired Combustion Turbine.NG | natural gas peaker | FALSE | 6091 | Exxon Mobil Refining and Supply Co. | 10692 | ExxonMobil Baytown Turbine | TX | Harris | GEN3 | Natural Gas Fired Combustion Turbine | GT |  | S | 39.7 | 0.85 | 29 | 35 | 25 | N |  |  | Y | Industrial CHP | 7 | T | NG
Natural Gas Fired Combustion Turbine.NG | natural gas peaker | FALSE | 6091 | Exxon Mobil Refining and Supply Co. | 10692 | ExxonMobil Baytown Turbine | TX | Harris | GEN4 | Natural Gas Fired Combustion Turbine | GT |  | S | 98.9 | 0.85 | 78 | 89 | 50 | N |  |  | Y | Industrial CHP | 7 | T | NG
Natural Gas Fired Combustion Turbine.NG | natural gas peaker | FALSE | 6091 | Exxon Mobil Refining and Supply Co. | 10692 | ExxonMobil Baytown Turbine | TX | Harris | GEN5 | Natural Gas Fired Combustion Turbine | GT |  | S | 163.8 | 0.85 | 140 | 180.1 | 80 | N |  |  | Y | Industrial CHP | 7 | T | NG
Wood/Wood Waste Biomass.WDS | biomass | TRUE | 11704 | Maryland Environmental Service | 10693 | Eastern Correctional Institute | MD | Somerset | 1147 | Wood/Wood Waste Biomass | ST |  | S | 1.9 | 0.8 | 1.3 | 0.8 | 0.5 | N |  |  | Y | Commercial CHP | 5 | T | WDS | DFO
Wood/Wood Waste Biomass.WDS | biomass | TRUE | 11704 | Maryland Environmental Service | 10693 | Eastern Correctional Institute | MD | Somerset | 1148 | Wood/Wood Waste Biomass | ST |  | S | 1.9 | 0.8 | 1.3 | 0.8 | 0.5 | N |  |  | Y | Commercial CHP | 5 | T | WDS | DFO
Petroleum Liquids.DFO | petroleum | FALSE | 11704 | Maryland Environmental Service | 10693 | Eastern Correctional Institute | MD | Somerset | DG1 | Petroleum Liquids | IC |  | S | 1 | 0.8 | 1 | 1 | 0.4 | N |  |  | N | Commercial CHP | 5 | X | DFO
Petroleum Liquids.DFO | petroleum | FALSE | 11704 | Maryland Environmental Service | 10693 | Eastern Correctional Institute | MD | Somerset | DG2 | Petroleum Liquids | IC |  | S | 1 | 0.8 | 1 | 1 | 0.4 | N |  |  | N | Commercial CHP | 5 | X | DFO
Conventional Hydroelectric.WAT | hydro | TRUE | 57280 | Eagle Creek Renewable Energy, LLC | 10694 | Pepperell Hydro Power Plant | MA | Middlesex | 2121 | Conventional Hydroelectric | HY |  | W | 0.8 | 0.9 | 0.8 | 0.7 | 0.3 | N |  |  | N | IPP Non-CHP | 2 | X | WAT
Conventional Hydroelectric.WAT | hydro | TRUE | 57280 | Eagle Creek Renewable Energy, LLC | 10694 | Pepperell Hydro Power Plant | MA | Middlesex | 8281 | Conventional Hydroelectric | HY |  | W | 0.8 | 0.8 | 0.8 | 0.7 | 0.3 | N |  |  | N | IPP Non-CHP | 2 | X | WAT
Conventional Hydroelectric.WAT | hydro | TRUE | 57280 | Eagle Creek Renewable Energy, LLC | 10694 | Pepperell Hydro Power Plant | MA | Middlesex | G3 | Conventional Hydroelectric | HY |  | W | 0.6 | 0.9 | 0.6 | 0.5 | 0.3 | N |  |  | N | IPP Non-CHP | 2 | X | WAT
Wood/Wood Waste Biomass.BLQ | biomass | TRUE | 59867 | Hood Container of Louisiana, LLC | 10697 | St Francisville Mill | LA | West Feliciana | GEN2 | Wood/Wood Waste Biomass | ST |  | S | 12.5 | 0.9 | 16 | 16.5 | 3 | N |  |  | Y | Industrial CHP | 7 | T | BLQ | NG
Wood/Wood Waste Biomass.BLQ | biomass | TRUE | 7136 | Georgia-Pacific Consr Prods LP-Naheola | 10699 | Georgia-Pacific Consr Prods LP-Naheola | AL | Choctaw | GT3 | Wood/Wood Waste Biomass | ST |  | S | 47.2 | 0.85 | 37.4 | 37.7 | 3 | N |  |  | Y | Industrial CHP | 7 | T | BLQ | NG | DFO | WDS
Wood/Wood Waste Biomass.WDS | biomass | TRUE | 7136 | Georgia-Pacific Consr Prods LP-Naheola | 10699 | Georgia-Pacific Consr Prods LP-Naheola | AL | Choctaw | TG4 | Wood/Wood Waste Biomass | ST |  | S | 40.3 | 0.85 | 29.4 | 29.7 | 2.6 | N |  |  | Y | Industrial CHP | 7 | T | WDS | NG | BLQ | DFO
Wood/Wood Waste Biomass.BLQ | biomass | TRUE | 61813 | ND Paper, Inc. | 10700 | Red Shield Envir Old Town Facility | ME | Penobscot | TG4 | Wood/Wood Waste Biomass | ST |  | S | 12.5 | 0.85 | 7.5 | 12.5 | 2 | N |  |  | Y | Industrial CHP | 7 | T | BLQ | NG | RFO | WDS
Wood/Wood Waste Biomass.WDS | biomass | TRUE | 61813 | ND Paper, Inc. | 10700 | Red Shield Envir Old Town Facility | ME | Penobscot | TG6 | Wood/Wood Waste Biomass | ST |  | S | 16 | 0.85 | 14 | 14 | 2 | N |  |  | Y | Industrial CHP | 7 | T | WDS | NG
Conventional Hydroelectric.WAT | hydro | TRUE | 17725 | Snow Mountain Hydro LLC | 10706 | Burney Creek | CA | Shasta | GEN1 | Conventional Hydroelectric | HY |  | S | 3 | 0.9 | 3 | 3 | 0.2 | N |  |  | N | IPP Non-CHP | 2 | X | WAT
Conventional Hydroelectric.WAT | hydro | TRUE | 17725 | Snow Mountain Hydro LLC | 10707 | Cove Hydroelectric | CA | Shasta | GEN1 | Conventional Hydroelectric | HY |  | S | 5 | 0.9 | 5 | 5 | 0.2 | N |  |  | N | IPP Non-CHP | 2 | X | WAT
Conventional Hydroelectric.WAT | hydro | TRUE | 17725 | Snow Mountain Hydro LLC | 10708 | Lost Creek I | CA | Shasta | GEN1 | Conventional Hydroelectric | HY |  | S | 1.1 | 0.9 | 1.1 | 1.1 | 0.1 | N |  |  | N | IPP Non-CHP | 2 | X | WAT
Conventional Hydroelectric.WAT | hydro | TRUE | 17725 | Snow Mountain Hydro LLC | 10709 | Ponderosa Bailey Creek | CA | Tehama | GEN1 | Conventional Hydroelectric | HY |  | S | 1.1 | 0.9 | 1.1 | 1.1 | 0.1 | N |  |  | N | IPP Non-CHP | 2 | X | WAT
Onshore Wind Turbine.WND | onshore wind | TRUE | 16630 | San Gorgonio Farms Inc | 10718 | Karen Avenue Wind Farm | CA | Riverside | WND | Onshore Wind Turbine | WT |  | S | 11.7 |  | 11.7 | 11.7 | 0 | N |  |  | N | IPP Non-CHP | 2 | X | WND
Natural Gas Internal Combustion Engine.NG | natural gas peaker | FALSE | 9948 | Kyocera International, Inc | 10720 | Kyocera International Inc.(San Diego) | CA | San Diego | 0287 | Natural Gas Internal Combustion Engine | IC |  | S | 1.7 | 0.95 | 1.7 | 1.7 | 0.8 | N |  |  | Y | Industrial CHP | 7 | T | NG
Natural Gas Internal Combustion Engine.NG | natural gas peaker | FALSE | 9948 | Kyocera International, Inc | 10720 | Kyocera International Inc.(San Diego) | CA | San Diego | 0333 | Natural Gas Internal Combustion Engine | IC |  | S | 2.1 | 0.95 | 2.1 | 2.1 | 1 | N |  |  | Y | Industrial CHP | 7 | T | NG
Natural Gas Fired Combined Cycle.NG | natural gas combined cycle | TRUE | 16909 | Selkirk Cogen Partners LP | 10725 | Selkirk Cogen | NY | Albany | GEN1 | Natural Gas Fired Combined Cycle | CT | F802 | W | 95.2 | 0.9 | 76.9 | 105.5 | 45 | N |  |  | Y | IPP CHP | 3 | T | NG | DFO
Natural Gas Fired Combined Cycle.NG | natural gas combined cycle | TRUE | 16909 | Selkirk Cogen Partners LP | 10725 | Selkirk Cogen | NY | Albany | GEN2 | Natural Gas Fired Combined Cycle | CA | F801 | W | 12 | 0.85 |  |  | 11 | N |  |  | Y | IPP CHP | 3 | T | NG
Natural Gas Fired Combined Cycle.NG | natural gas combined cycle | TRUE | 16909 | Selkirk Cogen Partners LP | 10725 | Selkirk Cogen | NY | Albany | GEN3 | Natural Gas Fired Combined Cycle | CT | F802 | W | 95.2 | 0.9 | 272.3 | 333.1 | 45 | N |  |  | Y | IPP CHP | 3 | T | NG | DFO
Natural Gas Fired Combined Cycle.NG | natural gas combined cycle | TRUE | 16909 | Selkirk Cogen Partners LP | 10725 | Selkirk Cogen | NY | Albany | GEN4 | Natural Gas Fired Combined Cycle | CT | F802 | W | 95.2 | 0.9 |  |  | 45 | N |  |  | Y | IPP CHP | 3 | T | NG | DFO
Natural Gas Fired Combined Cycle.NG | natural gas combined cycle | TRUE | 16909 | Selkirk Cogen Partners LP | 10725 | Selkirk Cogen | NY | Albany | GEN5 | Natural Gas Fired Combined Cycle | CA | F802 | W | 148.4 | 0.95 |  |  | 11 | N |  |  | Y | IPP CHP | 3 | T | NG
Natural Gas Fired Combined Cycle.NG | natural gas combined cycle | TRUE | 11741 | Masspower | 10726 | Masspower | MA | Hampden | GEN1 | Natural Gas Fired Combined Cycle | CT | G321 | S | 90 | 0.85 | 83 | 95 | 64 | N |  |  | Y | IPP CHP | 3 | T | NG | DFO
Natural Gas Fired Combined Cycle.NG | natural gas combined cycle | TRUE | 11741 | Masspower | 10726 | Masspower | MA | Hampden | GEN2 | Natural Gas Fired Combined Cycle | CT | G321 | S | 90 | 0.85 | 83 | 95 | 64 | N |  |  | Y | IPP CHP | 3 | T | NG | DFO
Natural Gas Fired Combined Cycle.NG | natural gas combined cycle | TRUE | 11741 | Masspower | 10726 | Masspower | MA | Hampden | GEN3 | Natural Gas Fired Combined Cycle | CA | G321 | S | 80.9 | 0.85 | 79 | 90 | 60 | N |  |  | Y | IPP CHP | 3 | T | NG
Conventional Hydroelectric.WAT | hydro | TRUE | 56838 | KEI (Maine) Power Management (III) LLC | 10728 | Barker Lower | ME | Androscoggin | GEN1 | Conventional Hydroelectric | HY |  | S | 1.5 | 0.99 | 1.5 | 1.5 | 0.3 | N |  |  | N | IPP Non-CHP | 2 | X | WAT
Conventional Hydroelectric.WAT | hydro | TRUE | 64078 | Central Rivers Power US, LLC | 10735 | Barber Dam | ID | Ada | GEN1 | Conventional Hydroelectric | HY |  | S | 4.1 | 1 | 4 | 4 | 0.1 | N |  |  | N | IPP Non-CHP | 2 | X | WAT
Conventional Hydroelectric.WAT | hydro | TRUE | 8353 | Sprague Hydro LLC | 10737 | Sprague Hydro | OR | Klamath | GEN1 | Conventional Hydroelectric | HY |  | S | 1.2 | 1 | 1 | 1 | 0.1 | N |  |  | N | IPP Non-CHP | 2 | X | WAT
Conventional Hydroelectric.WAT | hydro | TRUE | 62045 | Wood Hydro, LLC | 10740 | Magic Dam Hydroelectric Project | ID | Blaine | GEN1 | Conventional Hydroelectric | HY |  | S | 3 | 0.9 | 2.9 | 2.8 | 1 | N |  |  | N | IPP Non-CHP | 2 | X | WAT
Conventional Hydroelectric.WAT | hydro | TRUE | 62045 | Wood Hydro, LLC | 10740 | Magic Dam Hydroelectric Project | ID | Blaine | GEN2 | Conventional Hydroelectric | HY |  | S | 3 | 0.9 | 2.9 | 2.8 | 1 | N |  |  | N | IPP Non-CHP | 2 | X | WAT
Conventional Hydroelectric.WAT | hydro | TRUE | 62045 | Wood Hydro, LLC | 10740 | Magic Dam Hydroelectric Project | ID | Blaine | GEN3 | Conventional Hydroelectric | HY |  | S | 3 | 0.9 | 2.9 | 2.8 | 1 | N |  |  | N | IPP Non-CHP | 2 | X | WAT
Conventional Steam Coal.WC | hard coal | TRUE | 12949 | Morgantown Energy Associates | 10743 | Morgantown Energy Facility | WV | Monongalia | GEN1 | Conventional Steam Coal | ST |  | S | 68.9 | 0.85 | 50 | 50 | 20 | N |  |  | Y | IPP CHP | 3 | T | WC
Petroleum Liquids.DFO | petroleum | TRUE | 12492 | Midland Cogeneration Venture | 10745 | Midland Cogeneration Venture | MI | Midland | 1G12 | Petroleum Liquids | IC |  | S | 5.2 | 0.8 | 5.2 | 5.2 | 1 | N |  |  | Y | IPP CHP | 3 | T | DFO
Natural Gas Fired Combined Cycle.NG | natural gas combined cycle | TRUE | 12492 | Midland Cogeneration Venture | 10745 | Midland Cogeneration Venture | MI | Midland | BP15 | Natural Gas Fired Combined Cycle | CA | 1 | S | 13.4 | 0.8 | 13.4 | 13.4 | 1 | N |  |  | Y | IPP CHP | 3 | T | NG
Natural Gas Fired Combined Cycle.NG | natural gas combined cycle | TRUE | 12492 | Midland Cogeneration Venture | 10745 | Midland Cogeneration Venture | MI | Midland | GT10 | Natural Gas Fired Combined Cycle | CT | 1 | S | 87.1 | 0.85 | 88 | 103 | 70 | N |  |  | Y | IPP CHP | 3 | T | NG
Natural Gas Fired Combined Cycle.NG | natural gas combined cycle | TRUE | 12492 | Midland Cogeneration Venture | 10745 | Midland Cogeneration Venture | MI | Midland | GT11 | Natural Gas Fired Combined Cycle | CT | 1 | S | 87.1 | 0.85 | 88 | 103 | 70 | N |  |  | Y | IPP CHP | 3 | T | NG
Natural Gas Fired Combined Cycle.NG | natural gas combined cycle | TRUE | 12492 | Midland Cogeneration Venture | 10745 | Midland Cogeneration Venture | MI | Midland | GT12 | Natural Gas Fired Combined Cycle | CT | 1 | S | 87.1 | 0.85 | 88 | 103 | 70 | N |  |  | Y | IPP CHP | 3 | T | NG
Natural Gas Fired Combined Cycle.NG | natural gas combined cycle | TRUE | 12492 | Midland Cogeneration Venture | 10745 | Midland Cogeneration Venture | MI | Midland | GT13 | Natural Gas Fired Combined Cycle | CT | 1 | S | 87.1 | 0.85 | 88 | 103 | 70 | N |  |  | Y | IPP CHP | 3 | T | NG
Natural Gas Fired Combined Cycle.NG | natural gas combined cycle | TRUE | 12492 | Midland Cogeneration Venture | 10745 | Midland Cogeneration Venture | MI | Midland | GT14 | Natural Gas Fired Combined Cycle | CT | 1 | S | 87.1 | 0.85 | 88 | 103 | 70 | N |  |  | Y | IPP CHP | 3 | T | NG
Natural Gas Fired Combined Cycle.NG | natural gas combined cycle | TRUE | 12492 | Midland Cogeneration Venture | 10745 | Midland Cogeneration Venture | MI | Midland | GT3 | Natural Gas Fired Combined Cycle | CT | 1 | S | 87.1 | 0.85 | 88 | 103 | 70 | N |  |  | Y | IPP CHP | 3 | T | NG
Natural Gas Fired Combined Cycle.NG | natural gas combined cycle | TRUE | 12492 | Midland Cogeneration Venture | 10745 | Midland Cogeneration Venture | MI | Midland | GT4 | Natural Gas Fired Combined Cycle | CT | 1 | S | 87.1 | 0.85 | 88 | 103 | 70 | N |  |  | Y | IPP CHP | 3 | T | NG
Natural Gas Fired Combined Cycle.NG | natural gas combined cycle | TRUE | 12492 | Midland Cogeneration Venture | 10745 | Midland Cogeneration Venture | MI | Midland | GT5 | Natural Gas Fired Combined Cycle | CT | 1 | S | 87.1 | 0.85 | 88 | 103 | 70 | N |  |  | Y | IPP CHP | 3 | T | NG
Natural Gas Fired Combined Cycle.NG | natural gas combined cycle | TRUE | 12492 | Midland Cogeneration Venture | 10745 | Midland Cogeneration Venture | MI | Midland | GT6 | Natural Gas Fired Combined Cycle | CT | 1 | S | 87.1 | 0.85 | 88 | 103 | 70 | N |  |  | Y | IPP CHP | 3 | T | NG
Natural Gas Fired Combined Cycle.NG | natural gas combined cycle | TRUE | 12492 | Midland Cogeneration Venture | 10745 | Midland Cogeneration Venture | MI | Midland | GT7 | Natural Gas Fired Combined Cycle | CT | 1 | S | 87.1 | 0.85 | 88 | 103 | 70 | N |  |  | Y | IPP CHP | 3 | T | NG
Natural Gas Fired Combined Cycle.NG | natural gas combined cycle | TRUE | 12492 | Midland Cogeneration Venture | 10745 | Midland Cogeneration Venture | MI | Midland | GT8 | Natural Gas Fired Combined Cycle | CT | 1 | S | 87.1 | 0.85 | 88 | 103 | 70 | N |  |  | Y | IPP CHP | 3 | T | NG
Natural Gas Fired Combined Cycle.NG | natural gas combined cycle | TRUE | 12492 | Midland Cogeneration Venture | 10745 | Midland Cogeneration Venture | MI | Midland | GT9 | Natural Gas Fired Combined Cycle | CT | 1 | S | 87.1 | 0.85 | 88 | 103 | 70 | N |  |  | Y | IPP CHP | 3 | T | NG
Natural Gas Fired Combined Cycle.NG | natural gas combined cycle | TRUE | 12492 | Midland Cogeneration Venture | 10745 | Midland Cogeneration Venture | MI | Midland | ST1 | Natural Gas Fired Combined Cycle | CA | 1 | S | 410 | 0.9 | 410 | 410 | 25 | N |  |  | Y | IPP CHP | 3 | T | NG
Natural Gas Fired Combined Cycle.NG | natural gas combined cycle | TRUE | 12492 | Midland Cogeneration Venture | 10745 | Midland Cogeneration Venture | MI | Midland | ST2 | Natural Gas Fired Combined Cycle | CA | 1 | S | 380 | 0.85 | 380 | 380 | 40 | N |  |  | Y | IPP CHP | 3 | T | NG
Municipal Solid Waste.MSW | municipal solid waste | TRUE | 570 | Covanta Delaware Valley LP | 10746 | Covanta Delaware Valley | PA | Delaware | GEN1 | Municipal Solid Waste | ST |  | S | 90 | 1 | 80 | 80 | 20 | N |  |  | N | IPP Non-CHP | 2 | X | MSW | NG
Landfill Gas.LFG | natural gas peaker | FALSE | 12869 | Monterey Regional Waste Mgmt | 10748 | Marina Landfill Gas | CA | Monterey | U1C06 | Landfill Gas | IC |  | S | 1.6 | 0.8 | 1.6 | 1.6 | 0.8 | N |  |  | N | Commercial Non-CHP | 4 | X | LFG
Landfill Gas.LFG | natural gas peaker | FALSE | 12869 | Monterey Regional Waste Mgmt | 10748 | Marina Landfill Gas | CA | Monterey | U2J18 | Landfill Gas | IC |  | S | 1.1 | 0.8 | 1.1 | 1.1 | 0.7 | N |  |  | N | Commercial Non-CHP | 4 | X | LFG
Landfill Gas.LFG | natural gas peaker | FALSE | 12869 | Monterey Regional Waste Mgmt | 10748 | Marina Landfill Gas | CA | Monterey | U3J17 | Landfill Gas | IC |  | S | 1 | 0.8 | 1 | 1 | 0.5 | N |  |  | N | Commercial Non-CHP | 4 | X | LFG
Landfill Gas.LFG | natural gas peaker | FALSE | 12869 | Monterey Regional Waste Mgmt | 10748 | Marina Landfill Gas | CA | Monterey | U4J16 | Landfill Gas | IC |  | S | 1.4 | 0.8 | 1.2 | 1.2 | 0.7 | N |  |  | N | Commercial Non-CHP | 4 | X | LFG
Natural Gas Fired Combined Cycle.NG | natural gas combined cycle | TRUE | 63360 | Camden Plant Holdings LLC | 10751 | Camden Plant Holdings LLC | NJ | Camden | GEN1 | Natural Gas Fired Combined Cycle | CT | CC1 | W | 95.2 | 0.9 | 145 | 144.7 | 72 | N |  |  | N | IPP Non-CHP | 2 | X | NG
Natural Gas Fired Combined Cycle.NG | natural gas combined cycle | TRUE | 63360 | Camden Plant Holdings LLC | 10751 | Camden Plant Holdings LLC | NJ | Camden | GEN2 | Natural Gas Fired Combined Cycle | CA | CC1 | W | 77.7 | 0.9 |  |  | 32 | N |  |  | N | IPP Non-CHP | 2 | X | NG
Conventional Hydroelectric.WAT | hydro | TRUE | 64078 | Central Rivers Power US, LLC | 10752 | Lachute Hydro Lower | NY | Essex | GEN1 | Conventional Hydroelectric | HY |  | S | 3.8 | 1 | 3.6 | 3.5 | 0.1 | N |  |  | N | IPP Non-CHP | 2 | X | WAT
Conventional Hydroelectric.WAT | hydro | TRUE | 64078 | Central Rivers Power US, LLC | 10753 | Lachute Hydro Upper | NY | Essex | GEN1 | Conventional Hydroelectric | HY |  | S | 5.2 | 1 | 4.9 | 4.8 | 0.1 | N |  |  | N | IPP Non-CHP | 2 | X | WAT
Geothermal.GEO | geothermal | TRUE | 49899 | CalEnergy Operating Corporation | 10759 | Salton Sea Power Gen Co - Unit 3 | CA | Imperial | GEN1 | Geothermal | ST |  | W | 53.9 | 0.9 | 50 | 50 | 2 | N |  |  | N | IPP Non-CHP | 2 | X | GEO
Natural Gas Fired Combined Cycle.NG | natural gas combined cycle | TRUE | 13407 | Nevada Power Co | 10761 | Las Vegas Generating Station | NV | Clark | GEN1 | Natural Gas Fired Combined Cycle | CT | CCB1 | S | 49.8 | 0.9 | 41 | 43 | 21 | N |  |  | N | Electric Utility | 1 | X | NG
Natural Gas Fired Combined Cycle.NG | natural gas combined cycle | TRUE | 13407 | Nevada Power Co | 10761 | Las Vegas Generating Station | NV | Clark | GEN2 | Natural Gas Fired Combined Cycle | CA | CCB1 | S | 11.5 | 0.9 | 9 | 10 | 5 | N |  |  | N | Electric Utility | 1 | X | NG
Natural Gas Fired Combined Cycle.NG | natural gas combined cycle | TRUE | 13407 | Nevada Power Co | 10761 | Las Vegas Generating Station | NV | Clark | GEN3 | Natural Gas Fired Combined Cycle | CT | CCB2 | S | 60.5 | 0.9 | 45 | 47 | 18 | N |  |  | N | Electric Utility | 1 | X | NG
Natural Gas Fired Combined Cycle.NG | natural gas combined cycle | TRUE | 13407 | Nevada Power Co | 10761 | Las Vegas Generating Station | NV | Clark | GEN4 | Natural Gas Fired Combined Cycle | CT | CCB2 | S | 60.5 | 0.9 | 45 | 47 | 18 | N |  |  | N | Electric Utility | 1 | X | NG
Natural Gas Fired Combined Cycle.NG | natural gas combined cycle | TRUE | 13407 | Nevada Power Co | 10761 | Las Vegas Generating Station | NV | Clark | GEN5 | Natural Gas Fired Combined Cycle | CT | CCB3 | S | 60.5 | 0.9 | 45 | 47 | 18 | N |  |  | N | Electric Utility | 1 | X | NG
Natural Gas Fired Combined Cycle.NG | natural gas combined cycle | TRUE | 13407 | Nevada Power Co | 10761 | Las Vegas Generating Station | NV | Clark | GEN6 | Natural Gas Fired Combined Cycle | CT | CCB3 | S | 60.5 | 0.9 | 45 | 47 | 18 | N |  |  | N | Electric Utility | 1 | X | NG
Natural Gas Fired Combined Cycle.NG | natural gas combined cycle | TRUE | 13407 | Nevada Power Co | 10761 | Las Vegas Generating Station | NV | Clark | GEN7 | Natural Gas Fired Combined Cycle | CA | CCB2 | S | 27.8 | 0.9 | 26 | 26 | 13 | N |  |  | N | Electric Utility | 1 | X | NG
Natural Gas Fired Combined Cycle.NG | natural gas combined cycle | TRUE | 13407 | Nevada Power Co | 10761 | Las Vegas Generating Station | NV | Clark | GEN8 | Natural Gas Fired Combined Cycle | CA | CCB3 | S | 27.8 | 0.9 | 26 | 26 | 13 | N |  |  | N | Electric Utility | 1 | X | NG
Geothermal.GEO | geothermal | TRUE | 34691 | Ormat Nevada Inc | 10763 | Ormesa III | CA | Imperial | GBU | Geothermal | BT |  | S | 8 | 0.8 | 5.3 | 8 | 5.3 | N |  |  | N | IPP Non-CHP | 2 | X | GEO
Geothermal.GEO | geothermal | TRUE | 34691 | Ormat Nevada Inc | 10763 | Ormesa III | CA | Imperial | GEN1 | Geothermal | ST |  | S | 21.6 | 0.9 | 14.4 | 21.6 | 14.4 | N |  |  | N | IPP Non-CHP | 2 | X | GEO
Geothermal.GEO | geothermal | TRUE | 34691 | Ormat Nevada Inc | 10763 | Ormesa III | CA | Imperial | OE301 | Geothermal | BT |  | S | 16 | 0.8 | 10.7 | 16 | 10.7 | N |  |  | N | IPP Non-CHP | 2 | X | GEO
Wood/Wood Waste Biomass.WDS | biomass | TRUE | 56120 | Blue Lake Power LLC | 10764 | Blue Lake Power LLC | CA | Humboldt | GEN1 | Wood/Wood Waste Biomass | ST |  | S | 13.8 | 0.85 | 11.5 | 10 | 10 | N |  |  | N | IPP Non-CHP | 2 | X | WDS | PG
Wood/Wood Waste Biomass.WDS | biomass | TRUE | 62815 | Stored Solar J&WE | 10765 | Indeck Jonesboro Energy Center | ME | Washington | GEN1 | Wood/Wood Waste Biomass | ST |  | S | 27.5 | 0.85 | 20.2 | 20.2 | 6 | N |  |  | N | IPP Non-CHP | 2 | X | WDS
Wood/Wood Waste Biomass.WDS | biomass | TRUE | 62815 | Stored Solar J&WE | 10766 | Indeck West Enfield Energy Center | ME | Penobscot | GEN1 | Wood/Wood Waste Biomass | ST |  | S | 27.5 | 0.85 | 20.4 | 21.4 | 6 | N |  |  | N | IPP Non-CHP | 2 | X | WDS
Wood/Wood Waste Biomass.WDS | biomass | TRUE | 15986 | Rio Bravo Fresno | 10767 | Rio Bravo Fresno | CA | Fresno | GEN1 | Wood/Wood Waste Biomass | ST |  | S | 28 | 0.85 | 24.3 | 24.3 | 12.2 | N |  |  | N | IPP Non-CHP | 2 | X | WDS
Wood/Wood Waste Biomass.WDS | biomass | TRUE | 19876 | Virginia Electric & Power Co | 10771 | Hopewell Power Station | VA | Hopewell City | 1 | Wood/Wood Waste Biomass | ST |  | S | 71.1 | 0.85 | 51 | 51 | 20 | N | 1 | 2028 | N | Electric Utility | 1 | X | WDS
Wood/Wood Waste Biomass.WDS | biomass | TRUE | 16077 | Rio Bravo Rocklin | 10772 | Rio Bravo Rocklin | CA | Placer | GEN1 | Wood/Wood Waste Biomass | ST |  | S | 27.9 | 0.85 | 24.4 | 24.4 | 12.2 | N |  |  | N | IPP Non-CHP | 2 | X | WDS | NG
Wood/Wood Waste Biomass.WDS | biomass | TRUE | 19876 | Virginia Electric & Power Co | 10773 | Altavista Power Station | VA | Campbell | 1 | Wood/Wood Waste Biomass | ST |  | S | 71.1 | 0.85 | 51 | 51 | 20 | N | 1 | 2028 | N | Electric Utility | 1 | X | WDS | NG
Wood/Wood Waste Biomass.WDS | biomass | TRUE | 19876 | Virginia Electric & Power Co | 10774 | Southampton Power Station | VA | Southampton | 1 | Wood/Wood Waste Biomass | ST |  | S | 71.1 | 0.85 | 51 | 51 | 20 | N | 1 | 2028 | N | Electric Utility | 1 | X | WDS
Natural Gas Fired Combustion Turbine.NG | natural gas peaker | TRUE | 5533 | EF Oxnard, LLC | 10776 | E F Oxnard Energy Facility | CA | Ventura | GTG | Natural Gas Fired Combustion Turbine | GT |  | S | 48.5 | 0.85 | 48.5 | 48.5 | 29.8 | N |  |  | N | IPP Non-CHP | 2 | X | NG
Wood/Wood Waste Biomass.WDS | biomass | TRUE | 56866 | HL Power Company | 10777 | HL Power | CA | Lassen | GEN1 | Wood/Wood Waste Biomass | ST |  | W | 36.2 | 0.9 | 30 | 30 | 16 | N |  |  | N | IPP Non-CHP | 2 | X | WDS | NG
Conventional Hydroelectric.WAT | hydro | TRUE | 10363 | Koyle Hydro Inc | 10781 | Koyle Ranch Hydroelectric Project | ID | Gooding | GEN1 | Conventional Hydroelectric | HY |  | S | 0.2 | 0.87 | 0.2 | 0.2 | 0.2 | N |  |  | N | IPP Non-CHP | 2 | X | WAT
Conventional Hydroelectric.WAT | hydro | TRUE | 10363 | Koyle Hydro Inc | 10781 | Koyle Ranch Hydroelectric Project | ID | Gooding | GEN2 | Conventional Hydroelectric | HY |  | S | 0.3 | 0.9 | 0.3 | 0.3 | 0.3 | N |  |  | N | IPP Non-CHP | 2 | X | WAT
Conventional Hydroelectric.WAT | hydro | TRUE | 10363 | Koyle Hydro Inc | 10781 | Koyle Ranch Hydroelectric Project | ID | Gooding | GEN3 | Conventional Hydroelectric | HY |  | S | 0.8 | 0.9 | 0.8 | 0.7 | 0.8 | N |  |  | N | IPP Non-CHP | 2 | X | WAT
Conventional Steam Coal.WC | hard coal | TRUE | 4217 | Colstrip Energy LP | 10784 | Colstrip Energy LP | MT | Rosebud | GEN1 | Conventional Steam Coal | ST |  | S | 46.1 | 0.9 | 38 | 40.5 | 23 | N |  |  | N | IPP Non-CHP | 2 | X | WC
Conventional Hydroelectric.WAT | hydro | TRUE | 64078 | Central Rivers Power US, LLC | 10787 | Piedmont Hydro Power Project | SC | Greenville | GEN1 | Conventional Hydroelectric | HY |  | S | 1 | 1 | 1 | 1 | 0.1 | N |  |  | N | IPP Non-CHP | 2 | X | WAT
Natural Gas Fired Combined Cycle.NG | natural gas combined cycle | FALSE | 57160 | The Dow Chemical Company | 10789 | Sabine River Operations | TX | Orange | GEN1 | Natural Gas Fired Combined Cycle | CT | CCL1 | S | 89.9 | 0.92 | 82 | 98 | 60 | N |  |  | Y | Industrial CHP | 7 | T | NG
Natural Gas Fired Combined Cycle.NG | natural gas combined cycle | FALSE | 57160 | The Dow Chemical Company | 10789 | Sabine River Operations | TX | Orange | GEN3 | Natural Gas Fired Combined Cycle | CA | CCL1 | S | 6.2 | 0.85 | 5 | 5 | 2.5 | N |  |  | Y | Industrial CHP | 7 | T | NG
Natural Gas Fired Combined Cycle.NG | natural gas combined cycle | FALSE | 57160 | The Dow Chemical Company | 10789 | Sabine River Operations | TX | Orange | GT1A | Natural Gas Fired Combined Cycle | CT | CC1 | S | 180 | 0.85 | 160 | 175 | 100 | N |  |  | Y | Industrial CHP | 7 | T | NG | OG
Natural Gas Fired Combined Cycle.NG | natural gas combined cycle | FALSE | 57160 | The Dow Chemical Company | 10789 | Sabine River Operations | TX | Orange | GT1B | Natural Gas Fired Combined Cycle | CT | CC1 | S | 180 | 0.85 | 160 | 175 | 100 | N |  |  | Y | Industrial CHP | 7 | T | NG | OG
Natural Gas Fired Combined Cycle.NG | natural gas combined cycle | FALSE | 57160 | The Dow Chemical Company | 10789 | Sabine River Operations | TX | Orange | ST1A | Natural Gas Fired Combined Cycle | CA | CC1 | S | 145 | 0.85 | 100 | 100 | 50 | N |  |  | Y | Industrial CHP | 7 | T | NG | OG
Natural Gas Fired Combustion Turbine.NG | natural gas peaker | FALSE | 50006 | Invista | 10790 | Victoria Texas Plant | TX | Victoria | GEN1 | Natural Gas Fired Combustion Turbine | GT |  | S | 102.4 | 0.85 | 75 | 88 | 20 | N |  |  | Y | Industrial CHP | 7 | T | NG
Natural Gas Steam Turbine.NG | natural gas steam turbine | FALSE | 50006 | Invista | 10795 | Camden South Carolina | SC | Kershaw | GEN3 | Natural Gas Steam Turbine | ST |  | S | 19 | 0.8 | 17.5 | 18 | 1 | N |  |  | Y | Industrial CHP | 7 | B | NG | DFO
Conventional Hydroelectric.WAT | hydro | TRUE | 64078 | Central Rivers Power US, LLC | 10798 | Fries Hydroelectric Project | VA | Grayson | GEN1 | Conventional Hydroelectric | HY |  | S | 2 | 1 | 2 | 2 | 0.1 | N |  |  | N | IPP Non-CHP | 2 | X | WAT
Conventional Hydroelectric.WAT | hydro | TRUE | 64078 | Central Rivers Power US, LLC | 10798 | Fries Hydroelectric Project | VA | Grayson | GEN2 | Conventional Hydroelectric | HY |  | S | 0.8 | 1 | 0.8 | 0.7 | 0.1 | N |  |  | N | IPP Non-CHP | 2 | X | WAT
Conventional Hydroelectric.WAT | hydro | TRUE | 64078 | Central Rivers Power US, LLC | 10798 | Fries Hydroelectric Project | VA | Grayson | GEN3 | Conventional Hydroelectric | HY |  | S | 0.2 | 1 | 0.2 | 0.2 | 0.1 | N |  |  | N | IPP Non-CHP | 2 | X | WAT
Conventional Hydroelectric.WAT | hydro | TRUE | 64078 | Central Rivers Power US, LLC | 10798 | Fries Hydroelectric Project | VA | Grayson | GEN4 | Conventional Hydroelectric | HY |  | S | 2.4 | 1 | 2 | 2 | 0.1 | N |  |  | N | IPP Non-CHP | 2 | X | WAT
Conventional Hydroelectric.WAT | hydro | TRUE | 64078 | Central Rivers Power US, LLC | 10799 | Pelzer Upper | SC | Anderson | GEN1 | Conventional Hydroelectric | HY |  | S | 2 | 1 | 1.9 | 1.8 | 0.1 | N |  |  | N | IPP Non-CHP | 2 | X | WAT
Conventional Hydroelectric.WAT | hydro | TRUE | 64078 | Central Rivers Power US, LLC | 10800 | Pelzer Lower | SC | Anderson | GEN1 | Conventional Hydroelectric | HY |  | S | 3.3 | 1 | 3.1 | 3 | 0.1 | N |  |  | N | IPP Non-CHP | 2 | X | WAT
Conventional Hydroelectric.WAT | hydro | TRUE | 64078 | Central Rivers Power US, LLC | 10801 | Ware Shoals Hydro Project | SC | Laurens | GEN1 | Conventional Hydroelectric | HY |  | S | 3 | 1 | 3 | 3 | 0.1 | N |  |  | N | IPP Non-CHP | 2 | X | WAT
Conventional Hydroelectric.WAT | hydro | TRUE | 64078 | Central Rivers Power US, LLC | 10801 | Ware Shoals Hydro Project | SC | Laurens | GEN2 | Conventional Hydroelectric | HY |  | S | 3.2 | 1 | 3 | 3 | 0.1 | N |  |  | N | IPP Non-CHP | 2 | X | WAT
Natural Gas Steam Turbine.NG | natural gas steam turbine | TRUE | 40052 | AG Energy LP | 10803 | Ogdensburg Power | NY | St Lawrence | GEN3 | Natural Gas Steam Turbine | ST |  | J | 26.9 | 0.9 | 23 | 25 | 5 | N |  |  | Y | IPP CHP | 3 | T | NG | DFO
Natural Gas Fired Combined Cycle.NG | natural gas combined cycle | TRUE | 5530 | E F Kenilworth LLC | 10805 | Kenilworth Energy Facility | NJ | Union | GEN1 | Natural Gas Fired Combined Cycle | CT | G741 | S | 22 | 0.8 | 20 | 22 | 12 | N |  |  | Y | IPP CHP | 3 | T | NG | DFO
Natural Gas Fired Combined Cycle.NG | natural gas combined cycle | TRUE | 5530 | E F Kenilworth LLC | 10805 | Kenilworth Energy Facility | NJ | Union | GEN2 | Natural Gas Fired Combined Cycle | CA | G741 | S | 6.8 | 0.8 | 4.5 | 5.5 | 1.2 | N |  |  | Y | IPP CHP | 3 | B | NG | DFO
Conventional Hydroelectric.WAT | hydro | TRUE | 3490 | Crystal Springs Hydro Elec LP | 10806 | Crystal Springs | ID | Twin Falls | GEN1 | Conventional Hydroelectric | HY |  | S | 2.3 | 0.95 | 2 | 2 | 0.1 | N |  |  | N | IPP Non-CHP | 2 | X | WAT
Conventional Hydroelectric.WAT | hydro | TRUE | 64078 | Central Rivers Power US, LLC | 10807 | Dietrich Drop | ID | Lincoln | GEN1 | Conventional Hydroelectric | HY |  | S | 4.8 | 1 | 4.8 | 4.8 | 0.1 | N |  |  | N | IPP Non-CHP | 2 | X | WAT
Conventional Hydroelectric.WAT | hydro | TRUE | 64078 | Central Rivers Power US, LLC | 10808 | Low Line Rapids | ID | Twin Falls | GEN1 | Conventional Hydroelectric | HY |  | S | 2.8 | 1 | 2.7 | 2.6 | 0.1 | N |  |  | N | IPP Non-CHP | 2 | X | WAT
Conventional Hydroelectric.WAT | hydro | TRUE | 63985 | Hydroland Omega LLC | 10809 | Rock Creek II | ID | Twin Falls | GEN1 | Conventional Hydroelectric | HY |  | S | 1.9 | 1 | 1.8 | 1.8 | 0.1 | N |  |  | N | IPP Non-CHP | 2 | X | WAT
Conventional Hydroelectric.WAT | hydro | TRUE | 5811 | Empire Hydro Partners | 10817 | Port Leyden Hydroelectric Project | NY | Lewis | GEN1 | Conventional Hydroelectric | HY |  | S | 0.5 | 0.8 | 0.5 | 0.5 | 0.2 | N |  |  | N | IPP Non-CHP | 2 | X | WAT
Conventional Hydroelectric.WAT | hydro | TRUE | 5811 | Empire Hydro Partners | 10817 | Port Leyden Hydroelectric Project | NY | Lewis | GEN2 | Conventional Hydroelectric | HY |  | S | 0.5 | 0.8 | 0.5 | 0.5 | 0.5 | N |  |  | N | IPP Non-CHP | 2 | X | WAT
Natural Gas Fired Combined Cycle.NG | natural gas combined cycle | TRUE | 64125 | Ada Cogeneration LLC | 10819 | Ada Cogeneration LP | MI | Kent | GEN1 | Natural Gas Fired Combined Cycle | CT | CC1 | S | 23 | 0.9 | 22 | 23 | 14 | N |  |  | Y | IPP CHP | 3 | T | NG
Natural Gas Fired Combined Cycle.NG | natural gas combined cycle | TRUE | 64125 | Ada Cogeneration LLC | 10819 | Ada Cogeneration LP | MI | Kent | GEN2 | Natural Gas Fired Combined Cycle | CA | CC1 | S | 10.1 | 0.9 | 8 | 9 | 3 | N |  |  | Y | IPP CHP | 3 | T | NG
Wood/Wood Waste Biomass.WDS | biomass | TRUE | 3836 | CMS Generation Operating LLC | 10822 | Grayling Generating Station | MI | Crawford | GEN1 | Wood/Wood Waste Biomass | ST |  | J | 38.6 | 0.85 | 38.6 | 38.6 | 10 | N |  |  | N | IPP Non-CHP | 2 | X | WDS | TDF | NG
Petroleum Liquids.DFO | petroleum | FALSE | 11427 | Massachusetts Wtr Rauth-Deer I | 10823 | Deer Island Treatment Plant | MA | Suffolk | G101 | Petroleum Liquids | GT |  | S | 26 | 0.9 | 22 | 27 | 8 | N |  |  | N | Commercial CHP | 5 | X | DFO
Petroleum Liquids.DFO | petroleum | FALSE | 11427 | Massachusetts Wtr Rauth-Deer I | 10823 | Deer Island Treatment Plant | MA | Suffolk | G201 | Petroleum Liquids | GT |  | S | 26 | 0.9 | 22 | 27 | 8 | N |  |  | N | Commercial CHP | 5 | X | DFO
Conventional Hydroelectric.WAT | hydro | FALSE | 11427 | Massachusetts Wtr Rauth-Deer I | 10823 | Deer Island Treatment Plant | MA | Suffolk | H101 | Conventional Hydroelectric | HY |  | S | 1 | 0.9 | 1 | 1 | 0.2 | N |  |  | N | Commercial CHP | 5 | X | WAT
Conventional Hydroelectric.WAT | hydro | FALSE | 11427 | Massachusetts Wtr Rauth-Deer I | 10823 | Deer Island Treatment Plant | MA | Suffolk | H201 | Conventional Hydroelectric | HY |  | S | 1 | 0.9 | 1 | 1 | 0.2 | N |  |  | N | Commercial CHP | 5 | X | WAT
Solar Photovoltaic.SUN | solar PV | FALSE | 11427 | Massachusetts Wtr Rauth-Deer I | 10823 | Deer Island Treatment Plant | MA | Suffolk | PV101 | Solar Photovoltaic | PV |  | S | 0.1 |  | 0.1 | 0.1 |  | N |  |  | N | Commercial CHP | 5 | X | SUN
Other Waste Biomass.OBG | biomass | TRUE | 11427 | Massachusetts Wtr Rauth-Deer I | 10823 | Deer Island Treatment Plant | MA | Suffolk | S101 | Other Waste Biomass | ST |  | S | 17.5 | 0.9 | 9 | 17.5 | 1 | N |  |  | Y | Commercial CHP | 5 | T | OBG | DFO
Onshore Wind Turbine.WND | onshore wind | FALSE | 11427 | Massachusetts Wtr Rauth-Deer I | 10823 | Deer Island Treatment Plant | MA | Suffolk | WT101 | Onshore Wind Turbine | WT |  | S | 0.6 |  | 0.6 | 0.6 | 0.1 | N |  |  | N | Commercial CHP | 5 | X | WND
Onshore Wind Turbine.WND | onshore wind | FALSE | 11427 | Massachusetts Wtr Rauth-Deer I | 10823 | Deer Island Treatment Plant | MA | Suffolk | WT102 | Onshore Wind Turbine | WT |  | S | 0.6 |  | 0.6 | 0.6 | 0.1 | N |  |  | N | Commercial CHP | 5 | X | WND
Conventional Hydroelectric.WAT | hydro | TRUE | 11426 | Massachusetts Water Res Auth | 10824 | Oakdale Power Station | MA | Worcester | OAKD | Conventional Hydroelectric | HY |  | S | 3.5 | 1 | 3 | 3 | 1 | N |  |  | N | IPP Non-CHP | 2 | X | WAT
Conventional Hydroelectric.WAT | hydro | TRUE | 11426 | Massachusetts Water Res Auth | 10825 | Cosgrove Intake and Power Station | MA | Worcester | UNI1 | Conventional Hydroelectric | HY |  | S | 1.6 | 1 | 1 | 1 | 0.8 | N |  |  | N | IPP Non-CHP | 2 | X | WAT
Conventional Hydroelectric.WAT | hydro | TRUE | 11426 | Massachusetts Water Res Auth | 10825 | Cosgrove Intake and Power Station | MA | Worcester | UNI2 | Conventional Hydroelectric | HY |  | S | 1.6 | 1 | 1 | 1 | 0.8 | N |  |  | N | IPP Non-CHP | 2 | X | WAT
Wood/Wood Waste Biomass.WDS | biomass | TRUE | 54806 | DTE Energy Services-Woodland | 10836 | Woodland Biomass Power Ltd | CA | Yolo | GEN1 | Wood/Wood Waste Biomass | ST |  | W | 28 | 0.85 | 25 | 25 | 4 | N |  |  | N | IPP Non-CHP | 2 | X | WDS | NG
Wood/Wood Waste Biomass.WDS | biomass | TRUE | 64893 | Clean Energy Systems Mendota | 10837 | Covanta Mendota | CA | Fresno | GEN1 | Wood/Wood Waste Biomass | ST |  | W | 28 | 0.85 | 25 | 25 | 12 | N |  |  | N | Commercial Non-CHP | 4 | X | WDS
Wood/Wood Waste Biomass.WDS | biomass | TRUE | 65546 | NE Renewable Springfield, LLC | 10838 | NE Renewable Springfield, LLC | NH | Sullivan | GEN1 | Wood/Wood Waste Biomass | ST |  | S | 20 | 0.8 | 16.1 | 16.3 | 14 | N |  |  | N | IPP Non-CHP | 2 | X | WDS
Wood/Wood Waste Biomass.WDS | biomass | TRUE | 65544 | NE Renewable Whitefield, LLC | 10839 | NE Renewable Whitefield, LLC | NH | Coos | GEN1 | Wood/Wood Waste Biomass | ST |  | S | 19.9 | 1 | 17 | 17.5 | 10 | N |  |  | N | IPP Non-CHP | 2 | X | WDS
Wood/Wood Waste Biomass.WDS | biomass | TRUE | 64894 | Clean Energy Systems Delano | 10840 | Covanta Delano Energy | CA | Kern | GEN1 | Wood/Wood Waste Biomass | ST |  | S | 31.8 | 0.85 | 27 | 27 | 22 | N |  |  | N | Commercial Non-CHP | 4 | X | WDS
Wood/Wood Waste Biomass.WDS | biomass | TRUE | 64894 | Clean Energy Systems Delano | 10840 | Covanta Delano Energy | CA | Kern | GEN2 | Wood/Wood Waste Biomass | ST |  | S | 25.2 | 0.85 | 22 | 22 | 18 | N |  |  | N | Commercial Non-CHP | 4 | X | WDS
Conventional Hydroelectric.WAT | hydro | TRUE | 63985 | Hydroland Omega LLC | 10848 | Walden | NY | Orange | GEN1 | Conventional Hydroelectric | HY |  | W | 1.2 | 1 | 1.1 | 1.1 | 0.1 | N |  |  | N | IPP Non-CHP | 2 | X | WAT
Conventional Hydroelectric.WAT | hydro | TRUE | 63985 | Hydroland Omega LLC | 10848 | Walden | NY | Orange | GEN2 | Conventional Hydroelectric | HY |  | W | 0.8 | 1 | 0.8 | 0.7 | 0.1 | N |  |  | N | IPP Non-CHP | 2 | X | WAT
Conventional Hydroelectric.WAT | hydro | TRUE | 63985 | Hydroland Omega LLC | 10848 | Walden | NY | Orange | GEN3 | Conventional Hydroelectric | HY |  | W | 0.4 | 1 | 0.4 | 0.4 | 0.1 | N |  |  | N | IPP Non-CHP | 2 | X | WAT
Conventional Steam Coal.SUB | hard coal | FALSE | 3807 | Cleveland Cliffs Inc | 10849 | Silver Bay Power | MN | Lake | GEN1 | Conventional Steam Coal | ST |  | S | 50 | 0.8 | 36 | 36 | 10 | N |  |  | Y | Industrial CHP | 7 | T | SUB | NG
Conventional Steam Coal.SUB | hard coal | FALSE | 3807 | Cleveland Cliffs Inc | 10849 | Silver Bay Power | MN | Lake | GEN2 | Conventional Steam Coal | ST |  | S | 81.6 | 0.85 | 69 | 69 | 10 | N |  |  | Y | Industrial CHP | 7 | T | SUB | NG
Conventional Hydroelectric.WAT | hydro | FALSE | 8736 | Hollingworth & Vose Co Center Falls | 10853 | Center Falls | NY | Washington | 1 | Conventional Hydroelectric | HY |  | S | 0.4 | 0.8 | 0.3 | 0.4 | 0.1 | N |  |  | N | Industrial Non-CHP | 6 | X | WAT
Conventional Hydroelectric.WAT | hydro | FALSE | 8736 | Hollingworth & Vose Co Center Falls | 10853 | Center Falls | NY | Washington | 2 | Conventional Hydroelectric | HY |  | S | 0.4 | 0.8 | 0.3 | 0.4 | 0.1 | N |  |  | N | Industrial Non-CHP | 6 | X | WAT
Conventional Hydroelectric.WAT | hydro | FALSE | 8736 | Hollingworth & Vose Co Center Falls | 10853 | Center Falls | NY | Washington | 3 | Conventional Hydroelectric | HY |  | S | 0.3 | 0.8 | 0.2 | 0.3 | 0.1 | N |  |  | N | Industrial Non-CHP | 6 | X | WAT
Natural Gas Steam Turbine.NG | natural gas steam turbine | FALSE | 3106 | Cargill Inc North America Sweetners | 10855 | Cargill Corn Milling Division | IA | Monroe | GEN1 | Natural Gas Steam Turbine | ST |  | S | 20 | 0.85 | 18.7 | 18.8 | 5 | N |  |  | Y | Industrial CHP | 7 | T | NG
Natural Gas Steam Turbine.NG | natural gas steam turbine | FALSE | 3106 | Cargill Inc North America Sweetners | 10855 | Cargill Corn Milling Division | IA | Monroe | GEN2 | Natural Gas Steam Turbine | ST |  | S | 20 | 0.85 | 18 | 18 | 5 | N |  |  | Y | Industrial CHP | 7 | T | NG
Conventional Steam Coal.SUB | hard coal | FALSE | 772 | Archer Daniels Midland Co | 10860 | Archer Daniels Midland Clinton | IA | Clinton | 1A | Conventional Steam Coal | ST |  | S | 75 | 0.85 | 75 | 75 | 0 | N |  |  | Y | Industrial CHP | 7 | T | SUB | OBS | WDS | TDF | BIT | PC
Conventional Steam Coal.SUB | hard coal | FALSE | 772 | Archer Daniels Midland Co | 10860 | Archer Daniels Midland Clinton | IA | Clinton | 2A | Conventional Steam Coal | ST |  | S | 105 | 0.85 | 105 | 105 | 20 | N |  |  | Y | Industrial CHP | 7 | T | SUB | OBS | WDS | TDF | BIT | PC
Conventional Steam Coal.SUB | hard coal | FALSE | 772 | Archer Daniels Midland Co | 10861 | Archer Daniels Midland Des Moines | IA | Polk | GEN1 | Conventional Steam Coal | ST |  | S | 7.9 | 0.85 | 7.9 | 7.9 | 0.8 | N |  |  | Y | Industrial CHP | 7 | T | SUB
Conventional Steam Coal.SUB | hard coal | FALSE | 772 | Archer Daniels Midland Co | 10862 | Archer Daniels Midland Lincoln | NE | Lancaster | GEN1 | Conventional Steam Coal | ST |  | S | 7.9 | 0.85 | 7.9 | 7.9 | 0.8 | N |  |  | Y | Industrial CHP | 7 | T | SUB
Conventional Steam Coal.SUB | hard coal | FALSE | 772 | Archer Daniels Midland Co | 10863 | Archer Daniels Midland Mankato | MN | Blue Earth | GEN1 | Conventional Steam Coal | ST |  | S | 6.1 | 0.85 | 6.2 | 6.2 | 0.8 | N |  |  | Y | Industrial CHP | 7 | T | SUB
Conventional Steam Coal.SUB | hard coal | FALSE | 772 | Archer Daniels Midland Co | 10864 | Archer Daniels Midland Cedar Rapids | IA | Linn | GEN1 | Conventional Steam Coal | ST |  | S | 31 | 0.8 | 31 | 31 | 0 | N |  |  | Y | Industrial CHP | 7 | T | SUB | BIT | SLW
Conventional Steam Coal.SUB | hard coal | FALSE | 772 | Archer Daniels Midland Co | 10864 | Archer Daniels Midland Cedar Rapids | IA | Linn | GEN2 | Conventional Steam Coal | ST |  | S | 31 | 0.8 | 31 | 31 | 0 | N |  |  | Y | Industrial CHP | 7 | T | SUB | BIT | SLW
Conventional Steam Coal.SUB | hard coal | FALSE | 772 | Archer Daniels Midland Co | 10864 | Archer Daniels Midland Cedar Rapids | IA | Linn | GEN3 | Conventional Steam Coal | ST |  | S | 31 | 0.8 | 31 | 31 | 0 | N |  |  | Y | Industrial CHP | 7 | T | SUB | BIT | SLW
Conventional Steam Coal.SUB | hard coal | FALSE | 772 | Archer Daniels Midland Co | 10864 | Archer Daniels Midland Cedar Rapids | IA | Linn | GEN4 | Conventional Steam Coal | ST |  | S | 31 | 0.8 | 31 | 31 | 0 | N |  |  | Y | Industrial CHP | 7 | T | SUB | BIT | SLW
Conventional Steam Coal.SUB | hard coal | FALSE | 772 | Archer Daniels Midland Co | 10864 | Archer Daniels Midland Cedar Rapids | IA | Linn | GEN5 | Conventional Steam Coal | ST |  | S | 31 | 0.8 | 31 | 31 | 0 | N |  |  | Y | Industrial CHP | 7 | T | SUB | BIT | SLW
Conventional Steam Coal.SUB | hard coal | FALSE | 772 | Archer Daniels Midland Co | 10864 | Archer Daniels Midland Cedar Rapids | IA | Linn | GEN6 | Conventional Steam Coal | ST |  | S | 101.1 | 0.85 | 105 | 105 | 20 | N |  |  | Y | Industrial CHP | 7 | T | SUB | BIT | SLW
Natural Gas Fired Combustion Turbine.NG | natural gas peaker | FALSE | 772 | Archer Daniels Midland Co | 10864 | Archer Daniels Midland Cedar Rapids | IA | Linn | GEN7 | Natural Gas Fired Combustion Turbine | GT |  | S | 38.5 | 0.85 | 35 | 41 | 4 | N |  |  | N | Industrial CHP | 7 | X | NG
Conventional Steam Coal.BIT | hard coal | FALSE | 772 | Archer Daniels Midland Co | 10865 | Archer Daniels Midland Decatur | IL | Macon | GEN2 | Conventional Steam Coal | ST |  | S | 31 | 0.8 | 31 | 31 | 0 | N |  |  | Y | Industrial CHP | 7 | T | BIT | SUB | TDF | WDS
Conventional Steam Coal.BIT | hard coal | FALSE | 772 | Archer Daniels Midland Co | 10865 | Archer Daniels Midland Decatur | IL | Macon | GEN3 | Conventional Steam Coal | ST |  | S | 31 | 0.8 | 31 | 31 | 0 | N |  |  | Y | Industrial CHP | 7 | T | BIT | SUB | TDF | WDS
Conventional Steam Coal.BIT | hard coal | FALSE | 772 | Archer Daniels Midland Co | 10865 | Archer Daniels Midland Decatur | IL | Macon | GEN4 | Conventional Steam Coal | ST |  | S | 31 | 0.8 | 31 | 31 | 0 | N |  |  | Y | Industrial CHP | 7 | T | BIT | SUB | TDF | WDS
Conventional Steam Coal.BIT | hard coal | FALSE | 772 | Archer Daniels Midland Co | 10865 | Archer Daniels Midland Decatur | IL | Macon | GEN5 | Conventional Steam Coal | ST |  | S | 31 | 0.8 | 31 | 31 | 0 | N |  |  | Y | Industrial CHP | 7 | T | BIT | SUB | TDF | WDS
Conventional Steam Coal.BIT | hard coal | FALSE | 772 | Archer Daniels Midland Co | 10865 | Archer Daniels Midland Decatur | IL | Macon | GEN6 | Conventional Steam Coal | ST |  | S | 31 | 0.8 | 31 | 31 | 0 | N |  |  | Y | Industrial CHP | 7 | T | BIT | SUB | TDF | WDS
Conventional Steam Coal.BIT | hard coal | FALSE | 772 | Archer Daniels Midland Co | 10865 | Archer Daniels Midland Decatur | IL | Macon | GEN7 | Conventional Steam Coal | ST |  | S | 75 | 0.85 | 75 | 75 | 0 | N |  |  | Y | Industrial CHP | 7 | T | BIT | SUB | TDF | WDS
Conventional Steam Coal.BIT | hard coal | FALSE | 772 | Archer Daniels Midland Co | 10865 | Archer Daniels Midland Decatur | IL | Macon | GEN8 | Conventional Steam Coal | ST |  | S | 105 | 0.85 | 105 | 105 | 32 | N |  |  | Y | Industrial CHP | 7 | T | BIT | SUB | TDF | WDS
Natural Gas Fired Combustion Turbine.NG | natural gas peaker | FALSE | 64580 | BioUrja Renewables LLC | 10866 | Archer Daniels Midland Peoria | IL | Peoria | GEN6 | Natural Gas Fired Combustion Turbine | GT |  | S | 18 | 0.85 | 15 | 18 | 5 | N |  |  | Y | Industrial CHP | 7 | T | NG
Natural Gas Fired Combustion Turbine.NG | natural gas peaker | FALSE | 64580 | BioUrja Renewables LLC | 10866 | Archer Daniels Midland Peoria | IL | Peoria | GEN7 | Natural Gas Fired Combustion Turbine | GT |  | S | 18 | 0.85 | 15 | 18 | 5 | N |  |  | Y | Industrial CHP | 7 | T | NG
Natural Gas Steam Turbine.NG | natural gas steam turbine | FALSE | 7 | Primary Products Ingredients Americas, LLC | 10867 | Primient Decatur Plant Cogen | IL | Macon | GEN1 | Natural Gas Steam Turbine | ST |  | S | 64.8 | 0.8 | 62 | 62 | 3 | N |  |  | Y | Industrial CHP | 7 | T | NG
Wood/Wood Waste Biomass.WDS | biomass | TRUE | 1745 | Biomass One LP | 10869 | Biomass One LP | OR | Jackson | BBC | Wood/Wood Waste Biomass | ST |  | S | 10 | 0.8 | 8.5 | 8.5 | 6 | N |  |  | N | IPP Non-CHP | 2 | X | WDS
Wood/Wood Waste Biomass.WDS | biomass | TRUE | 1745 | Biomass One LP | 10869 | Biomass One LP | OR | Jackson | GE | Wood/Wood Waste Biomass | ST |  | S | 15 | 0.8 | 14 | 14 | 5 | N |  |  | N | IPP Non-CHP | 2 | X | WDS
Wood/Wood Waste Biomass.WDS | biomass | TRUE | 1745 | Biomass One LP | 10869 | Biomass One LP | OR | Jackson | GE-2 | Wood/Wood Waste Biomass | ST |  | S | 15 | 0.8 | 14 | 14 | 5 | N |  |  | N | IPP Non-CHP | 2 | X | WDS
Natural Gas Fired Combustion Turbine.NG | natural gas peaker | TRUE | 56214 | Hazleton Generation LLC | 10870 | Hazelton | PA | Luzerne | GEN1 | Natural Gas Fired Combustion Turbine | GT |  | S | 72.5 | 0.8 | 58.9 | 58.9 | 12 | N |  |  | N | IPP Non-CHP | 2 | X | NG | DFO
Natural Gas Fired Combustion Turbine.NG | natural gas peaker | TRUE | 56214 | Hazleton Generation LLC | 10870 | Hazelton | PA | Luzerne | GEN2 | Natural Gas Fired Combustion Turbine | GT |  | S | 33 | 0.8 | 28.3 | 29.8 | 12 | N |  |  | N | IPP Non-CHP | 2 | X | NG | DFO
Natural Gas Fired Combustion Turbine.NG | natural gas peaker | TRUE | 56214 | Hazleton Generation LLC | 10870 | Hazelton | PA | Luzerne | GEN3 | Natural Gas Fired Combustion Turbine | GT |  | S | 33 | 0.8 | 29.3 | 31 | 12 | N |  |  | N | IPP Non-CHP | 2 | X | NG | DFO
Natural Gas Fired Combustion Turbine.NG | natural gas peaker | TRUE | 56214 | Hazleton Generation LLC | 10870 | Hazelton | PA | Luzerne | GEN4 | Natural Gas Fired Combustion Turbine | GT |  | S | 33 | 0.8 | 29.1 | 31.2 | 12 | N |  |  | N | IPP Non-CHP | 2 | X | NG | DFO
Conventional Hydroelectric.WAT | hydro | TRUE | 56590 | Silverstreet Hydro | 10872 | Kings Falls Hydroelectric | NY | Lewis | 1 | Conventional Hydroelectric | HY |  | S | 1.6 | 0.95 | 0.2 | 0.1 | 0.1 | N |  |  | N | IPP Non-CHP | 2 | X | WAT
Geothermal.GEO | geothermal | TRUE | 4397 | Coso Operating Co LLC | 10873 | Coso Finance Partners | CA | Inyo | GEN1 | Geothermal | ST |  | S | 32.2 | 0.9 | 27.5 | 27.5 | 3 | N |  |  | N | IPP Non-CHP | 2 | X | GEO
Geothermal.GEO | geothermal | TRUE | 4397 | Coso Operating Co LLC | 10873 | Coso Finance Partners | CA | Inyo | GEN2 | Geothermal | ST |  | S | 30 | 0.9 | 27 | 27 | 3 | N |  |  | N | IPP Non-CHP | 2 | X | GEO
Geothermal.GEO | geothermal | TRUE | 4397 | Coso Operating Co LLC | 10873 | Coso Finance Partners | CA | Inyo | GEN3 | Geothermal | ST |  | S | 30 | 0.9 | 26.7 | 27.2 | 3 | N |  |  | N | IPP Non-CHP | 2 | X | GEO
Geothermal.GEO | geothermal | TRUE | 4397 | Coso Operating Co LLC | 10874 | Coso Power Developers | CA | Inyo | GEN4 | Geothermal | ST |  | S | 30 | 0.9 | 30 | 30 | 3 | N |  |  | N | IPP Non-CHP | 2 | X | GEO
Geothermal.GEO | geothermal | TRUE | 4397 | Coso Operating Co LLC | 10874 | Coso Power Developers | CA | Inyo | GEN5 | Geothermal | ST |  | S | 30 | 0.9 | 23.4 | 27 | 3 | N |  |  | N | IPP Non-CHP | 2 | X | GEO
Geothermal.GEO | geothermal | TRUE | 4397 | Coso Operating Co LLC | 10874 | Coso Power Developers | CA | Inyo | GEN6 | Geothermal | ST |  | S | 30 | 0.9 | 26.9 | 29 | 3 | N |  |  | N | IPP Non-CHP | 2 | X | GEO
Geothermal.GEO | geothermal | TRUE | 4397 | Coso Operating Co LLC | 10875 | Coso Energy Developers | CA | Inyo | GEN7 | Geothermal | ST |  | S | 30 | 0.9 | 21.8 | 26.1 | 3 | N |  |  | N | IPP Non-CHP | 2 | X | GEO
Geothermal.GEO | geothermal | TRUE | 4397 | Coso Operating Co LLC | 10875 | Coso Energy Developers | CA | Inyo | GEN8 | Geothermal | ST |  | S | 30 | 0.9 | 22.5 | 28.5 | 3 | N |  |  | N | IPP Non-CHP | 2 | X | GEO
Geothermal.GEO | geothermal | TRUE | 4397 | Coso Operating Co LLC | 10875 | Coso Energy Developers | CA | Inyo | GEN9 | Geothermal | ST |  | S | 30 | 0.9 | 23.5 | 28.7 | 3 | N |  |  | N | IPP Non-CHP | 2 | X | GEO
Geothermal.GEO | geothermal | TRUE | 49899 | CalEnergy Operating Corporation | 10878 | Salton Sea Power Gen Co Unit 1 | CA | Imperial | EE11 | Geothermal | ST |  | W | 10 | 0.9 | 10 | 10 | 2 | N |  |  | N | IPP Non-CHP | 2 | X | GEO
Geothermal.GEO | geothermal | TRUE | 49899 | CalEnergy Operating Corporation | 10879 | Salton Sea Power Gen Co - Unit 2 | CA | Imperial | GEN1 | Geothermal | ST |  | W | 11.5 | 0.9 | 17 | 17 | 2 | N |  |  | N | IPP Non-CHP | 2 | X | GEO
Geothermal.GEO | geothermal | TRUE | 49899 | CalEnergy Operating Corporation | 10879 | Salton Sea Power Gen Co - Unit 2 | CA | Imperial | GEN2 | Geothermal | ST |  | W | 5 | 1 | 4 | 4 | 2 | N |  |  | N | IPP Non-CHP | 2 | X | GEO
Geothermal.GEO | geothermal | TRUE | 49899 | CalEnergy Operating Corporation | 10879 | Salton Sea Power Gen Co - Unit 2 | CA | Imperial | GEN3 | Geothermal | ST |  | W | 3.5 | 0.85 | 2.1 | 2.1 | 1 | N |  |  | N | IPP Non-CHP | 2 | X | GEO
Conventional Hydroelectric.WAT | hydro | TRUE | 12239 | Mega Renewables | 10880 | Bidwell Ditch Project | CA | Shasta | GEN1 | Conventional Hydroelectric | HY |  | S | 1.8 | 0.95 | 1.8 | 1.8 | 0.2 | N |  |  | N | IPP Non-CHP | 2 | X | WAT
Conventional Hydroelectric.WAT | hydro | TRUE | 16997 | Shasta Hydroelectric Inc | 10881 | Roaring Creek Water Power | CA | Shasta | GEN1 | Conventional Hydroelectric | HY |  | S | 2 | 0.95 | 2 | 2 | 0.2 | N |  |  | N | IPP Non-CHP | 2 | X | WAT
Conventional Hydroelectric.WAT | hydro | TRUE | 12239 | Mega Renewables | 10882 | Hatchet Creek Project | CA | Shasta | GEN1 | Conventional Hydroelectric | HY |  | S | 6.8 | 0.95 | 6.8 | 6.8 | 0.3 | N |  |  | N | IPP Non-CHP | 2 | X | WAT
Natural Gas Fired Combustion Turbine.NG | natural gas peaker | FALSE | 12258 | MATEP LLC | 10883 | Medical Area Total Energy Plant | MA | Suffolk | CT1 | Natural Gas Fired Combustion Turbine | GT |  | S | 12.5 | 0.85 | 12.5 | 12.5 | 6 | N |  |  | Y | Commercial CHP | 5 | T | NG | DFO
Natural Gas Fired Combustion Turbine.NG | natural gas peaker | FALSE | 12258 | MATEP LLC | 10883 | Medical Area Total Energy Plant | MA | Suffolk | CT2 | Natural Gas Fired Combustion Turbine | GT |  | S | 12.5 | 0.85 | 12.5 | 12.5 | 6 | N |  |  | Y | Commercial CHP | 5 | T | NG | DFO
Natural Gas Fired Combustion Turbine.NG | natural gas peaker | FALSE | 12258 | MATEP LLC | 10883 | Medical Area Total Energy Plant | MA | Suffolk | CT3 | Natural Gas Fired Combustion Turbine | GT |  | S | 13.8 | 1 | 13.5 | 14.9 | 8 | N |  |  | Y | Commercial CHP | 5 | T | NG | DFO
Petroleum Liquids.DFO | petroleum | FALSE | 12258 | MATEP LLC | 10883 | Medical Area Total Energy Plant | MA | Suffolk | DEG1 | Petroleum Liquids | IC |  | S | 6.8 | 0.85 | 6 | 6.7 | 2 | N |  |  | Y | Commercial CHP | 5 | T | DFO
Petroleum Liquids.DFO | petroleum | FALSE | 12258 | MATEP LLC | 10883 | Medical Area Total Energy Plant | MA | Suffolk | DEG2 | Petroleum Liquids | IC |  | S | 6.8 | 0.85 | 6 | 6.7 | 2 | N |  |  | Y | Commercial CHP | 5 | T | DFO
Petroleum Liquids.DFO | petroleum | FALSE | 12258 | MATEP LLC | 10883 | Medical Area Total Energy Plant | MA | Suffolk | DEG3 | Petroleum Liquids | IC |  | S | 6.8 | 0.85 | 6 | 6.7 | 2 | N |  |  | Y | Commercial CHP | 5 | T | DFO
Petroleum Liquids.DFO | petroleum | FALSE | 12258 | MATEP LLC | 10883 | Medical Area Total Energy Plant | MA | Suffolk | DEG4 | Petroleum Liquids | IC |  | S | 6.8 | 0.85 | 6 | 6.7 | 2 | N |  |  | Y | Commercial CHP | 5 | T | DFO
Petroleum Liquids.DFO | petroleum | FALSE | 12258 | MATEP LLC | 10883 | Medical Area Total Energy Plant | MA | Suffolk | DEG5 | Petroleum Liquids | IC |  | S | 6.8 | 0.85 | 6 | 6.7 | 2 | N |  |  | Y | Commercial CHP | 5 | T | DFO
Natural Gas Steam Turbine.NG | natural gas steam turbine | FALSE | 12258 | MATEP LLC | 10883 | Medical Area Total Energy Plant | MA | Suffolk | STG2 | Natural Gas Steam Turbine | ST |  | S | 11 | 0.85 | 11 | 10.3 | 1 | N |  |  | Y | Commercial CHP | 5 | T | NG | DFO
Natural Gas Steam Turbine.NG | natural gas steam turbine | FALSE | 12258 | MATEP LLC | 10883 | Medical Area Total Energy Plant | MA | Suffolk | STG3 | Natural Gas Steam Turbine | ST |  | S | 11 | 0.85 | 11 | 10.3 | 1 | N |  |  | Y | Commercial CHP | 5 | T | NG | DFO
Natural Gas Fired Combustion Turbine.NG | natural gas peaker | FALSE | 11216 | Los Angeles County | 10884 | Olive View Medical Center | CA | Los Angeles | CTC1 | Natural Gas Fired Combustion Turbine | GT |  | S | 2.8 | 0.9 | 2.7 | 2.7 | 0.5 | N |  |  | Y | Commercial CHP | 5 | T | NG | DFO
Natural Gas Fired Combustion Turbine.NG | natural gas peaker | FALSE | 11216 | Los Angeles County | 10884 | Olive View Medical Center | CA | Los Angeles | CTC2 | Natural Gas Fired Combustion Turbine | GT |  | S | 2.8 | 0.9 | 2.7 | 2.7 | 0.5 | N |  |  | Y | Commercial CHP | 5 | T | NG | DFO
Conventional Hydroelectric.WAT | hydro | TRUE | 64078 | Central Rivers Power US, LLC | 10902 | Victory Mills | NY | Cayuga | GEN1 | Conventional Hydroelectric | HY |  | S | 1.7 | 1 | 1.6 | 1.6 | 0.1 | N |  |  | N | IPP Non-CHP | 2 | X | WAT
Conventional Hydroelectric.WAT | hydro | TRUE | 3473 | Metro Wtr Recl Dist Grtr Chi | 10903 | Lockport Powerhouse | IL | Will | 1GEN | Conventional Hydroelectric | HY |  | S | 8 | 1 | 6 | 6 | 2.5 | N |  |  | N | IPP Non-CHP | 2 | X | WAT
Conventional Hydroelectric.WAT | hydro | TRUE | 3473 | Metro Wtr Recl Dist Grtr Chi | 10903 | Lockport Powerhouse | IL | Will | 2GEN | Conventional Hydroelectric | HY |  | S | 8 | 1 | 6 | 6 | 2.5 | N |  |  | N | IPP Non-CHP | 2 | X | WAT
Natural Gas Fired Combined Cycle.NG | natural gas combined cycle | TRUE | 15114 | Pittsfield Generating Company, LP | 50002 | Pittsfield Generating LP | MA | Berkshire | GEN1 | Natural Gas Fired Combined Cycle | CT | CC1 | W | 40.7 | 0.95 | 36.7 | 45 | 25 | N |  |  | Y | IPP CHP | 3 | T | NG | DFO
Natural Gas Fired Combined Cycle.NG | natural gas combined cycle | TRUE | 15114 | Pittsfield Generating Company, LP | 50002 | Pittsfield Generating LP | MA | Berkshire | GEN2 | Natural Gas Fired Combined Cycle | CT | CC1 | W | 40.7 | 0.95 | 35.2 | 44.1 | 25 | N |  |  | Y | IPP CHP | 3 | T | NG | DFO
Natural Gas Fired Combined Cycle.NG | natural gas combined cycle | TRUE | 15114 | Pittsfield Generating Company, LP | 50002 | Pittsfield Generating LP | MA | Berkshire | GEN3 | Natural Gas Fired Combined Cycle | CT | CC1 | W | 40.7 | 0.95 | 38.2 | 45.2 | 25 | N |  |  | Y | IPP CHP | 3 | T | NG | DFO
Natural Gas Fired Combined Cycle.NG | natural gas combined cycle | TRUE | 15114 | Pittsfield Generating Company, LP | 50002 | Pittsfield Generating LP | MA | Berkshire | GEN4 | Natural Gas Fired Combined Cycle | CA | CC1 | W | 53.4 | 0.95 | 47.6 | 51.5 | 6 | N |  |  | Y | IPP CHP | 3 | B | NG
Natural Gas Fired Combustion Turbine.NG | natural gas peaker | TRUE | 60662 | WCAC Operating Company | 50003 | Chalk Cliff Limited | CA | Kern | GEN1 | Natural Gas Fired Combustion Turbine | GT |  | W | 46 | 0.85 | 46 | 48 | 32 | N |  |  | Y | IPP CHP | 3 | T | NG
Natural Gas Fired Combined Cycle.NG | natural gas combined cycle | TRUE | 3890 | EFS Cogen Holdings I LLC | 50006 | Linden Cogen Plant | NJ | Union | GTG1 | Natural Gas Fired Combined Cycle | CT | CC1 | S | 95.2 | 0.9 | 98.7 | 99.8 | 47.6 | N |  |  | Y | IPP CHP | 3 | T | NG | WO
Natural Gas Fired Combined Cycle.NG | natural gas combined cycle | TRUE | 3890 | EFS Cogen Holdings I LLC | 50006 | Linden Cogen Plant | NJ | Union | GTG2 | Natural Gas Fired Combined Cycle | CT | CC1 | S | 95.2 | 0.9 | 98.7 | 99.8 | 47.6 | N |  |  | Y | IPP CHP | 3 | T | NG | WO
Natural Gas Fired Combined Cycle.NG | natural gas combined cycle | TRUE | 3890 | EFS Cogen Holdings I LLC | 50006 | Linden Cogen Plant | NJ | Union | GTG3 | Natural Gas Fired Combined Cycle | CT | CC1 | S | 95.2 | 0.9 | 98.7 | 99.8 | 47.6 | N |  |  | Y | IPP CHP | 3 | T | NG | WO
Natural Gas Fired Combined Cycle.NG | natural gas combined cycle | TRUE | 3890 | EFS Cogen Holdings I LLC | 50006 | Linden Cogen Plant | NJ | Union | GTG4 | Natural Gas Fired Combined Cycle | CT | CC1 | S | 95.2 | 0.9 | 98.7 | 99.8 | 47.6 | N |  |  | Y | IPP CHP | 3 | T | NG | WO
Natural Gas Fired Combined Cycle.NG | natural gas combined cycle | TRUE | 3890 | EFS Cogen Holdings I LLC | 50006 | Linden Cogen Plant | NJ | Union | GTG5 | Natural Gas Fired Combined Cycle | CT | CC1 | S | 95.2 | 0.9 | 98.7 | 99.8 | 47.6 | N |  |  | Y | IPP CHP | 3 | T | NG | WO
Natural Gas Fired Combined Cycle.NG | natural gas combined cycle | TRUE | 3890 | EFS Cogen Holdings I LLC | 50006 | Linden Cogen Plant | NJ | Union | GTG6 | Natural Gas Fired Combined Cycle | CT | CC1 | S | 212.5 | 0.85 | 162.6 | 192.5 | 80 | N |  |  | Y | IPP CHP | 3 | T | NG | DFO
Natural Gas Fired Combined Cycle.NG | natural gas combined cycle | TRUE | 3890 | EFS Cogen Holdings I LLC | 50006 | Linden Cogen Plant | NJ | Union | STG1 | Natural Gas Fired Combined Cycle | CA | CC1 | S | 95.2 | 0.9 | 98.7 | 99.7 | 25 | N |  |  | Y | IPP CHP | 3 | T | NG | WO
Natural Gas Fired Combined Cycle.NG | natural gas combined cycle | TRUE | 3890 | EFS Cogen Holdings I LLC | 50006 | Linden Cogen Plant | NJ | Union | STG2 | Natural Gas Fired Combined Cycle | CA | CC1 | S | 95.2 | 0.9 | 98.7 | 99.7 | 25 | N |  |  | Y | IPP CHP | 3 | T | NG | WO
Natural Gas Fired Combined Cycle.NG | natural gas combined cycle | TRUE | 3890 | EFS Cogen Holdings I LLC | 50006 | Linden Cogen Plant | NJ | Union | STG3 | Natural Gas Fired Combined Cycle | CA | CC1 | S | 95.2 | 0.9 | 98.6 | 99.6 | 25 | N |  |  | Y | IPP CHP | 3 | T | NG | WO
Conventional Hydroelectric.WAT | hydro | FALSE | 55698 | Hawks Nest Hydro LLC | 50010 | Glen Ferris Hydro | WV | Fayette | GEN1 | Conventional Hydroelectric | HY |  | S | 0.4 | 0.9 | 0.4 | 0.4 | 0.2 | N |  |  | N | Industrial Non-CHP | 6 | X | WAT
Conventional Hydroelectric.WAT | hydro | FALSE | 55698 | Hawks Nest Hydro LLC | 50010 | Glen Ferris Hydro | WV | Fayette | GEN2 | Conventional Hydroelectric | HY |  | S | 0.4 | 0.9 | 0.4 | 0.4 | 0.2 | N |  |  | N | Industrial Non-CHP | 6 | X | WAT
Conventional Hydroelectric.WAT | hydro | FALSE | 55698 | Hawks Nest Hydro LLC | 50010 | Glen Ferris Hydro | WV | Fayette | GEN3 | Conventional Hydroelectric | HY |  | S | 0.4 | 0.9 | 0.4 | 0.4 | 0.2 | N |  |  | N | Industrial Non-CHP | 6 | X | WAT
Conventional Hydroelectric.WAT | hydro | FALSE | 55698 | Hawks Nest Hydro LLC | 50010 | Glen Ferris Hydro | WV | Fayette | GEN4 | Conventional Hydroelectric | HY |  | S | 0.4 | 0.9 | 0.4 | 0.4 | 0.2 | N |  |  | N | Industrial Non-CHP | 6 | X | WAT
Conventional Hydroelectric.WAT | hydro | FALSE | 55698 | Hawks Nest Hydro LLC | 50010 | Glen Ferris Hydro | WV | Fayette | GEN5 | Conventional Hydroelectric | HY |  | S | 0.4 | 0.9 | 0.4 | 0.4 | 0.2 | N |  |  | N | Industrial Non-CHP | 6 | X | WAT
Conventional Hydroelectric.WAT | hydro | FALSE | 55698 | Hawks Nest Hydro LLC | 50010 | Glen Ferris Hydro | WV | Fayette | GEN6 | Conventional Hydroelectric | HY |  | S | 0.4 | 0.9 | 0.4 | 0.4 | 0.2 | N |  |  | N | Industrial Non-CHP | 6 | X | WAT
Conventional Hydroelectric.WAT | hydro | FALSE | 55698 | Hawks Nest Hydro LLC | 50010 | Glen Ferris Hydro | WV | Fayette | GEN7 | Conventional Hydroelectric | HY |  | S | 1.9 | 0.9 | 1.9 | 1.9 | 0.7 | N |  |  | N | Industrial Non-CHP | 6 | X | WAT
Conventional Hydroelectric.WAT | hydro | FALSE | 55698 | Hawks Nest Hydro LLC | 50010 | Glen Ferris Hydro | WV | Fayette | GEN8 | Conventional Hydroelectric | HY |  | S | 1.9 | 0.9 | 1.9 | 1.9 | 0.7 | N |  |  | N | Industrial Non-CHP | 6 | X | WAT
Conventional Hydroelectric.WAT | hydro | FALSE | 55698 | Hawks Nest Hydro LLC | 50011 | Hawks Nest Hydro | WV | Fayette | GEN1 | Conventional Hydroelectric | HY |  | W | 25.5 | 0.9 | 24.2 | 23.5 | 2 | N |  |  | N | Industrial Non-CHP | 6 | X | WAT
Conventional Hydroelectric.WAT | hydro | FALSE | 55698 | Hawks Nest Hydro LLC | 50011 | Hawks Nest Hydro | WV | Fayette | GEN2 | Conventional Hydroelectric | HY |  | W | 25.5 | 0.9 | 24.2 | 23.5 | 2 | N |  |  | N | Industrial Non-CHP | 6 | X | WAT
Conventional Hydroelectric.WAT | hydro | FALSE | 55698 | Hawks Nest Hydro LLC | 50011 | Hawks Nest Hydro | WV | Fayette | GEN3 | Conventional Hydroelectric | HY |  | W | 25.5 | 0.9 | 24.2 | 23.5 | 2 | N |  |  | N | Industrial Non-CHP | 6 | X | WAT
Conventional Hydroelectric.WAT | hydro | FALSE | 55698 | Hawks Nest Hydro LLC | 50011 | Hawks Nest Hydro | WV | Fayette | GEN4 | Conventional Hydroelectric | HY |  | W | 25.5 | 0.9 | 24.2 | 23.5 | 2 | N |  |  | N | Industrial Non-CHP | 6 | X | WAT
Natural Gas Fired Combustion Turbine.NG | natural gas peaker | FALSE | 6426 | Flint Hills Resources Corpus Christi LLC | 50026 | Corpus Refinery | TX | Nueces | FR6 | Natural Gas Fired Combustion Turbine | GT |  | S | 47 | 0.85 | 32 | 41 | 5 | N |  |  | Y | Industrial CHP | 7 | T | NG
Wood/Wood Waste Biomass.BLQ | biomass | TRUE | 16064 | Graphic Packaging International | 50028 | Plant 31 Paper Mill | LA | Ouachita | GEN5 | Wood/Wood Waste Biomass | ST |  | S | 25 | 0.85 | 25 | 25 | 3 | N |  |  | Y | Industrial CHP | 7 | T | BLQ | WDS | NG
Wood/Wood Waste Biomass.BLQ | biomass | TRUE | 16064 | Graphic Packaging International | 50028 | Plant 31 Paper Mill | LA | Ouachita | GEN6 | Wood/Wood Waste Biomass | ST |  | S | 20 | 0.85 | 20 | 20 | 3 | N |  |  | Y | Industrial CHP | 7 | T | BLQ | WDS | NG
Natural Gas Fired Combustion Turbine.NG | natural gas peaker | FALSE | 16064 | Graphic Packaging International | 50028 | Plant 31 Paper Mill | LA | Ouachita | GEN7 | Natural Gas Fired Combustion Turbine | GT |  | S | 39.2 | 0.92 | 32 | 39 | 26 | N |  |  | Y | Industrial CHP | 7 | T | NG
Conventional Hydroelectric.WAT | hydro | TRUE | 63840 | Clear Energy Capital, LLC | 50031 | Mt Ida Hydroelectric | NY | Rensselaer | 3983 | Conventional Hydroelectric | HY |  | S | 1.5 | 1 | 1.5 | 1.5 | 0.2 | N |  |  | N | IPP Non-CHP | 2 | X | WAT
Conventional Hydroelectric.WAT | hydro | TRUE | 63840 | Clear Energy Capital, LLC | 50031 | Mt Ida Hydroelectric | NY | Rensselaer | 3986 | Conventional Hydroelectric | HY |  | S | 1.5 | 1 | 1.5 | 1.5 | 0.2 | N |  |  | N | IPP Non-CHP | 2 | X | WAT
Conventional Hydroelectric.WAT | hydro | TRUE | 19774 | Valley Falls Associates | 50034 | Valley Falls Hydroelectric Facility | NY | Rensselaer | GEN1 | Conventional Hydroelectric | HY |  | S | 2.5 | 1 | 2.5 | 2.5 | 0.4 | N |  |  | N | IPP Non-CHP | 2 | X | WAT
Municipal Solid Waste.MSW | municipal solid waste | FALSE | 22219 | Maine Waste to Energy | 50035 | MMWAC Resource Recovery Facility | ME | Androscoggin | ST1 | Municipal Solid Waste | ST |  | S | 5 | 0.8 | 2.7 | 2.7 | 1.9 | N |  |  | N | Commercial Non-CHP | 4 | X | MSW
Conventional Hydroelectric.WAT | hydro | TRUE | 4434 | New Martinsville Hannibal Hydro | 50036 | New Martinsville Hannibal Hydro | WV | Wetzel | UNT1 | Conventional Hydroelectric | HY |  | S | 18.7 | 0.95 | 9.5 | 9.5 | 1 | N |  |  | N | IPP Non-CHP | 2 | X | WAT
Conventional Hydroelectric.WAT | hydro | TRUE | 4434 | New Martinsville Hannibal Hydro | 50036 | New Martinsville Hannibal Hydro | WV | Wetzel | UNT2 | Conventional Hydroelectric | HY |  | S | 18.7 | 0.95 | 9.5 | 9.5 | 1 | N |  |  | N | IPP Non-CHP | 2 | X | WAT
Conventional Hydroelectric.WAT | hydro | TRUE | 30347 | Olcese Water District | 50037 | Rio Bravo Hydro Project | CA | Kern | UNT1 | Conventional Hydroelectric | HY |  | S | 7 | 0.9 | 6.7 | 6.4 | 1.5 | N |  |  | N | IPP Non-CHP | 2 | X | WAT
Conventional Hydroelectric.WAT | hydro | TRUE | 30347 | Olcese Water District | 50037 | Rio Bravo Hydro Project | CA | Kern | UNT2 | Conventional Hydroelectric | HY |  | S | 7 | 0.9 | 6.7 | 6.4 | 1.5 | N |  |  | N | IPP Non-CHP | 2 | X | WAT
Natural Gas Steam Turbine.NG | natural gas steam turbine | FALSE | 16544 | Saint - Gobain Abrasives Inc | 50041 | Norton Powerhouse | MA | Worcester | GEN1 | Natural Gas Steam Turbine | ST |  | S | 2.5 | 0.8 | 2.5 | 2.5 | 0.4 | N |  |  | Y | Industrial CHP | 7 | T | NG
Natural Gas Steam Turbine.NG | natural gas steam turbine | FALSE | 16544 | Saint - Gobain Abrasives Inc | 50041 | Norton Powerhouse | MA | Worcester | GEN2 | Natural Gas Steam Turbine | ST |  | S | 3.1 | 0.8 | 3.1 | 3.1 | 0.4 | N |  |  | Y | Industrial CHP | 7 | T | NG
Natural Gas Fired Combined Cycle.NG | natural gas combined cycle | FALSE | 14254 | Oxy Vinyls LP | 50043 | Houston Chemical Complex Battleground | TX | Harris | GT1 | Natural Gas Fired Combined Cycle | CT | CC1 | S | 104.2 | 0.9 | 66 | 74 | 52 | N |  |  | Y | Industrial CHP | 7 | T | NG
Natural Gas Fired Combined Cycle.NG | natural gas combined cycle | FALSE | 14254 | Oxy Vinyls LP | 50043 | Houston Chemical Complex Battleground | TX | Harris | GT2 | Natural Gas Fired Combined Cycle | CT | CC1 | S | 104.2 | 0.9 | 66 | 74 | 52 | N |  |  | Y | Industrial CHP | 7 | T | NG
Natural Gas Fired Combined Cycle.NG | natural gas combined cycle | FALSE | 14254 | Oxy Vinyls LP | 50043 | Houston Chemical Complex Battleground | TX | Harris | GT3 | Natural Gas Fired Combined Cycle | CT | CC1 | S | 84.9 | 0.9 | 69 | 78 | 55 | N |  |  | Y | Industrial CHP | 7 | T | NG
Natural Gas Fired Combined Cycle.NG | natural gas combined cycle | FALSE | 14254 | Oxy Vinyls LP | 50043 | Houston Chemical Complex Battleground | TX | Harris | ST | Natural Gas Fired Combined Cycle | CA | CC1 | S | 87.4 | 0.85 | 62 | 74 | 25 | N |  |  | Y | Industrial CHP | 7 | T | NG | OG
Conventional Hydroelectric.WAT | hydro | TRUE | 57280 | Eagle Creek Renewable Energy, LLC | 50047 | International Paper Jay Hydro | ME | Franklin | GEN1 | Conventional Hydroelectric | HY |  | W | 0.5 | 0.9 | 0.5 | 0.5 | 0.2 | N |  |  | N | IPP Non-CHP | 2 | X | WAT
Conventional Hydroelectric.WAT | hydro | TRUE | 57280 | Eagle Creek Renewable Energy, LLC | 50047 | International Paper Jay Hydro | ME | Franklin | GEN2 | Conventional Hydroelectric | HY |  | W | 0.5 | 0.9 | 0.5 | 0.5 | 0.2 | N |  |  | N | IPP Non-CHP | 2 | X | WAT
Conventional Hydroelectric.WAT | hydro | TRUE | 57280 | Eagle Creek Renewable Energy, LLC | 50047 | International Paper Jay Hydro | ME | Franklin | GEN3 | Conventional Hydroelectric | HY |  | W | 0.5 | 0.9 | 0.5 | 0.5 | 0.2 | N |  |  | N | IPP Non-CHP | 2 | X | WAT
Conventional Hydroelectric.WAT | hydro | TRUE | 57280 | Eagle Creek Renewable Energy, LLC | 50047 | International Paper Jay Hydro | ME | Franklin | GEN4 | Conventional Hydroelectric | HY |  | W | 0.5 | 0.9 | 0.5 | 0.5 | 0.2 | N |  |  | N | IPP Non-CHP | 2 | X | WAT
Conventional Hydroelectric.WAT | hydro | TRUE | 57280 | Eagle Creek Renewable Energy, LLC | 50047 | International Paper Jay Hydro | ME | Franklin | GEN5 | Conventional Hydroelectric | HY |  | W | 0.5 | 0.9 | 0.5 | 0.5 | 0.2 | N |  |  | N | IPP Non-CHP | 2 | X | WAT
Conventional Hydroelectric.WAT | hydro | TRUE | 57280 | Eagle Creek Renewable Energy, LLC | 50047 | International Paper Jay Hydro | ME | Franklin | GEN6 | Conventional Hydroelectric | HY |  | W | 0.6 | 0.9 | 0.6 | 0.6 | 0.2 | N |  |  | N | IPP Non-CHP | 2 | X | WAT
Wood/Wood Waste Biomass.WDS | biomass | TRUE | 60153 | Mendocino Forest Products | 50049 | Humboldt Sawmill Company | CA | Humboldt | GEN1 | Wood/Wood Waste Biomass | ST |  | S | 12.5 | 0.99 | 13 | 13 | 1 | N |  |  | Y | Industrial CHP | 7 | T | WDS | DFO
Wood/Wood Waste Biomass.WDS | biomass | TRUE | 60153 | Mendocino Forest Products | 50049 | Humboldt Sawmill Company | CA | Humboldt | GEN2 | Wood/Wood Waste Biomass | ST |  | S | 12.5 | 0.99 | 13 | 13 | 1 | N |  |  | Y | Industrial CHP | 7 | T | WDS | DFO
Wood/Wood Waste Biomass.WDS | biomass | TRUE | 60153 | Mendocino Forest Products | 50049 | Humboldt Sawmill Company | CA | Humboldt | GEN3 | Wood/Wood Waste Biomass | ST |  | S | 7.5 | 0.99 | 7.5 | 7.5 | 1 | N |  |  | N | Industrial CHP | 7 | X | WDS | DFO
Municipal Solid Waste.MSW | municipal solid waste | FALSE | 6036 | ESOCO Orrington LLC | 50051 | Penobscot Energy Recovery | ME | Penobscot | GEN1 | Municipal Solid Waste | ST |  | J | 25.3 | 0.85 | 21.2 | 21.2 | 5 | N |  |  | N | Commercial Non-CHP | 4 | X | MSW | DFO | WDS
Natural Gas Fired Combustion Turbine.NG | natural gas peaker | FALSE | 15941 | Rice University | 50054 | Rice University | TX | Harris | GEN1 | Natural Gas Fired Combustion Turbine | GT |  | S | 3.1 | 0.98 | 3.1 | 2.8 | 2.8 | N |  |  | Y | Commercial CHP | 5 | T | NG
Natural Gas Fired Combustion Turbine.NG | natural gas peaker | FALSE | 15941 | Rice University | 50054 | Rice University | TX | Harris | GEN2 | Natural Gas Fired Combustion Turbine | GT |  | S | 3.8 | 0.98 | 3.8 | 3.8 | 3.8 | N |  |  | Y | Commercial CHP | 5 | T | NG
Landfill Gas.LFG | natural gas peaker | FALSE | 15380 | Prince George's County | 50060 | Brown Station Road Plant I | MD | Prince Georges | 3972 | Landfill Gas | IC |  | S | 0.9 | 0.8 | 0.8 | 0.8 | 0.4 | N |  |  | N | Commercial Non-CHP | 4 | X | LFG
Landfill Gas.LFG | natural gas peaker | FALSE | 15380 | Prince George's County | 50060 | Brown Station Road Plant I | MD | Prince Georges | 9314 | Landfill Gas | IC |  | S | 0.9 | 0.8 | 0.8 | 0.8 | 0.4 | N |  |  | N | Commercial Non-CHP | 4 | X | LFG
Landfill Gas.LFG | natural gas peaker | FALSE | 15380 | Prince George's County | 50060 | Brown Station Road Plant I | MD | Prince Georges | 9340 | Landfill Gas | IC |  | S | 0.9 | 0.8 | 0.8 | 0.8 | 0.4 | N |  |  | N | Commercial Non-CHP | 4 | X | LFG
Natural Gas Fired Combined Cycle.NG | natural gas combined cycle | FALSE | 16625 | San Diego State University | 50061 | San Diego State University | CA | San Diego | GEN2 | Natural Gas Fired Combined Cycle | CT | CC1 | S | 5.1 | 1 | 4.6 | 4.8 | 3.4 | N |  |  | Y | Commercial CHP | 5 | T | NG
Natural Gas Fired Combined Cycle.NG | natural gas combined cycle | FALSE | 16625 | San Diego State University | 50061 | San Diego State University | CA | San Diego | GEN3 | Natural Gas Fired Combined Cycle | CT | CC1 | S | 5.1 | 1 | 4.6 | 4.8 | 3.4 | N |  |  | Y | Commercial CHP | 5 | T | NG
Natural Gas Fired Combined Cycle.NG | natural gas combined cycle | FALSE | 16625 | San Diego State University | 50061 | San Diego State University | CA | San Diego | GEN4 | Natural Gas Fired Combined Cycle | CA | CC1 | S | 4.1 | 1 | 4.1 | 4.1 | 1 | N |  |  | Y | Commercial CHP | 5 | T | NG
Solar Photovoltaic.SUN | solar PV | FALSE | 16625 | San Diego State University | 50061 | San Diego State University | CA | San Diego | GEN5 | Solar Photovoltaic | PV |  | S | 0.1 |  | 0.1 | 0.1 |  | N |  |  | N | Commercial CHP | 5 | X | SUN
Solar Photovoltaic.SUN | solar PV | FALSE | 16625 | San Diego State University | 50061 | San Diego State University | CA | San Diego | GEN6 | Solar Photovoltaic | PV |  | S | 0.3 |  | 0.3 | 0.2 |  | N |  |  | N | Commercial CHP | 5 | X | SUN
Solar Photovoltaic.SUN | solar PV | FALSE | 16625 | San Diego State University | 50061 | San Diego State University | CA | San Diego | GEN7 | Solar Photovoltaic | PV |  | S | 0.3 |  | 0.3 | 0.2 |  | N |  |  | N | Commercial CHP | 5 | X | SUN
Solar Photovoltaic.SUN | solar PV | FALSE | 16625 | San Diego State University | 50061 | San Diego State University | CA | San Diego | GEN8 | Solar Photovoltaic | PV |  | S | 0.1 |  | 0.1 | 0.1 |  | N |  |  | N | Commercial CHP | 5 | X | SUN
Natural Gas Fired Combustion Turbine.NG | natural gas peaker | FALSE | 22142 | Santa Cruz Cogeneration Assoc | 50064 | Univ of Calif Santa Cruz Cogeneration | CA | Santa Cruz | 003 | Natural Gas Fired Combustion Turbine | GT |  | S | 4.4 | 0.9 | 4.4 | 4.4 | 0.5 | N |  |  | Y | Commercial CHP | 5 | T | NG
Geothermal.GEO | geothermal | TRUE | 7160 | Geysers Power Co LLC | 50066 | Calistoga Power Plant | CA | Lake | UNT1 | Geothermal | ST |  | S | 88.2 | 1 | 50 | 55 | 15 | N |  |  | N | IPP Non-CHP | 2 | X | GEO
Geothermal.GEO | geothermal | TRUE | 7160 | Geysers Power Co LLC | 50066 | Calistoga Power Plant | CA | Lake | UNT2 | Geothermal | ST |  | S | 88.2 | 1 | 50 | 55 | 15 | N |  |  | N | IPP Non-CHP | 2 | X | GEO
Natural Gas Steam Turbine.NG | natural gas steam turbine | FALSE | 17145 | Sid Richardson Carbon Ltd | 50067 | Borger Plant | TX | Hutchinson | GEN1 | Natural Gas Steam Turbine | ST |  | S | 37.5 | 0.8 | 27.5 | 27.5 | 2.5 | N |  |  | Y | Industrial CHP | 7 | T | NG | BFG
Municipal Solid Waste.MSW | municipal solid waste | FALSE | 17445 | Solid Waste Authority of Palm Beach Co | 50071 | Palm Beach Renewable Energy Facility 1 | FL | Palm Beach | GEN1 | Municipal Solid Waste | ST |  | S | 62.3 | 0.85 | 50 | 50 | 0 | N |  |  | N | Commercial Non-CHP | 4 | X | MSW
Conventional Hydroelectric.WAT | hydro | TRUE | 19532 | United Water Conservation District | 50076 | Santa Felicia Dam | CA | Ventura | UNT1 | Conventional Hydroelectric | HY |  | S | 0.2 | 0.9 | 0.2 | 0.2 | 0.1 | N |  |  | N | IPP Non-CHP | 2 | X | WAT
Conventional Hydroelectric.WAT | hydro | TRUE | 19532 | United Water Conservation District | 50076 | Santa Felicia Dam | CA | Ventura | UNT2 | Conventional Hydroelectric | HY |  | S | 1.1 | 0.9 | 1.1 | 1 | 0.8 | N |  |  | N | IPP Non-CHP | 2 | X | WAT
Conventional Hydroelectric.WAT | hydro | TRUE | 63985 | Hydroland Omega LLC | 50079 | Goodyear Lake Plant | NY | Otsego | GEN1 | Conventional Hydroelectric | HY |  | S | 0.8 | 1 | 0.8 | 0.7 | 0.1 | N |  |  | N | IPP Non-CHP | 2 | X | WAT
Conventional Hydroelectric.WAT | hydro | TRUE | 63985 | Hydroland Omega LLC | 50079 | Goodyear Lake Plant | NY | Otsego | GEN2 | Conventional Hydroelectric | HY |  | S | 0.6 | 1 | 0.6 | 0.6 | 0.1 | N |  |  | N | IPP Non-CHP | 2 | X | WAT
Conventional Hydroelectric.WAT | hydro | TRUE | 57280 | Eagle Creek Renewable Energy, LLC | 50080 | Otis Hydro | ME | Franklin | GEN1 | Conventional Hydroelectric | HY |  | W | 5.1 | 0.9 | 5.1 | 5.1 | 2 | N |  |  | N | IPP Non-CHP | 2 | X | WAT
Conventional Hydroelectric.WAT | hydro | TRUE | 57280 | Eagle Creek Renewable Energy, LLC | 50080 | Otis Hydro | ME | Franklin | GEN2 | Conventional Hydroelectric | HY |  | W | 5.1 | 0.9 | 5.1 | 5.1 | 2 | N |  |  | N | IPP Non-CHP | 2 | X | WAT
Conventional Hydroelectric.WAT | hydro | TRUE | 57280 | Eagle Creek Renewable Energy, LLC | 50081 | International Paper Riley Hydro | ME | Franklin | GEN1 | Conventional Hydroelectric | HY |  | W | 1.1 | 0.85 | 1.1 | 1.1 | 0.8 | N |  |  | N | IPP Non-CHP | 2 | X | WAT
Conventional Hydroelectric.WAT | hydro | TRUE | 57280 | Eagle Creek Renewable Energy, LLC | 50081 | International Paper Riley Hydro | ME | Franklin | GEN2 | Conventional Hydroelectric | HY |  | W | 1.1 | 0.85 | 1.1 | 1.1 | 0.8 | N |  |  | N | IPP Non-CHP | 2 | X | WAT
Conventional Hydroelectric.WAT | hydro | TRUE | 57280 | Eagle Creek Renewable Energy, LLC | 50081 | International Paper Riley Hydro | ME | Franklin | GEN3 | Conventional Hydroelectric | HY |  | W | 1.1 | 0.85 | 1.1 | 1.1 | 0.8 | N |  |  | N | IPP Non-CHP | 2 | X | WAT
Conventional Hydroelectric.WAT | hydro | TRUE | 57280 | Eagle Creek Renewable Energy, LLC | 50081 | International Paper Riley Hydro | ME | Franklin | GEN4 | Conventional Hydroelectric | HY |  | W | 1.1 | 0.85 | 1.1 | 1.1 | 0.8 | N |  |  | N | IPP Non-CHP | 2 | X | WAT
Conventional Hydroelectric.WAT | hydro | TRUE | 57280 | Eagle Creek Renewable Energy, LLC | 50081 | International Paper Riley Hydro | ME | Franklin | GEN5 | Conventional Hydroelectric | HY |  | W | 1.1 | 0.85 | 1.1 | 1.1 | 0.8 | N |  |  | N | IPP Non-CHP | 2 | X | WAT
Conventional Hydroelectric.WAT | hydro | TRUE | 57280 | Eagle Creek Renewable Energy, LLC | 50081 | International Paper Riley Hydro | ME | Franklin | GEN6 | Conventional Hydroelectric | HY |  | W | 1.1 | 0.85 | 1.1 | 1.1 | 0.8 | N |  |  | N | IPP Non-CHP | 2 | X | WAT
Conventional Hydroelectric.WAT | hydro | TRUE | 57280 | Eagle Creek Renewable Energy, LLC | 50082 | International Paper Livermore Hydro | ME | Androscoggin | GEN1 | Conventional Hydroelectric | HY |  | W | 1.1 | 0.9 | 1.1 | 1.1 | 0.4 | N |  |  | N | IPP Non-CHP | 2 | X | WAT
Conventional Hydroelectric.WAT | hydro | TRUE | 57280 | Eagle Creek Renewable Energy, LLC | 50082 | International Paper Livermore Hydro | ME | Androscoggin | GEN2 | Conventional Hydroelectric | HY |  | W | 1.1 | 0.9 | 1.1 | 1.1 | 0.4 | N |  |  | N | IPP Non-CHP | 2 | X | WAT
Conventional Hydroelectric.WAT | hydro | TRUE | 57280 | Eagle Creek Renewable Energy, LLC | 50082 | International Paper Livermore Hydro | ME | Androscoggin | GEN3 | Conventional Hydroelectric | HY |  | W | 1.1 | 0.9 | 1.1 | 1.1 | 0.4 | N |  |  | N | IPP Non-CHP | 2 | X | WAT
Conventional Hydroelectric.WAT | hydro | TRUE | 57280 | Eagle Creek Renewable Energy, LLC | 50082 | International Paper Livermore Hydro | ME | Androscoggin | GEN4 | Conventional Hydroelectric | HY |  | W | 1.2 | 0.9 | 1.2 | 1.2 | 0.4 | N |  |  | N | IPP Non-CHP | 2 | X | WAT
Conventional Hydroelectric.WAT | hydro | TRUE | 57280 | Eagle Creek Renewable Energy, LLC | 50082 | International Paper Livermore Hydro | ME | Androscoggin | GEN5 | Conventional Hydroelectric | HY |  | W | 1.1 | 0.9 | 1.1 | 1.1 | 0.4 | N |  |  | N | IPP Non-CHP | 2 | X | WAT
Conventional Hydroelectric.WAT | hydro | TRUE | 57280 | Eagle Creek Renewable Energy, LLC | 50082 | International Paper Livermore Hydro | ME | Androscoggin | GEN6 | Conventional Hydroelectric | HY |  | W | 0.7 | 0.9 | 0.7 | 0.7 | 0.4 | N |  |  | N | IPP Non-CHP | 2 | X | WAT
Conventional Hydroelectric.WAT | hydro | TRUE | 57280 | Eagle Creek Renewable Energy, LLC | 50082 | International Paper Livermore Hydro | ME | Androscoggin | GEN7 | Conventional Hydroelectric | HY |  | W | 0.9 | 0.9 | 0.9 | 0.9 | 0.4 | N |  |  | N | IPP Non-CHP | 2 | X | WAT
Conventional Hydroelectric.WAT | hydro | TRUE | 57280 | Eagle Creek Renewable Energy, LLC | 50082 | International Paper Livermore Hydro | ME | Androscoggin | GEN8 | Conventional Hydroelectric | HY |  | W | 1 | 0.9 | 1 | 1 | 0.4 | N |  |  | N | IPP Non-CHP | 2 | X | WAT
Conventional Hydroelectric.WAT | hydro | TRUE | 57280 | Eagle Creek Renewable Energy, LLC | 50082 | International Paper Livermore Hydro | ME | Androscoggin | GEN9 | Conventional Hydroelectric | HY |  | W | 1 | 0.9 | 1 | 0.9 | 0.7 | N |  |  | N | IPP Non-CHP | 2 | X | WAT
Natural Gas Steam Turbine.NG | natural gas steam turbine | FALSE | 23955 | University of Massachusetts Medical | 50087 | Univ of Massachusetts Medical Center | MA | Worcester | GEN1 | Natural Gas Steam Turbine | ST |  | S | 2.5 | 0.8 | 1.5 | 1.5 | 0.5 | N |  |  | Y | Commercial CHP | 5 | B | NG | RFO
Natural Gas Steam Turbine.NG | natural gas steam turbine | FALSE | 23955 | University of Massachusetts Medical | 50087 | Univ of Massachusetts Medical Center | MA | Worcester | GEN2 | Natural Gas Steam Turbine | ST |  | S | 2.5 | 0.8 | 1.5 | 1.5 | 0.5 | N |  |  | Y | Commercial CHP | 5 | B | NG | RFO
Natural Gas Steam Turbine.NG | natural gas steam turbine | FALSE | 23955 | University of Massachusetts Medical | 50087 | Univ of Massachusetts Medical Center | MA | Worcester | GEN3 | Natural Gas Steam Turbine | ST |  | S | 5 | 0.9 | 3 | 3 | 1.5 | N |  |  | Y | Commercial CHP | 5 | B | NG | RFO
Natural Gas Fired Combustion Turbine.NG | natural gas peaker | FALSE | 23955 | University of Massachusetts Medical | 50087 | Univ of Massachusetts Medical Center | MA | Worcester | GEN4 | Natural Gas Fired Combustion Turbine | GT |  | S | 7.5 | 0.9 | 6 | 7.5 | 4.5 | N |  |  | N | Commercial CHP | 5 | X | NG | DFO
Petroleum Coke.PC | petroleum | FALSE | 21223 | University of Northern Iowa | 50088 | University of Northern Iowa | IA | Black Hawk | GEN1 | Petroleum Coke | ST |  | S | 7.5 | 0.85 | 7.5 | 7.5 | 2.6 | N |  |  | Y | Commercial CHP | 5 | B | PC | BIT | NG | DFO
Natural Gas Internal Combustion Engine.NG | natural gas peaker | FALSE | 24010 | University of San Francisco | 50089 | Univ of San Francisco Cogen | CA | San Francisco | S-17 | Natural Gas Internal Combustion Engine | IC |  | S | 1.5 | 0.8 | 1.4 | 1.4 | 1 | N |  |  | Y | Commercial CHP | 5 | T | NG
Conventional Hydroelectric.WAT | hydro | TRUE | 16990 | Sheep Creek Hydro Inc | 50091 | Sheep Creek Hydro | WA | Stevens | TB1 | Conventional Hydroelectric | HY |  | S | 1.3 | 0.8 | 1.3 | 0.8 | 0.4 | N |  |  | N | IPP Non-CHP | 2 | X | WAT
Conventional Hydroelectric.WAT | hydro | TRUE | 16990 | Sheep Creek Hydro Inc | 50091 | Sheep Creek Hydro | WA | Stevens | TB2 | Conventional Hydroelectric | HY |  | S | 0.3 | 0.8 | 0.3 | 0.2 | 0.1 | N |  |  | N | IPP Non-CHP | 2 | X | WAT
Conventional Hydroelectric.WAT | hydro | TRUE | 63985 | Hydroland Omega LLC | 50093 | Chateaugay High Falls Hydro | NY | Franklin | WT | Conventional Hydroelectric | HY |  | S | 1.7 | 1 | 1.6 | 1.6 | 0.1 | N |  |  | N | IPP Non-CHP | 2 | X | WAT
Natural Gas Internal Combustion Engine.NG | natural gas peaker | FALSE | 19148 | Vicinity Energy Trenton, L.P. | 50094 | Vicinity Energy Trenton, L.P. | NJ | Mercer | 7214 | Natural Gas Internal Combustion Engine | IC |  | S | 6 | 0.8 | 5.8 | 5.8 | 2.8 | N |  |  | Y | Commercial CHP | 5 | T | NG | DFO
Wood/Wood Waste Biomass.WDS | biomass | TRUE | 18461 | Tamarack Energy | 50099 | Tamarack Energy Partnership | ID | Adams | GEN1 | Wood/Wood Waste Biomass | ST |  | S | 6.2 | 0.8 | 5.8 | 6.2 | 3 | N |  |  | Y | IPP CHP | 3 | T | WDS
Wood/Wood Waste Biomass.BLQ | biomass | TRUE | 12307 | WestRock (TX) | 50101 | WestRock (TX) | TX | Jasper | GEN1 | Wood/Wood Waste Biomass | ST |  | S | 7.5 | 0.95 | 9.5 | 9.5 | 4.8 | N |  |  | Y | Industrial CHP | 7 | T | BLQ | WDS | NG
Wood/Wood Waste Biomass.BLQ | biomass | TRUE | 12307 | WestRock (TX) | 50101 | WestRock (TX) | TX | Jasper | GEN2 | Wood/Wood Waste Biomass | ST |  | S | 32.6 | 0.95 | 32 | 33 | 16.3 | N |  |  | Y | Industrial CHP | 7 | T | BLQ | WDS | NG
Wood/Wood Waste Biomass.BLQ | biomass | TRUE | 12307 | WestRock (TX) | 50101 | WestRock (TX) | TX | Jasper | GEN3 | Wood/Wood Waste Biomass | ST |  | S | 17.6 | 0.95 | 18 | 18 | 10 | N |  |  | Y | Industrial CHP | 7 | T | BLQ | WDS | NG
Conventional Hydroelectric.WAT | hydro | TRUE | 13442 | New Hampshire Hydro Associates | 50103 | China Mill Hydro | NH | Merrimack | GEN 1 | Conventional Hydroelectric | HY |  | W | 1.7 | 0.8 | 1.7 | 1.7 | 0 | N |  |  | N | IPP Non-CHP | 2 | X | WAT
Natural Gas Fired Combined Cycle.NG | natural gas combined cycle | TRUE | 54700 | Paris Generation LP | 50109 | Paris Energy Center | TX | Lamar | GEN1 | Natural Gas Fired Combined Cycle | CT | CC1 | S | 87.8 | 0.85 | 78 | 91 | 40 | N |  |  | N | IPP Non-CHP | 2 | X | NG | DFO
Natural Gas Fired Combined Cycle.NG | natural gas combined cycle | TRUE | 54700 | Paris Generation LP | 50109 | Paris Energy Center | TX | Lamar | GEN2 | Natural Gas Fired Combined Cycle | CT | CC1 | S | 87.8 | 0.85 | 80 | 94 | 40 | N |  |  | N | IPP Non-CHP | 2 | X | NG | DFO
Natural Gas Fired Combined Cycle.NG | natural gas combined cycle | TRUE | 54700 | Paris Generation LP | 50109 | Paris Energy Center | TX | Lamar | GEN3 | Natural Gas Fired Combined Cycle | CA | CC1 | S | 90 | 0.85 | 78 | 90 | 20 | N |  |  | N | IPP Non-CHP | 2 | X | NG
Wood/Wood Waste Biomass.WDS | biomass | TRUE | 17164 | Sierra Pacific Industries | 50110 | Sierra Pacific Burney Facility | CA | Shasta | GEN1 | Wood/Wood Waste Biomass | ST |  | S | 20 | 0.85 | 18.9 | 17.9 | 1 | N |  |  | Y | Industrial CHP | 7 | T | WDS
Wood/Wood Waste Biomass.WDS | biomass | TRUE | 17164 | Sierra Pacific Industries | 50112 | Sierra Pacific Quincy Facility | CA | Plumas | GEN3 | Wood/Wood Waste Biomass | ST |  | S | 35.2 | 0.9 | 24 | 24 | 3.2 | N |  |  | N | Industrial Non-CHP | 6 | X | WDS | DFO
Natural Gas Fired Combustion Turbine.NG | natural gas peaker | FALSE | 22669 | U S Borax Inc | 50115 | US Borax | CA | Kern | GEN1 | Natural Gas Fired Combustion Turbine | GT |  | S | 48.2 | 0.85 | 39 | 42 | 39 | N |  |  | Y | Industrial CHP | 7 | T | NG
Natural Gas Fired Combined Cycle.NG | natural gas combined cycle | FALSE | 19537 | University of Texas at Austin | 50118 | Hal C Weaver Power Plant | TX | Travis | GEN10 | Natural Gas Fired Combined Cycle | CT | HCWP | S | 34.4 | 0.8 | 33 | 32.5 | 21 | N |  |  | Y | Commercial CHP | 5 | T | NG
Natural Gas Fired Combined Cycle.NG | natural gas combined cycle | FALSE | 19537 | University of Texas at Austin | 50118 | Hal C Weaver Power Plant | TX | Travis | GEN4 | Natural Gas Fired Combined Cycle | CA | HCWP | S | 7.6 | 0.8 | 7.6 | 7.6 | 2 | N |  |  | Y | Commercial CHP | 5 | T | NG | DFO
Natural Gas Fired Combined Cycle.NG | natural gas combined cycle | FALSE | 19537 | University of Texas at Austin | 50118 | Hal C Weaver Power Plant | TX | Travis | GEN5 | Natural Gas Fired Combined Cycle | CA | HCWP | S | 6 | 0.8 | 6 | 6 | 2 | N |  |  | Y | Commercial CHP | 5 | T | NG | DFO
Natural Gas Fired Combined Cycle.NG | natural gas combined cycle | FALSE | 19537 | University of Texas at Austin | 50118 | Hal C Weaver Power Plant | TX | Travis | GEN7 | Natural Gas Fired Combined Cycle | CA | HCWP | S | 28.8 | 0.8 | 27.6 | 27.2 | 12.5 | N |  |  | Y | Commercial CHP | 5 | T | NG | DFO
Natural Gas Fired Combined Cycle.NG | natural gas combined cycle | FALSE | 19537 | University of Texas at Austin | 50118 | Hal C Weaver Power Plant | TX | Travis | GEN8 | Natural Gas Fired Combined Cycle | CT | HCWP | S | 48.5 | 0.8 | 46.5 | 45.8 | 23 | N |  |  | Y | Commercial CHP | 5 | T | NG
Natural Gas Fired Combined Cycle.NG | natural gas combined cycle | FALSE | 19537 | University of Texas at Austin | 50118 | Hal C Weaver Power Plant | TX | Travis | GEN9 | Natural Gas Fired Combined Cycle | CA | HCWP | S | 27.2 | 0.8 | 26.1 | 25.7 | 11 | N |  |  | Y | Commercial CHP | 5 | T | NG | DFO
Other Gases.OG | other | FALSE | 4208 | Phillips 66 Company | 50119 | Phillips 66 Rodeo Refinery | CA | Contra Costa | GENA | Other Gases | GT |  | S | 18.3 | 0.85 | 15.3 | 16.5 | 12 | N |  |  | Y | Industrial CHP | 7 | T | OG | NG
Other Gases.OG | other | FALSE | 4208 | Phillips 66 Company | 50119 | Phillips 66 Rodeo Refinery | CA | Contra Costa | GENB | Other Gases | GT |  | S | 18.3 | 0.85 | 15.4 | 16.6 | 12 | N |  |  | Y | Industrial CHP | 7 | T | OG | NG
Other Gases.OG | other | FALSE | 4208 | Phillips 66 Company | 50119 | Phillips 66 Rodeo Refinery | CA | Contra Costa | GENC | Other Gases | GT |  | S | 18.3 | 0.85 | 14.9 | 16.4 | 12 | N |  |  | Y | Industrial CHP | 7 | T | OG | NG
All Other.WH | other | FALSE | 19685 | Valero Refining Co | 50121 | Valero Refinery Corpus Christi West | TX | Nueces | PRU | All Other | ST | TG | S | 12 | 1 | 12 | 12 | 0 | N |  |  | N | Industrial Non-CHP | 6 | X | WH
Petroleum Coke.PC | petroleum | FALSE | 19685 | Valero Refining Co | 50121 | Valero Refinery Corpus Christi West | TX | Nueces | TG1 | Petroleum Coke | ST | TG | S | 28.6 | 0.8 | 26.6 | 26.9 | 5 | N |  |  | N | Industrial Non-CHP | 6 | X | PC | OG | NG
Petroleum Coke.PC | petroleum | FALSE | 19685 | Valero Refining Co | 50121 | Valero Refinery Corpus Christi West | TX | Nueces | TG2 | Petroleum Coke | ST | TG | S | 28.6 | 0.8 | 26.6 | 26.9 | 5 | N |  |  | N | Industrial Non-CHP | 6 | X | PC | OG | NG
Conventional Hydroelectric.WAT | hydro | TRUE | 20148 | Watervliet City of | 50123 | Normanskill Hydro Project | NY | Albany | GEN1 | Conventional Hydroelectric | HY |  | S | 1.2 | 1 | 1.2 | 1.2 | 0.5 | N |  |  | N | IPP Non-CHP | 2 | X | WAT
Conventional Hydroelectric.WAT | hydro | TRUE | 7601 | Green Mountain Power Corp | 50126 | Ottauquechee Hydro | VT | Windsor | 1 | Conventional Hydroelectric | HY |  | S | 1.2 | 1 | 1.1 | 1.1 | 0.1 | N |  |  | N | Electric Utility | 1 | X | WAT
Conventional Hydroelectric.WAT | hydro | TRUE | 7601 | Green Mountain Power Corp | 50126 | Ottauquechee Hydro | VT | Windsor | 2 | Conventional Hydroelectric | HY |  | S | 0.6 | 1 | 0.6 | 0.6 | 0.1 | N |  |  | N | Electric Utility | 1 | X | WAT
Natural Gas Fired Combined Cycle.NG | natural gas combined cycle | TRUE | 54777 | Signal Hill Generating LLC | 50127 | Signal Hill Generating LLC | TX | Wichita | GTA | Natural Gas Fired Combined Cycle | CT | CC1 | S | 20 | 0.8 | 19.7 | 19.7 | 2 | N |  |  | N | IPP Non-CHP | 2 | X | NG
Natural Gas Fired Combined Cycle.NG | natural gas combined cycle | TRUE | 54777 | Signal Hill Generating LLC | 50127 | Signal Hill Generating LLC | TX | Wichita | GTB | Natural Gas Fired Combined Cycle | CT | CC1 | S | 20 | 0.8 | 19.7 | 19.7 | 2 | N |  |  | N | IPP Non-CHP | 2 | X | NG
Natural Gas Fired Combined Cycle.NG | natural gas combined cycle | TRUE | 54777 | Signal Hill Generating LLC | 50127 | Signal Hill Generating LLC | TX | Wichita | GTC | Natural Gas Fired Combined Cycle | CT | CC1 | S | 20 | 0.8 | 19.7 | 19.7 | 2 | N |  |  | N | IPP Non-CHP | 2 | X | NG
Natural Gas Fired Combined Cycle.NG | natural gas combined cycle | TRUE | 54777 | Signal Hill Generating LLC | 50127 | Signal Hill Generating LLC | TX | Wichita | STD | Natural Gas Fired Combined Cycle | CA | CC1 | S | 20 | 0.8 | 17 | 16 | 2 | N |  |  | N | IPP Non-CHP | 2 | X | NG
Conventional Hydroelectric.WAT | hydro | TRUE | 22079 | Yolo County Flood Control WCD | 50128 | Clear Lake Hydro Project | CA | Lake | 3381 | Conventional Hydroelectric | HY |  | S | 2.5 | 1 | 2.4 | 2.3 | 0.1 | N |  |  | N | IPP Non-CHP | 2 | X | WAT
Conventional Hydroelectric.WAT | hydro | TRUE | 22079 | Yolo County Flood Control WCD | 50129 | Indian Valley Dam Hydro Project | CA | Lake | 1641 | Conventional Hydroelectric | HY |  | S | 1.4 | 0.8 | 1.3 | 1.3 | 1 | N |  |  | N | IPP Non-CHP | 2 | X | WAT
Conventional Hydroelectric.WAT | hydro | TRUE | 22079 | Yolo County Flood Control WCD | 50129 | Indian Valley Dam Hydro Project | CA | Lake | 1642 | Conventional Hydroelectric | HY |  | S | 1.4 | 0.8 | 1.3 | 1.3 | 1 | N |  |  | N | IPP Non-CHP | 2 | X | WAT
Conventional Hydroelectric.WAT | hydro | TRUE | 22079 | Yolo County Flood Control WCD | 50129 | Indian Valley Dam Hydro Project | CA | Lake | 8332 | Conventional Hydroelectric | HY |  | S | 0.1 | 0.88 | 0.1 | 0.1 | 0.1 | N |  |  | N | IPP Non-CHP | 2 | X | WAT
Natural Gas Fired Combustion Turbine.NG | natural gas peaker | TRUE | 3852 | Coalinga Cogeneration Co | 50131 | Coalinga Cogeneration | CA | Fresno | K100 | Natural Gas Fired Combustion Turbine | GT |  | S | 38.4 | 1 | 36 | 38 | 36 | N |  |  | Y | IPP CHP | 3 | T | NG
Natural Gas Fired Combustion Turbine.NG | natural gas peaker | TRUE | 18390 | Sycamore Cogeneration Co | 50134 | Sycamore Cogeneration | CA | Kern | GTAG | Natural Gas Fired Combustion Turbine | GT |  | S | 75 | 1 | 75 | 78 | 70 | N |  |  | Y | IPP CHP | 3 | T | NG
Natural Gas Fired Combustion Turbine.NG | natural gas peaker | TRUE | 18390 | Sycamore Cogeneration Co | 50134 | Sycamore Cogeneration | CA | Kern | GTBG | Natural Gas Fired Combustion Turbine | GT |  | S | 75 | 1 | 75 | 78 | 70 | N |  |  | Y | IPP CHP | 3 | T | NG
Natural Gas Fired Combustion Turbine.NG | natural gas peaker | TRUE | 18390 | Sycamore Cogeneration Co | 50134 | Sycamore Cogeneration | CA | Kern | GTCG | Natural Gas Fired Combustion Turbine | GT |  | S | 75 | 1 | 75 | 78 | 70 | N |  |  | Y | IPP CHP | 3 | T | NG
Natural Gas Fired Combustion Turbine.NG | natural gas peaker | TRUE | 18390 | Sycamore Cogeneration Co | 50134 | Sycamore Cogeneration | CA | Kern | GTDG | Natural Gas Fired Combustion Turbine | GT |  | S | 75 | 1 | 75 | 78 | 70 | N |  |  | Y | IPP CHP | 3 | T | NG
Natural Gas Internal Combustion Engine.NG | natural gas peaker | FALSE | 17460 | South Oak Hospital | 50136 | South Oaks Hospital | NY | Suffolk | CG1 | Natural Gas Internal Combustion Engine | IC |  | S | 0.2 | 1 | 0.1 | 0.1 | 0.1 | N |  |  | Y | Commercial CHP | 5 | T | NG
Natural Gas Internal Combustion Engine.NG | natural gas peaker | FALSE | 17460 | South Oak Hospital | 50136 | South Oaks Hospital | NY | Suffolk | CG2 | Natural Gas Internal Combustion Engine | IC |  | S | 0.2 | 1 | 0.1 | 0.1 | 0.1 | N |  |  | Y | Commercial CHP | 5 | T | NG
Natural Gas Internal Combustion Engine.NG | natural gas peaker | FALSE | 17460 | South Oak Hospital | 50136 | South Oaks Hospital | NY | Suffolk | CG3 | Natural Gas Internal Combustion Engine | IC |  | S | 0.2 | 1 | 0.1 | 0.1 | 0.1 | N |  |  | Y | Commercial CHP | 5 | T | NG
Natural Gas Internal Combustion Engine.NG | natural gas peaker | FALSE | 17460 | South Oak Hospital | 50136 | South Oaks Hospital | NY | Suffolk | CG4 | Natural Gas Internal Combustion Engine | IC |  | S | 0.2 | 1 | 0.1 | 0.1 | 0.1 | N |  |  | Y | Commercial CHP | 5 | T | NG
Natural Gas Internal Combustion Engine.NG | natural gas peaker | FALSE | 17460 | South Oak Hospital | 50136 | South Oaks Hospital | NY | Suffolk | CG5 | Natural Gas Internal Combustion Engine | IC |  | S | 0.2 | 1 | 0.1 | 0.1 | 0.1 | N |  |  | Y | Commercial CHP | 5 | T | NG
Natural Gas Fired Combustion Turbine.NG | natural gas peaker | TRUE | 65401 | Wharton County Generation LLC | 50137 | Newgulf Cogen | TX | Wharton | GEN1 | Natural Gas Fired Combustion Turbine | GT |  | W | 101.9 | 0.8 | 69 | 84 | 60 | N |  |  | N | IPP Non-CHP | 2 | X | NG
Wood/Wood Waste Biomass.WDS | biomass | TRUE | 27211 | Snider Industries Inc | 50141 | Snider Industries | TX | Harrison | WGN1 | Wood/Wood Waste Biomass | ST |  | S | 5 | 0.8 | 5 | 5 | 1 | N |  |  | Y | Industrial CHP | 7 | B | WDS
Natural Gas Steam Turbine.NG | natural gas steam turbine | FALSE | 27131 | Imperial Savannah LP | 50146 | Imperial Savannah LP | GA | Chatham | GENA | Natural Gas Steam Turbine | ST |  | S | 2.7 | 0.8 | 2.7 | 2.7 | 0.5 | N |  |  | Y | Industrial CHP | 7 | T | NG | BIT
Natural Gas Steam Turbine.NG | natural gas steam turbine | FALSE | 27131 | Imperial Savannah LP | 50146 | Imperial Savannah LP | GA | Chatham | GENB | Natural Gas Steam Turbine | ST |  | S | 3 | 0.8 | 3 | 3 | 0.5 | N |  |  | Y | Industrial CHP | 7 | T | NG | BIT
Natural Gas Steam Turbine.NG | natural gas steam turbine | FALSE | 27131 | Imperial Savannah LP | 50146 | Imperial Savannah LP | GA | Chatham | GENC | Natural Gas Steam Turbine | ST |  | S | 1 | 0.8 | 1 | 1 | 0.3 | N |  |  | Y | Industrial CHP | 7 | T | NG | BIT
Natural Gas Steam Turbine.NG | natural gas steam turbine | FALSE | 27131 | Imperial Savannah LP | 50146 | Imperial Savannah LP | GA | Chatham | GEND | Natural Gas Steam Turbine | ST |  | S | 5 | 1 | 4.5 | 4.5 | 1 | N |  |  | Y | Industrial CHP | 7 | T | NG | BIT
Conventional Hydroelectric.WAT | hydro | TRUE | 16713 | Santa Fe Irrigation District | 50147 | R E Badger Filtration Plant | CA | San Diego | 1 | Conventional Hydroelectric | HY |  | S | 1.4 | 0.8 | 1 | 0.5 | 0.5 | N |  |  | N | IPP Non-CHP | 2 | X | WAT
Natural Gas Fired Combined Cycle.NG | natural gas combined cycle | FALSE | 15320 | Linde Inc | 50148 | Linde Wilmington | CA | Los Angeles | GEN1 | Natural Gas Fired Combined Cycle | CT | CC1 | S | 25 | 0.9 | 21 | 21 | 18 | N |  |  | Y | Industrial CHP | 7 | T | NG
Natural Gas Fired Combined Cycle.NG | natural gas combined cycle | FALSE | 15320 | Linde Inc | 50148 | Linde Wilmington | CA | Los Angeles | GEN2 | Natural Gas Fired Combined Cycle | CA | CC1 | S | 6 | 0.9 | 6 | 6 | 4 | N |  |  | Y | Industrial CHP | 7 | B | NG
Natural Gas Steam Turbine.NG | natural gas steam turbine | FALSE | 19450 | Union Carbide Corp-Seadrift | 50150 | Union Carbide Seadrift Cogen | TX | Calhoun | GE10 | Natural Gas Steam Turbine | ST | G621 | S | 15 | 0.85 | 15 | 15 | 2 | N |  |  | Y | Industrial CHP | 7 | B | NG | OG
Natural Gas Fired Combustion Turbine.NG | natural gas peaker | FALSE | 19450 | Union Carbide Corp-Seadrift | 50150 | Union Carbide Seadrift Cogen | TX | Calhoun | GE11 | Natural Gas Fired Combustion Turbine | GT | G621 | S | 35 | 0.85 | 30 | 38 | 20 | N |  |  | Y | Industrial CHP | 7 | T | NG
Natural Gas Steam Turbine.NG | natural gas steam turbine | FALSE | 19450 | Union Carbide Corp-Seadrift | 50150 | Union Carbide Seadrift Cogen | TX | Calhoun | GEN5 | Natural Gas Steam Turbine | ST | G621 | S | 15 | 0.9 | 15 | 15 | 2 | N |  |  | Y | Industrial CHP | 7 | B | NG | OG
Natural Gas Fired Combustion Turbine.NG | natural gas peaker | FALSE | 19450 | Union Carbide Corp-Seadrift | 50150 | Union Carbide Seadrift Cogen | TX | Calhoun | GEN6 | Natural Gas Fired Combustion Turbine | GT | G621 | S | 35 | 0.9 | 30 | 38 | 17 | N |  |  | Y | Industrial CHP | 7 | T | NG
Natural Gas Steam Turbine.NG | natural gas steam turbine | FALSE | 19450 | Union Carbide Corp-Seadrift | 50150 | Union Carbide Seadrift Cogen | TX | Calhoun | GEN7 | Natural Gas Steam Turbine | ST | G621 | S | 6 | 0.9 | 6 | 6 | 1.5 | N |  |  | Y | Industrial CHP | 7 | B | NG | NG
Natural Gas Fired Combustion Turbine.NG | natural gas peaker | FALSE | 19450 | Union Carbide Corp-Seadrift | 50150 | Union Carbide Seadrift Cogen | TX | Calhoun | GEN8 | Natural Gas Fired Combustion Turbine | GT | G621 | S | 35 | 0.9 | 30 | 38 | 17 | N |  |  | Y | Industrial CHP | 7 | T | NG
Natural Gas Steam Turbine.NG | natural gas steam turbine | FALSE | 19450 | Union Carbide Corp-Seadrift | 50150 | Union Carbide Seadrift Cogen | TX | Calhoun | GEN9 | Natural Gas Steam Turbine | ST | G621 | S | 15 | 0.9 | 15 | 15 | 2 | N |  |  | Y | Industrial CHP | 7 | B | NG | OG
Natural Gas Fired Combustion Turbine.NG | natural gas peaker | FALSE | 19450 | Union Carbide Corp-Seadrift | 50150 | Union Carbide Seadrift Cogen | TX | Calhoun | IGT | Natural Gas Fired Combustion Turbine | GT | G621 | S | 12 | 0.9 | 12 | 12 |  | N |  |  | N | Industrial CHP | 7 | X | NG
Natural Gas Fired Combined Cycle.NG | natural gas combined cycle | FALSE | 5352 | Dow Chemical Co - St Charles | 50152 | Dow St Charles Operations | LA | St Charles | CGN1 | Natural Gas Fired Combined Cycle | CT | CC1 | S | 125.8 | 0.95 | 100 | 116 | 60 | N |  |  | Y | Industrial CHP | 7 | T | NG | OG
Natural Gas Fired Combined Cycle.NG | natural gas combined cycle | FALSE | 5352 | Dow Chemical Co - St Charles | 50152 | Dow St Charles Operations | LA | St Charles | CGN2 | Natural Gas Fired Combined Cycle | CT | CC1 | S | 125.8 | 0.95 | 100 | 116 | 60 | N |  |  | Y | Industrial CHP | 7 | T | NG | OG
Natural Gas Fired Combined Cycle.NG | natural gas combined cycle | FALSE | 5352 | Dow Chemical Co - St Charles | 50152 | Dow St Charles Operations | LA | St Charles | CSTG | Natural Gas Fired Combined Cycle | CA | CC1 | S | 50 | 0.95 | 50 | 50 | 15 | N |  |  | Y | Industrial CHP | 7 | T | NG | OG
Natural Gas Fired Combined Cycle.NG | natural gas combined cycle | FALSE | 5352 | Dow Chemical Co - St Charles | 50152 | Dow St Charles Operations | LA | St Charles | STG | Natural Gas Fired Combined Cycle | CA | CC1 | S | 22 | 0.95 | 20 | 20 | 5 | N |  |  | Y | Industrial CHP | 7 | T | NG | OG
All Other.PUR | other | FALSE | 39066 | Union Carbide Corp-Texas City | 50153 | Texas City Plant Union Carbide | TX | Galveston | STG | All Other | ST |  | S | 45 | 0.9 | 38 | 38 | 10 | N |  |  | Y | Industrial CHP | 7 | B | PUR
Conventional Hydroelectric.WAT | hydro | TRUE | 64078 | Central Rivers Power US, LLC | 50156 | Bear Creek | CA | Shasta | GEN1 | Conventional Hydroelectric | HY |  | S | 3.2 | 1 | 3 | 2.9 | 0.1 | N |  |  | N | IPP Non-CHP | 2 | X | WAT
Conventional Hydroelectric.WAT | hydro | TRUE | 57280 | Eagle Creek Renewable Energy, LLC | 50166 | International Paper Woronoco Mill | MA | Hampden | GEN1 | Conventional Hydroelectric | HY |  | W | 0.5 | 0.9 | 0.4 | 0.4 | 0.2 | N |  |  | N | IPP Non-CHP | 2 | X | WAT
Conventional Hydroelectric.WAT | hydro | TRUE | 57280 | Eagle Creek Renewable Energy, LLC | 50166 | International Paper Woronoco Mill | MA | Hampden | GEN2 | Conventional Hydroelectric | HY |  | W | 1.8 | 0.95 | 1.7 | 1.7 | 0.3 | N |  |  | N | IPP Non-CHP | 2 | X | WAT
Conventional Hydroelectric.WAT | hydro | TRUE | 57280 | Eagle Creek Renewable Energy, LLC | 50166 | International Paper Woronoco Mill | MA | Hampden | GEN2A | Conventional Hydroelectric | HY |  | W | 0.5 | 0.9 | 0.4 | 0.4 | 0.2 | N |  |  | N | IPP Non-CHP | 2 | X | WAT
Natural Gas Fired Combustion Turbine.NG | natural gas peaker | FALSE | 13914 | Occidental Chemical Corporation | 50169 | Wichita Plant | KS | Sedgwick | GEN1 | Natural Gas Fired Combustion Turbine | GT |  | S | 43.7 | 0.8 | 27 | 33 | 13 | N |  |  | Y | Industrial CHP | 7 | T | NG
Natural Gas Fired Combustion Turbine.NG | natural gas peaker | FALSE | 1569 | Berry Petroleum Co | 50170 | Berry Cogen | CA | Kern | GEN1 | Natural Gas Fired Combustion Turbine | GT |  | S | 38.7 | 0.85 | 35 | 37.5 | 33.5 | N |  |  | Y | Industrial CHP | 7 | T | NG
Conventional Hydroelectric.WAT | hydro | TRUE | 56840 | Emporia Hydro Power LP | 50175 | Emporia | VA | Greensville | GEN1 | Conventional Hydroelectric | HY |  | S | 2 | 0.99 | 2 | 2 | 0.3 | N |  |  | N | IPP Non-CHP | 2 | X | WAT
Conventional Hydroelectric.WAT | hydro | TRUE | 56840 | Emporia Hydro Power LP | 50175 | Emporia | VA | Greensville | GEN2 | Conventional Hydroelectric | HY |  | S | 0.5 | 0.99 | 0.5 | 0.5 | 0.1 | N |  |  | N | IPP Non-CHP | 2 | X | WAT
Conventional Hydroelectric.WAT | hydro | TRUE | 56842 | Union Falls Hydro Power LP | 50176 | Union Falls | NY | Clinton | GEN1 | Conventional Hydroelectric | HY |  | S | 1.3 | 0.99 | 1.3 | 1.3 | 0.1 | N |  |  | N | IPP Non-CHP | 2 | X | WAT
Conventional Hydroelectric.WAT | hydro | TRUE | 56842 | Union Falls Hydro Power LP | 50176 | Union Falls | NY | Clinton | GEN2 | Conventional Hydroelectric | HY |  | S | 1.3 | 0.99 | 1.3 | 1.3 | 0.1 | N |  |  | N | IPP Non-CHP | 2 | X | WAT
Conventional Hydroelectric.WAT | hydro | TRUE | 56844 | Blackstone Hydro Inc. | 50177 | Blackstone/Tupperware | RI | Providence | GEN1 | Conventional Hydroelectric | HY |  | S | 0.4 | 0.99 | 0.4 | 0.4 | 0.1 | N |  |  | N | IPP Non-CHP | 2 | X | WAT
Conventional Hydroelectric.WAT | hydro | TRUE | 56844 | Blackstone Hydro Inc. | 50177 | Blackstone/Tupperware | RI | Providence | GEN2 | Conventional Hydroelectric | HY |  | S | 0.4 | 0.99 | 0.4 | 0.4 | 0.1 | N |  |  | N | IPP Non-CHP | 2 | X | WAT
Conventional Hydroelectric.WAT | hydro | TRUE | 56844 | Blackstone Hydro Inc. | 50177 | Blackstone/Tupperware | RI | Providence | GEN3 | Conventional Hydroelectric | HY |  | S | 0.4 | 0.99 | 0.4 | 0.4 | 0.1 | N |  |  | N | IPP Non-CHP | 2 | X | WAT
Conventional Hydroelectric.WAT | hydro | TRUE | 56844 | Blackstone Hydro Inc. | 50177 | Blackstone/Tupperware | RI | Providence | GEN4 | Conventional Hydroelectric | HY |  | S | 0.4 | 0.99 | 0.4 | 0.4 | 0.1 | N |  |  | N | IPP Non-CHP | 2 | X | WAT
Conventional Hydroelectric.WAT | hydro | TRUE | 56843 | Banister Hydro LP | 50178 | Halifax | VA | Halifax | GEN1 | Conventional Hydroelectric | HY |  | S | 0.8 | 0.99 | 0.8 | 0.8 | 0.2 | N |  |  | N | IPP Non-CHP | 2 | X | WAT
Conventional Hydroelectric.WAT | hydro | TRUE | 56843 | Banister Hydro LP | 50178 | Halifax | VA | Halifax | GEN2 | Conventional Hydroelectric | HY |  | S | 0.4 | 0.99 | 0.4 | 0.4 | 0.1 | N |  |  | N | IPP Non-CHP | 2 | X | WAT
Conventional Hydroelectric.WAT | hydro | TRUE | 56843 | Banister Hydro LP | 50178 | Halifax | VA | Halifax | GEN3 | Conventional Hydroelectric | HY |  | S | 0.4 | 0.99 | 0.4 | 0.4 | 0.1 | N |  |  | N | IPP Non-CHP | 2 | X | WAT
Conventional Hydroelectric.WAT | hydro | TRUE | 58896 | Siskiyou Power Authority | 50179 | Box Canyon Dam | CA | Siskiyou | GEN1 | Conventional Hydroelectric | HY |  | S | 2.5 | 0.9 | 2.5 | 2.5 | 0.2 | N |  |  | N | IPP Non-CHP | 2 | X | WAT
Conventional Hydroelectric.WAT | hydro | TRUE | 58896 | Siskiyou Power Authority | 50179 | Box Canyon Dam | CA | Siskiyou | GEN2 | Conventional Hydroelectric | HY |  | S | 2.5 | 0.9 | 2.5 | 2.5 | 0.2 | N |  |  | N | IPP Non-CHP | 2 | X | WAT
Conventional Hydroelectric.WAT | hydro | TRUE | 60821 | Olsen Power Partners | 50180 | Olsen | CA | Shasta | GEN1 | Conventional Hydroelectric | HY |  | S | 5 | 0.9 | 4.8 | 4.6 | 0.2 | N |  |  | N | IPP Non-CHP | 2 | X | WAT
Wood/Wood Waste Biomass.BLQ | biomass | TRUE | 20492 | International Paper Columbus Mill | 50184 | Columbus MS | MS | Lowndes | TG1 | Wood/Wood Waste Biomass | ST |  | S | 64 | 0.9 | 64 | 64 | 2 | N |  |  | Y | Industrial CHP | 7 | T | BLQ | WDS | NG | DFO | BIT
Wood/Wood Waste Biomass.BLQ | biomass | TRUE | 20492 | International Paper Columbus Mill | 50184 | Columbus MS | MS | Lowndes | TG2 | Wood/Wood Waste Biomass | ST |  | S | 46 | 0.8 | 46 | 46 | 5 | N |  |  | Y | Industrial CHP | 7 | T | BLQ | WDS | NG | DFO | BIT
Wood/Wood Waste Biomass.BLQ | biomass | TRUE | 20492 | International Paper Columbus Mill | 50184 | Columbus MS | MS | Lowndes | TG3 | Wood/Wood Waste Biomass | ST |  | S | 14.6 | 0.8 | 14.6 | 14.6 | 3 | N |  |  | Y | Industrial CHP | 7 | T | BLQ | WDS | NG | DFO | BIT
Wood/Wood Waste Biomass.BLQ | biomass | TRUE | 20492 | International Paper Columbus Mill | 50184 | Columbus MS | MS | Lowndes | TG4 | Wood/Wood Waste Biomass | ST |  | S | 4 | 1 | 4 | 4 | 1 | N |  |  | Y | Industrial CHP | 7 | T | BLQ | WDS | NG | DFO | BIT
Wood/Wood Waste Biomass.WDL | biomass | TRUE | 20547 | Cosmo Specialty Fibers | 50185 | Cosmo Specialty Fibers Plant | WA | Grays Harbor | TG1 | Wood/Wood Waste Biomass | ST |  | S | 7.5 | 0.8 | 8.5 | 9 | 1 | N |  |  | Y | Industrial CHP | 7 | B | WDL | WDS | RFO
Wood/Wood Waste Biomass.WDL | biomass | TRUE | 20547 | Cosmo Specialty Fibers | 50185 | Cosmo Specialty Fibers Plant | WA | Grays Harbor | TG2 | Wood/Wood Waste Biomass | ST |  | S | 7.5 | 0.8 | 8.5 | 9 | 1 | N |  |  | Y | Industrial CHP | 7 | B | WDL | WDS | RFO
Wood/Wood Waste Biomass.BLQ | biomass | TRUE | 60561 | Nippon Dynawave Packaging Co. | 50187 | Nippon Dynawave Packaging Longview WA | WA | Cowlitz | TG1 | Wood/Wood Waste Biomass | ST |  | S | 8 | 0.98 | 7.4 | 7.5 | 2.3 | N |  |  | Y | Industrial CHP | 7 | T | BLQ | NG | RFO
Wood/Wood Waste Biomass.BLQ | biomass | TRUE | 60561 | Nippon Dynawave Packaging Co. | 50187 | Nippon Dynawave Packaging Longview WA | WA | Cowlitz | TG2 | Wood/Wood Waste Biomass | ST |  | S | 5 | 0.8 | 4.7 | 4.7 | 2.3 | N |  |  | Y | Industrial CHP | 7 | T | BLQ | NG | RFO
Wood/Wood Waste Biomass.BLQ | biomass | TRUE | 60561 | Nippon Dynawave Packaging Co. | 50187 | Nippon Dynawave Packaging Longview WA | WA | Cowlitz | TG4 | Wood/Wood Waste Biomass | ST |  | S | 18 | 0.96 | 16.7 | 16.9 | 2 | N |  |  | Y | Industrial CHP | 7 | T | BLQ | NG | RFO
Wood/Wood Waste Biomass.WDS | biomass | TRUE | 60561 | Nippon Dynawave Packaging Co. | 50187 | Nippon Dynawave Packaging Longview WA | WA | Cowlitz | TG5 | Wood/Wood Waste Biomass | ST |  | S | 31.4 | 0.8 | 29.2 | 29.5 | 6 | N |  |  | Y | Industrial CHP | 7 | T | WDS | SUB | SLW | DFO
Wood/Wood Waste Biomass.BLQ | biomass | TRUE | 20511 | International Paper Co. - New Bern Mill | 50188 | International Paper Co. - New Bern Mill | NC | Craven | TG2 | Wood/Wood Waste Biomass | ST |  | S | 38.1 | 0.85 | 29 | 33 | 10 | N |  |  | Y | Industrial CHP | 7 | T | BLQ | NG | DFO | OBG
Wood/Wood Waste Biomass.WDS | biomass | TRUE | 55903 | Domtar Paper Company LLC | 50189 | Domtar Paper Co LLC Plymouth NC | NC | Martin | TG10 | Wood/Wood Waste Biomass | ST |  | S | 72 | 0.97 | 74 | 74 | 14 | N |  |  | Y | Industrial CHP | 7 | T | WDS | NG | SLW | DFO
Wood/Wood Waste Biomass.BLQ | biomass | TRUE | 55903 | Domtar Paper Company LLC | 50189 | Domtar Paper Co LLC Plymouth NC | NC | Martin | TG9 | Wood/Wood Waste Biomass | ST |  | S | 42 | 0.8 | 40.8 | 40.8 | 14 | N |  |  | Y | Industrial CHP | 7 | T | BLQ | DFO | WDS | RFO | NG
Conventional Hydroelectric.WAT | hydro | FALSE | 55997 | Domtar Paper Company Rothschild | 50190 | Domtar Paper Company Rothschild | WI | Marathon | HG3 | Conventional Hydroelectric | HY |  | S | 0.6 | 0.8 | 0.6 | 0.6 | 0.1 | N |  |  | N | Industrial Non-CHP | 6 | X | WAT
Conventional Hydroelectric.WAT | hydro | FALSE | 55997 | Domtar Paper Company Rothschild | 50190 | Domtar Paper Company Rothschild | WI | Marathon | HG7 | Conventional Hydroelectric | HY |  | S | 0.5 | 0.8 | 0.5 | 0.5 | 0.2 | N |  |  | N | Industrial Non-CHP | 6 | X | WAT
Wood/Wood Waste Biomass.BLQ | biomass | TRUE | 56289 | International Paper Corporation - Springfield | 50191 | IP Springfield Oregon | OR | Lane | TG1 | Wood/Wood Waste Biomass | ST |  | S | 7.5 | 0.8 | 7.5 | 7.5 | 2 | N |  |  | N | Industrial CHP | 7 | X | BLQ | NG | DFO
Wood/Wood Waste Biomass.BLQ | biomass | TRUE | 56289 | International Paper Corporation - Springfield | 50191 | IP Springfield Oregon | OR | Lane | TG2 | Wood/Wood Waste Biomass | ST |  | S | 5 | 0.8 | 5 | 5 | 1 | N |  |  | N | Industrial CHP | 7 | X | BLQ | NG | DFO
Wood/Wood Waste Biomass.BLQ | biomass | TRUE | 56289 | International Paper Corporation - Springfield | 50191 | IP Springfield Oregon | OR | Lane | TG3 | Wood/Wood Waste Biomass | ST |  | S | 12.5 | 0.8 | 12.5 | 12.5 | 2.5 | N |  |  | Y | Industrial CHP | 7 | B | BLQ | NG | DFO
Wood/Wood Waste Biomass.BLQ | biomass | TRUE | 56289 | International Paper Corporation - Springfield | 50191 | IP Springfield Oregon | OR | Lane | TG4 | Wood/Wood Waste Biomass | ST |  | W | 40 | 0.8 | 33 | 33 | 8 | N |  |  | Y | Industrial CHP | 7 | B | BLQ | NG
Wood/Wood Waste Biomass.BLQ | biomass | TRUE | 56164 | International Paper - Valliant | 50192 | International Paper Valliant OK | OK | McCurtain | TG1 | Wood/Wood Waste Biomass | ST |  | S | 68 | 0.9 | 57.8 | 57.8 | 25 | Y |  |  | Y | Industrial CHP | 7 | T | BLQ | NG | RFO | DFO | WDS | OBS
Natural Gas Fired Combustion Turbine.NG | natural gas peaker | FALSE | 1058 | B Braun Medical Inc | 50200 | B Braun Medical | CA | Orange | GEN1 | Natural Gas Fired Combustion Turbine | GT |  | S | 2.8 | 0.8 | 2.7 | 2.6 | 1 | N | 12 | 2023 | Y | Industrial CHP | 7 | T | NG
Natural Gas Fired Combustion Turbine.NG | natural gas peaker | FALSE | 1058 | B Braun Medical Inc | 50200 | B Braun Medical | CA | Orange | GEN2 | Natural Gas Fired Combustion Turbine | GT |  | S | 3.3 | 0.8 | 3 | 2.9 | 1 | N | 12 | 2023 | Y | Industrial CHP | 7 | T | NG
Wood/Wood Waste Biomass.WDS | biomass | TRUE | 56216 | Multitrade Rabun Gap LLC | 50201 | Multitrade Rabun Gap, LLC | GA | RABUN | ST2 | Wood/Wood Waste Biomass | ST |  | S | 17.9 | 0.9 | 18 | 18 | 1.5 | N |  |  | N | IPP Non-CHP | 2 | X | WDS
Natural Gas Fired Combustion Turbine.NG | natural gas peaker | FALSE | 19351 | U S Gypsum Co | 50203 | US Gypsum Oakfield | NY | Genesee | GEN1 | Natural Gas Fired Combustion Turbine | GT |  | S | 5.8 | 0.8 | 4.9 | 5.7 | 0.5 | N |  |  | Y | Industrial CHP | 7 | T | NG
All Other.WH | other | FALSE | 28473 | Harvest Midstream Co | 50205 | Williams Ignacio Natural Gas Plant | CO | La Plata | 7101 | All Other | ST |  | S | 6.1 | 0.8 | 6.1 | 6.1 | 4.5 | N |  |  | N | Industrial Non-CHP | 6 | X | WH
Conventional Hydroelectric.WAT | hydro | TRUE | 27762 | Ptarmigan Res & Engy Inc | 50206 | Vallecito Hydroelectric | CO | La Plata | GEN1 | Conventional Hydroelectric | HY |  | S | 0.8 | 1 | 0.8 | 0.8 | 0.1 | N |  |  | N | IPP Non-CHP | 2 | X | WAT
Conventional Hydroelectric.WAT | hydro | TRUE | 27762 | Ptarmigan Res & Engy Inc | 50206 | Vallecito Hydroelectric | CO | La Plata | GEN2 | Conventional Hydroelectric | HY |  | S | 2.5 | 1 | 2.5 | 2.5 | 0.3 | N |  |  | N | IPP Non-CHP | 2 | X | WAT
Conventional Hydroelectric.WAT | hydro | TRUE | 27762 | Ptarmigan Res & Engy Inc | 50206 | Vallecito Hydroelectric | CO | La Plata | GEN3 | Conventional Hydroelectric | HY |  | S | 2.5 | 1 | 2.5 | 2.5 | 0.3 | N |  |  | N | IPP Non-CHP | 2 | X | WAT
Wood/Wood Waste Biomass.WDS | biomass | TRUE | 65548 | NE Renewable Bethlehem, LLC | 50208 | NE Renewable Bethlehem, LLC | NH | GRAFTON | GEN1 | Wood/Wood Waste Biomass | ST |  | S | 17.5 | 1 | 15 | 15 | 11.4 | N |  |  | N | IPP Non-CHP | 2 | X | WDS
Geothermal.GEO | geothermal | TRUE | 49899 | CalEnergy Operating Corporation | 50210 | Vulcan-BN Geothermal Power Company | CA | Imperial | GEN1 | Geothermal | ST |  | W | 30.1 | 0.85 | 29 | 29 | 2 | N |  |  | N | IPP Non-CHP | 2 | X | GEO
Geothermal.GEO | geothermal | TRUE | 49899 | CalEnergy Operating Corporation | 50210 | Vulcan-BN Geothermal Power Company | CA | Imperial | GEN2 | Geothermal | ST |  | W | 9.5 | 0.85 | 9 | 9 | 2 | N |  |  | N | IPP Non-CHP | 2 | X | GEO
Municipal Solid Waste.MSW | municipal solid waste | TRUE | 21128 | York County Solid W & R Auth | 50215 | York County Resource Recovery | PA | York | GEN1 | Municipal Solid Waste | ST |  | S | 36.5 | 0.85 | 30 | 30 | 11.7 | N |  |  | N | IPP Non-CHP | 2 | X | MSW
Natural Gas Fired Combined Cycle.NG | natural gas combined cycle | FALSE | 867 | ARCO Products Co-Watson | 50216 | Watson Cogeneration | CA | Los Angeles | GN91 | Natural Gas Fired Combined Cycle | CT | CC1 | J | 82 | 0.9 | 82 | 82 | 68 | N |  |  | Y | Industrial CHP | 7 | T | NG | OG | WO
Natural Gas Fired Combined Cycle.NG | natural gas combined cycle | FALSE | 867 | ARCO Products Co-Watson | 50216 | Watson Cogeneration | CA | Los Angeles | GN92 | Natural Gas Fired Combined Cycle | CT | CC1 | J | 82 | 0.9 | 82 | 82 | 68 | N |  |  | Y | Industrial CHP | 7 | T | NG | OG | WO
Natural Gas Fired Combined Cycle.NG | natural gas combined cycle | FALSE | 867 | ARCO Products Co-Watson | 50216 | Watson Cogeneration | CA | Los Angeles | GN93 | Natural Gas Fired Combined Cycle | CT | CC1 | J | 82 | 0.9 | 82 | 82 | 68 | N |  |  | Y | Industrial CHP | 7 | T | NG | OG | WO
Natural Gas Fired Combined Cycle.NG | natural gas combined cycle | FALSE | 867 | ARCO Products Co-Watson | 50216 | Watson Cogeneration | CA | Los Angeles | GN94 | Natural Gas Fired Combined Cycle | CT | CC1 | J | 82 | 0.9 | 82 | 82 | 68 | N |  |  | Y | Industrial CHP | 7 | T | NG | OG | WO
Natural Gas Fired Combined Cycle.NG | natural gas combined cycle | FALSE | 867 | ARCO Products Co-Watson | 50216 | Watson Cogeneration | CA | Los Angeles | GN95 | Natural Gas Fired Combined Cycle | CA | CC1 | J | 38.5 | 0.9 | 35 | 35 | 10 | N |  |  | Y | Industrial CHP | 7 | T | NG | OG
Natural Gas Fired Combined Cycle.NG | natural gas combined cycle | FALSE | 867 | ARCO Products Co-Watson | 50216 | Watson Cogeneration | CA | Los Angeles | GN96 | Natural Gas Fired Combined Cycle | CA | CC1 | J | 38.5 | 0.9 | 35 | 35 | 10 | N |  |  | Y | Industrial CHP | 7 | T | NG | OG
Conventional Hydroelectric.WAT | hydro | TRUE | 19281 | Turlock Irrigation District | 50218 | Woodward Power Plant | CA | Stanislaus | U1 | Conventional Hydroelectric | HY |  | W | 2.8 | 0.95 | 2.7 | 2.6 | 0.3 | N |  |  | N | IPP Non-CHP | 2 | X | WAT
Conventional Hydroelectric.WAT | hydro | TRUE | 19281 | Turlock Irrigation District | 50219 | Frankenheimer Power Plant | CA | Stanislaus | U1 | Conventional Hydroelectric | HY |  | W | 5.3 | 0.95 | 4 | 4.3 | 0.5 | N |  |  | N | IPP Non-CHP | 2 | X | WAT
Conventional Hydroelectric.WAT | hydro | TRUE | 13353 | Nelson Creek Power Inc | 50223 | Nelson Creek | CA | Shasta | 1296 | Conventional Hydroelectric | HY |  | S | 1.2 | 0.9 | 0.5 | 0.9 | 0.1 | N |  |  | N | IPP Non-CHP | 2 | X | WAT
Other Waste Biomass.OBG | biomass | TRUE | 22045 | Oxnard City of | 50224 | Oxnard Wastewater Treatment Plant | CA | Ventura | 7610 | Other Waste Biomass | IC |  | S | 0.5 | 0.8 | 0.4 | 0.4 | 0.4 | N |  |  | Y | Commercial CHP | 5 | T | OBG | NG | PG
Other Waste Biomass.OBG | biomass | TRUE | 22045 | Oxnard City of | 50224 | Oxnard Wastewater Treatment Plant | CA | Ventura | 7710 | Other Waste Biomass | IC |  | S | 0.5 | 0.8 | 0.4 | 0.4 | 0.4 | N |  |  | Y | Commercial CHP | 5 | T | OBG | NG | PG
Other Waste Biomass.OBG | biomass | TRUE | 22045 | Oxnard City of | 50224 | Oxnard Wastewater Treatment Plant | CA | Ventura | 7810 | Other Waste Biomass | IC |  | S | 0.5 | 0.8 | 0.4 | 0.4 | 0.4 | N |  |  | Y | Commercial CHP | 5 | T | OBG | NG | PG
Municipal Solid Waste.MSW | municipal solid waste | TRUE | 15824 | Ecomaine | 50225 | Regional Waste Systems | ME | Cumberland | TG1 | Municipal Solid Waste | ST |  | S | 13.3 | 0.99 | 11.5 | 11.5 | 3 | N |  |  | N | IPP Non-CHP | 2 | X | MSW
Conventional Hydroelectric.WAT | hydro | TRUE | 22614 | Rocky Brook Electric Inc | 50228 | Rocky Brook Hydroelectric | WA | Jefferson | GEN1 | Conventional Hydroelectric | HY |  | S | 1.6 | 1 | 0.1 | 1.2 | 0.1 | N |  |  | N | IPP Non-CHP | 2 | X | WAT
Natural Gas Steam Turbine.NG | natural gas steam turbine | FALSE | 18760 | TPC Group, LLC | 50229 | Texas Petrochemicals | TX | Harris | TG2 | Natural Gas Steam Turbine | ST |  | S | 35 | 0.8 | 35 | 35 | 8 | N |  |  | Y | Industrial CHP | 7 | T | NG | OG
Petroleum Liquids.DFO | petroleum | FALSE | 16191 | Robbins Lumber Inc | 50230 | Robbins Lumber | ME | WALDO | CAT | Petroleum Liquids | IC |  | S | 2 | 0.8 | 1.8 | 1.8 | 0.5 | N |  |  | N | Industrial CHP | 7 | X | DFO
Wood/Wood Waste Biomass.WDS | biomass | TRUE | 16191 | Robbins Lumber Inc | 50230 | Robbins Lumber | ME | WALDO | WEST | Wood/Wood Waste Biomass | ST |  | S | 1.2 | 0.8 | 1.1 | 1.1 | 0.4 | N |  |  | Y | Industrial CHP | 7 | T | WDS
Conventional Hydroelectric.WAT | hydro | TRUE | 22635 | San Gabriel Valley Mun Wtr Dt | 50233 | San Dimas Wash Generating Station | CA | Los Angeles | 4011 | Conventional Hydroelectric | HY |  | S | 1 | 1 | 1 | 1 | 0.3 | N |  |  | N | IPP Non-CHP | 2 | X | WAT
Natural Gas Internal Combustion Engine.NG | natural gas peaker | FALSE | 16583 | San Antonio Regional Hospital | 50234 | San Antonio Regional Hospital | CA | San Bernardino | 2074 | Natural Gas Internal Combustion Engine | IC |  | S | 0.9 | 0.8 | 0.9 | 0.8 | 0.5 | N |  |  | Y | Commercial CHP | 5 | T | NG
Natural Gas Internal Combustion Engine.NG | natural gas peaker | FALSE | 16583 | San Antonio Regional Hospital | 50234 | San Antonio Regional Hospital | CA | San Bernardino | 2075 | Natural Gas Internal Combustion Engine | IC |  | S | 0.9 | 0.8 | 0.9 | 0.8 | 0.5 | N |  |  | Y | Commercial CHP | 5 | T | NG
Natural Gas Internal Combustion Engine.NG | natural gas peaker | FALSE | 16583 | San Antonio Regional Hospital | 50234 | San Antonio Regional Hospital | CA | San Bernardino | 2076 | Natural Gas Internal Combustion Engine | IC |  | S | 0.9 | 0.8 | 0.9 | 0.8 | 0.5 | N |  |  | Y | Commercial CHP | 5 | T | NG
Natural Gas Steam Turbine.NG | natural gas steam turbine | FALSE | 15526 | Purdue University | 50240 | Purdue University | IN | Tippecanoe | GEN1 | Natural Gas Steam Turbine | ST |  | S | 30.8 | 0.8 | 30.8 | 30.8 | 5 | N |  |  | Y | Commercial CHP | 5 | T | NG | BIT
Natural Gas Steam Turbine.NG | natural gas steam turbine | FALSE | 15526 | Purdue University | 50240 | Purdue University | IN | Tippecanoe | GEN2 | Natural Gas Steam Turbine | ST |  | S | 10.6 | 0.8 | 7 | 10.6 | 3 | N |  |  | Y | Commercial CHP | 5 | T | NG | BIT
Petroleum Liquids.DFO | petroleum | FALSE | 15526 | Purdue University | 50240 | Purdue University | IN | Tippecanoe | GEN3 | Petroleum Liquids | IC |  | S | 1.8 | 0.8 | 1.8 | 1.8 | 0.5 | N |  |  | Y | Commercial CHP | 5 | T | DFO
Natural Gas Internal Combustion Engine.NG | natural gas peaker | FALSE | 27378 | Tenet Hospital Ltd | 50241 | Tenet Hospital | TX | El Paso | 9541 | Natural Gas Internal Combustion Engine | IC |  | S | 2.1 | 0.8 | 2.1 | 2.1 | 0.3 | N |  |  | Y | Commercial CHP | 5 | T | NG | DFO
Natural Gas Internal Combustion Engine.NG | natural gas peaker | FALSE | 27378 | Tenet Hospital Ltd | 50241 | Tenet Hospital | TX | El Paso | 9542 | Natural Gas Internal Combustion Engine | IC |  | S | 2.1 | 0.8 | 2.1 | 2.1 | 0.3 | N |  |  | Y | Commercial CHP | 5 | T | NG | DFO
Natural Gas Fired Combustion Turbine.NG | natural gas peaker | TRUE | 9303 | Bucksport Generation LLC | 50243 | Bucksport Generation LLC | ME | Hancock | GEN4 | Natural Gas Fired Combustion Turbine | GT | CC1 | S | 186.8 | 0.85 | 178 | 183.1 | 110 | N |  |  | N | IPP Non-CHP | 2 | X | NG | DFO
Wood/Wood Waste Biomass.BLQ | biomass | TRUE | 23815 | Blue Ridge Paper Products Inc | 50244 | Canton North Carolina | NC | Haywood | GEN8 | Wood/Wood Waste Biomass | ST |  | S | 7.5 | 0.8 | 7.5 | 7.5 | 2 | N | 5 | 2023 | Y | Industrial CHP | 7 | T | BLQ | BIT | NG | WDS
Wood/Wood Waste Biomass.BLQ | biomass | TRUE | 23815 | Blue Ridge Paper Products Inc | 50244 | Canton North Carolina | NC | Haywood | GEN9 | Wood/Wood Waste Biomass | ST |  | S | 7.5 | 0.8 | 7.5 | 7.5 | 2 | N | 5 | 2023 | Y | Industrial CHP | 7 | T | BLQ | BIT | NG | WDS
Wood/Wood Waste Biomass.BLQ | biomass | TRUE | 23815 | Blue Ridge Paper Products Inc | 50244 | Canton North Carolina | NC | Haywood | GN10 | Wood/Wood Waste Biomass | ST |  | S | 7.5 | 0.8 | 7.5 | 7.5 | 2 | N | 6 | 2023 | Y | Industrial CHP | 7 | T | BLQ | BIT | NG | WDS
Wood/Wood Waste Biomass.BLQ | biomass | TRUE | 23815 | Blue Ridge Paper Products Inc | 50244 | Canton North Carolina | NC | Haywood | GN11 | Wood/Wood Waste Biomass | ST |  | S | 7.5 | 0.8 | 7.5 | 7.5 | 2 | N | 5 | 2023 | Y | Industrial CHP | 7 | T | BLQ | BIT | NG | WDS
Wood/Wood Waste Biomass.BLQ | biomass | TRUE | 23815 | Blue Ridge Paper Products Inc | 50244 | Canton North Carolina | NC | Haywood | GN12 | Wood/Wood Waste Biomass | ST |  | S | 10 | 0.8 | 10 | 10 | 2 | N | 5 | 2023 | Y | Industrial CHP | 7 | T | BLQ | BIT | NG | WDS
Wood/Wood Waste Biomass.BLQ | biomass | TRUE | 23815 | Blue Ridge Paper Products Inc | 50244 | Canton North Carolina | NC | Haywood | GN13 | Wood/Wood Waste Biomass | ST |  | S | 12.5 | 0.8 | 12.5 | 12.5 | 6.8 | N | 5 | 2023 | Y | Industrial CHP | 7 | T | BLQ | BIT | NG | WDS
Wood/Wood Waste Biomass.BLQ | biomass | TRUE | 9401 | International Paper Co-Pensacola | 50250 | International Paper Pensacola | FL | Escambia | GEN1 | Wood/Wood Waste Biomass | ST |  | S | 39.6 | 0.9 | 36 | 36 | 22 | N |  |  | Y | Industrial CHP | 7 | T | BLQ | WDS | NG
Wood/Wood Waste Biomass.BLQ | biomass | TRUE | 9401 | International Paper Co-Pensacola | 50250 | International Paper Pensacola | FL | Escambia | GEN2 | Wood/Wood Waste Biomass | ST |  | S | 43.2 | 0.9 | 40 | 40 | 30 | N |  |  | Y | Industrial CHP | 7 | T | BLQ | WDS | NG
Wood/Wood Waste Biomass.BLQ | biomass | TRUE | 56187 | Billerud Quinnesec Mill | 50251 | Billerud Quinnesec Mill | MI | Dickinson | GEN1 | Wood/Wood Waste Biomass | ST |  | S | 28 | 0.8 | 28 | 28 | 5 | N |  |  | Y | Industrial CHP | 7 | T | BLQ | WDS | NG | BIT
Wood/Wood Waste Biomass.WDS | biomass | TRUE | 56187 | Billerud Quinnesec Mill | 50251 | Billerud Quinnesec Mill | MI | Dickinson | GEN2 | Wood/Wood Waste Biomass | ST |  | S | 28 | 0.8 | 31 | 31 | 1.6 | N |  |  | N | Industrial CHP | 7 | X | WDS | NG | BIT
Conventional Hydroelectric.WAT | hydro | TRUE | 57280 | Eagle Creek Renewable Energy, LLC | 50252 | Sartell Dam | MN | Benton | HG10 | Conventional Hydroelectric | HY |  | W | 0.9 | 0.8 | 0.9 | 0.9 | 0.3 | N |  |  | N | IPP Non-CHP | 2 | X | WAT
Conventional Hydroelectric.WAT | hydro | TRUE | 57280 | Eagle Creek Renewable Energy, LLC | 50252 | Sartell Dam | MN | Benton | HG11 | Conventional Hydroelectric | HY |  | W | 0.9 | 0.8 | 0.9 | 0.9 | 0.3 | N |  |  | N | IPP Non-CHP | 2 | X | WAT
Conventional Hydroelectric.WAT | hydro | TRUE | 57280 | Eagle Creek Renewable Energy, LLC | 50252 | Sartell Dam | MN | Benton | HG12 | Conventional Hydroelectric | HY |  | W | 0.9 | 0.8 | 0.9 | 0.9 | 0.3 | N |  |  | N | IPP Non-CHP | 2 | X | WAT
Conventional Hydroelectric.WAT | hydro | TRUE | 57280 | Eagle Creek Renewable Energy, LLC | 50252 | Sartell Dam | MN | Benton | HG2 | Conventional Hydroelectric | HY |  | W | 0.9 | 0.8 | 0.9 | 0.9 | 0.3 | N |  |  | N | IPP Non-CHP | 2 | X | WAT
Conventional Hydroelectric.WAT | hydro | TRUE | 57280 | Eagle Creek Renewable Energy, LLC | 50252 | Sartell Dam | MN | Benton | HG3 | Conventional Hydroelectric | HY |  | W | 0.9 | 0.8 | 0.9 | 0.9 | 0.3 | N |  |  | N | IPP Non-CHP | 2 | X | WAT
Conventional Hydroelectric.WAT | hydro | TRUE | 57280 | Eagle Creek Renewable Energy, LLC | 50252 | Sartell Dam | MN | Benton | HG4 | Conventional Hydroelectric | HY |  | W | 0.9 | 0.8 | 0.9 | 0.9 | 0.3 | N |  |  | N | IPP Non-CHP | 2 | X | WAT
Conventional Hydroelectric.WAT | hydro | TRUE | 57280 | Eagle Creek Renewable Energy, LLC | 50252 | Sartell Dam | MN | Benton | HG5 | Conventional Hydroelectric | HY |  | W | 0.9 | 0.8 | 0.9 | 0.9 | 0.3 | N |  |  | N | IPP Non-CHP | 2 | X | WAT
Conventional Hydroelectric.WAT | hydro | TRUE | 57280 | Eagle Creek Renewable Energy, LLC | 50252 | Sartell Dam | MN | Benton | HG6 | Conventional Hydroelectric | HY |  | W | 0.8 | 1 | 0.8 | 0.8 | 0.2 | N |  |  | N | IPP Non-CHP | 2 | X | WAT
Conventional Hydroelectric.WAT | hydro | TRUE | 57280 | Eagle Creek Renewable Energy, LLC | 50252 | Sartell Dam | MN | Benton | HG7 | Conventional Hydroelectric | HY |  | W | 0.8 | 1 | 0.8 | 0.8 | 0.2 | N |  |  | N | IPP Non-CHP | 2 | X | WAT
Conventional Hydroelectric.WAT | hydro | TRUE | 57280 | Eagle Creek Renewable Energy, LLC | 50252 | Sartell Dam | MN | Benton | HG8 | Conventional Hydroelectric | HY |  | W | 0.7 | 1 | 0.7 | 0.7 | 0.2 | N |  |  | N | IPP Non-CHP | 2 | X | WAT
Conventional Hydroelectric.WAT | hydro | TRUE | 57280 | Eagle Creek Renewable Energy, LLC | 50252 | Sartell Dam | MN | Benton | HG9 | Conventional Hydroelectric | HY |  | W | 0.7 | 1 | 0.7 | 0.7 | 0.2 | N |  |  | N | IPP Non-CHP | 2 | X | WAT
Wood/Wood Waste Biomass.BLQ | biomass | TRUE | 64508 | Westrock Kraft Paper, LLC | 50254 | KapStone Kraft Paper Corp | NC | Halifax | GEN1 | Wood/Wood Waste Biomass | ST |  | S | 28.3 | 0.9 | 30 | 30 | 2 | N |  |  | Y | Industrial CHP | 7 | B | BLQ | BIT | RFO | NG | AB | WDS
Petroleum Liquids.DFO | petroleum | FALSE | 13945 | Beaumont Hospital Dearborn Campus | 50260 | Beaumont Hospital Dearborn Campus | MI | Wayne | 1 2M | Petroleum Liquids | IC |  | S | 2 | 0.8 | 2 | 2 | 0 | N |  |  | N | Commercial Non-CHP | 4 | X | DFO
Petroleum Liquids.DFO | petroleum | FALSE | 13945 | Beaumont Hospital Dearborn Campus | 50260 | Beaumont Hospital Dearborn Campus | MI | Wayne | 2 2M | Petroleum Liquids | IC |  | S | 2 | 0.8 | 2 | 2 | 0 | N |  |  | N | Commercial Non-CHP | 4 | X | DFO
Petroleum Liquids.DFO | petroleum | FALSE | 13945 | Beaumont Hospital Dearborn Campus | 50260 | Beaumont Hospital Dearborn Campus | MI | Wayne | 500A | Petroleum Liquids | IC |  | S | 0.5 | 0.8 | 0.5 | 0.5 | 0 | N |  |  | N | Commercial Non-CHP | 4 | X | DFO
Conventional Hydroelectric.WAT | hydro | TRUE | 40444 | Truckee-Carson Irrigation District | 50261 | New Lahontan | NV | Churchill | GEN1 | Conventional Hydroelectric | HY |  | S | 4 | 0.8 | 3.8 | 3.7 | 0.5 | N |  |  | N | IPP Non-CHP | 2 | X | WAT
Conventional Hydroelectric.WAT | hydro | TRUE | 15787 | Redlands Water & Power Company | 50267 | Redlands Water & Power | CO | Mesa | RED1 | Conventional Hydroelectric | HY |  | S | 1.4 | 0.83 | 1.4 | 1.4 | 1.2 | N |  |  | N | IPP Non-CHP | 2 | X | WAT
Conventional Hydroelectric.WAT | hydro | TRUE | 5914 | Erie Boulevard Hydropower LP | 50268 | Hewittville Hydroelectric | NY | St Lawrence | HY1 | Conventional Hydroelectric | HY |  | S | 3 | 0.9 | 2.2 | 2.2 | 0.2 | N |  |  | N | IPP Non-CHP | 2 | X | WAT
Conventional Hydroelectric.WAT | hydro | TRUE | 5914 | Erie Boulevard Hydropower LP | 50269 | Unionville Hydro Project 2499 NY | NY | St Lawrence | HY1 | Conventional Hydroelectric | HY |  | S | 3 | 0.9 | 2.2 | 2.2 | 0.3 | N |  |  | N | IPP Non-CHP | 2 | X | WAT
Natural Gas Fired Combined Cycle.NG | natural gas combined cycle | FALSE | 6529 | Exxon Mobil Production Co | 50270 | ExxonMobil Santa Ynez Facility | CA | Santa Barbara | GTG1 | Natural Gas Fired Combined Cycle | CT | CC1 | S | 39.5 | 0.85 | 40.2 | 39.2 | 21 | N |  |  | Y | Industrial CHP | 7 | T | NG
Natural Gas Fired Combined Cycle.NG | natural gas combined cycle | FALSE | 6529 | Exxon Mobil Production Co | 50270 | ExxonMobil Santa Ynez Facility | CA | Santa Barbara | STG1 | Natural Gas Fired Combined Cycle | CA | CC1 | S | 9.8 | 0.85 | 8.9 | 8.8 | 5 | N |  |  | Y | Industrial CHP | 7 | T | NG
All Other.WH | other | FALSE | 17191 | Simplot Leasing Corp | 50274 | Simplot Leasing Don Plant | ID | Bannock | GEN1 | All Other | ST |  | S | 15.9 | 0.85 | 14.8 | 15 | 5 | N |  |  | Y | Industrial CHP | 7 | T | WH
Natural Gas Steam Turbine.NG | natural gas steam turbine | FALSE | 14465 | Philip Morris USA - Park 500 | 50275 | Park 500 Philip Morris USA | VA | Chesterfield | TG3 | Natural Gas Steam Turbine | ST |  | S | 13 | 0.8 | 10.5 | 11.5 | 4.5 | N |  |  | Y | Industrial CHP | 7 | T | NG | DFO
Conventional Hydroelectric.WAT | hydro | TRUE | 57280 | Eagle Creek Renewable Energy, LLC | 50278 | Worumbo Hydro Station | ME | Androscoggin | GEN1 | Conventional Hydroelectric | HY |  | W | 9.7 | 0.9 | 4.6 | 9.3 | 2 | N |  |  | N | IPP Non-CHP | 2 | X | WAT
Conventional Hydroelectric.WAT | hydro | TRUE | 57280 | Eagle Creek Renewable Energy, LLC | 50278 | Worumbo Hydro Station | ME | Androscoggin | GEN2 | Conventional Hydroelectric | HY |  | W | 9.7 | 0.9 | 4.6 | 9.3 | 2 | N |  |  | N | IPP Non-CHP | 2 | X | WAT
Landfill Gas.LFG | natural gas peaker | TRUE | 22174 | PEI Power Corp | 50279 | Archbald Power Station | PA | Lackawanna | GEN1 | Landfill Gas | ST |  | S | 23.2 | 1 | 20 | 20 | 10 | N |  |  | N | IPP Non-CHP | 2 | X | LFG | NG
Landfill Gas.LFG | natural gas peaker | TRUE | 22174 | PEI Power Corp | 50279 | Archbald Power Station | PA | Lackawanna | GEN5 | Landfill Gas | GT |  | S | 4.6 | 1 | 4 | 4.6 | 2 | N |  |  | N | IPP Non-CHP | 2 | X | LFG
Landfill Gas.LFG | natural gas peaker | TRUE | 22174 | PEI Power Corp | 50279 | Archbald Power Station | PA | Lackawanna | GEN6 | Landfill Gas | GT |  | S | 4.6 | 1 | 4 | 4.6 | 2 | N |  |  | N | IPP Non-CHP | 2 | X | LFG
Natural Gas Fired Combustion Turbine.NG | natural gas peaker | TRUE | 22174 | PEI Power Corp | 50279 | Archbald Power Station | PA | Lackawanna | Gen2 | Natural Gas Fired Combustion Turbine | GT |  | S | 60.5 | 1 | 43.7 | 50 | 25 | N |  |  | N | IPP Non-CHP | 2 | X | NG
Conventional Hydroelectric.WAT | hydro | TRUE | 63070 | GR Catalyst Two LLC | 50280 | Dahowa Hydro | NY | Washington | GEN1 | Conventional Hydroelectric | HY |  | S | 10.5 | 1 | 1.5 | 4.4 | 1.2 | N |  |  | N | IPP Non-CHP | 2 | X | WAT
Onshore Wind Turbine.WND | onshore wind | TRUE | 16630 | San Gorgonio Farms Inc | 50281 | San Gorgonio Farms Wind Farm | CA | Riverside | WGEN | Onshore Wind Turbine | WT |  | S | 31 |  | 31 | 31 | 0 | N |  |  | N | IPP Non-CHP | 2 | X | WND
Conventional Hydroelectric.WAT | hydro | TRUE | 60832 | Sugar River Power LLC | 50285 | Lower Village Water Power Project | NH | Sullivan | 0001 | Conventional Hydroelectric | HY |  | S | 0.6 | 0.8 | 0.6 | 0.6 | 0.5 | N |  |  | N | IPP Non-CHP | 2 | X | WAT
Conventional Hydroelectric.WAT | hydro | TRUE | 60832 | Sugar River Power LLC | 50285 | Lower Village Water Power Project | NH | Sullivan | 0002 | Conventional Hydroelectric | HY |  | S | 0.6 | 0.8 | 0.6 | 0.6 | 0.5 | N |  |  | N | IPP Non-CHP | 2 | X | WAT
Municipal Solid Waste.MSW | municipal solid waste | TRUE | 16929 | SEMASS Partnership | 50290 | SEMASS Resource Recovery | MA | Plymouth | GEN1 | Municipal Solid Waste | ST |  | S | 64.5 | 0.9 | 53.3 | 53.3 | 6 | N |  |  | N | IPP Non-CHP | 2 | X | MSW | NG | DFO
Municipal Solid Waste.MSW | municipal solid waste | TRUE | 16929 | SEMASS Partnership | 50290 | SEMASS Resource Recovery | MA | Plymouth | GEN2 | Municipal Solid Waste | ST |  | S | 34 | 0.9 | 26.7 | 26.7 | 9 | N |  |  | N | IPP Non-CHP | 2 | X | MSW | NG | DFO
Natural Gas Fired Combined Cycle.NG | natural gas combined cycle | TRUE | 24457 | Calpine Eastern Corp | 50292 | Bethpage Power Plant | NY | Nassau | GEN1 | Natural Gas Fired Combined Cycle | CT | G602 | S | 33.7 | 0.85 | 22.2 | 23.8 | 15 | N |  |  | N | IPP Non-CHP | 2 | X | NG | DFO
Natural Gas Fired Combined Cycle.NG | natural gas combined cycle | TRUE | 24457 | Calpine Eastern Corp | 50292 | Bethpage Power Plant | NY | Nassau | GEN2 | Natural Gas Fired Combined Cycle | CT | G602 | S | 33.7 | 0.85 | 22.2 | 23.8 | 15 | N |  |  | N | IPP Non-CHP | 2 | X | NG | DFO
Natural Gas Fired Combined Cycle.NG | natural gas combined cycle | TRUE | 24457 | Calpine Eastern Corp | 50292 | Bethpage Power Plant | NY | Nassau | GEN3 | Natural Gas Fired Combined Cycle | CA | G602 | S | 16.2 | 0.8 | 10.6 | 11.4 | 5 | N |  |  | N | IPP Non-CHP | 2 | X | NG
Petroleum Liquids.DFO | petroleum | TRUE | 24457 | Calpine Eastern Corp | 50292 | Bethpage Power Plant | NY | Nassau | GEN4 | Petroleum Liquids | IC |  | S | 0.4 | 0.8 | 0.4 | 0.4 | 0.4 | N |  |  | N | IPP Non-CHP | 2 | X | DFO
Natural Gas Fired Combustion Turbine.NG | natural gas peaker | TRUE | 24457 | Calpine Eastern Corp | 50292 | Bethpage Power Plant | NY | Nassau | GEN5 | Natural Gas Fired Combustion Turbine | GT |  | S | 60 | 0.85 | 47 | 49.6 | 35 | N |  |  | N | IPP Non-CHP | 2 | X | NG
Natural Gas Fired Combined Cycle.NG | natural gas combined cycle | TRUE | 24457 | Calpine Eastern Corp | 50292 | Bethpage Power Plant | NY | Nassau | GEN6 | Natural Gas Fired Combined Cycle | CT | G603 | S | 60 | 0.85 | 49 | 50 | 35 | N |  |  | N | IPP Non-CHP | 2 | X | NG
Natural Gas Fired Combined Cycle.NG | natural gas combined cycle | TRUE | 24457 | Calpine Eastern Corp | 50292 | Bethpage Power Plant | NY | Nassau | GEN7 | Natural Gas Fired Combined Cycle | CA | G603 | S | 36 | 0.85 | 33 | 34 | 5 | N |  |  | N | IPP Non-CHP | 2 | X | NG
Other Waste Biomass.AB | biomass | TRUE | 19946 | Wadham Energy Ltd Partners | 50293 | Wadham Energy LP | CA | Colusa | GEN1 | Other Waste Biomass | ST |  | S | 29.1 | 0.9 | 26.5 | 26.5 | 15 | N |  |  | N | IPP Non-CHP | 2 | X | AB
Wood/Wood Waste Biomass.WDS | biomass | TRUE | 14362 | Packaging Corp of America | 50296 | Packaging Corp of America | TN | Hardin | GEN1 | Wood/Wood Waste Biomass | ST |  | S | 50 | 0.95 | 50 | 50 | 2 | N |  |  | Y | Industrial CHP | 7 | T | WDS | BLQ | NG | TDF | BIT
Wood/Wood Waste Biomass.BLQ | biomass | TRUE | 14362 | Packaging Corp of America | 50296 | Packaging Corp of America | TN | Hardin | GEN2 | Wood/Wood Waste Biomass | ST |  | S | 22.5 | 0.9 | 22.5 | 22.5 | 2 | N |  |  | Y | Industrial CHP | 7 | T | BLQ | NG
Natural Gas Fired Combustion Turbine.NG | natural gas peaker | TRUE | 60134 | AltaGas Ripon Energy Inc. | 50299 | AltaGas Ripon Energy Inc. | CA | San Joaquin | GEN1 | Natural Gas Fired Combustion Turbine | GT |  | S | 49.5 | 0.85 | 46.1 | 46.1 | 30 | N |  |  | N | IPP Non-CHP | 2 | X | NG
Batteries.MWH | battery storage | 0 | 54736 | VESI Pomona Energy Storage, Inc. | 50300 | VESI Pomona | CA | Los Angeles | BESS1 | Batteries | BA |  | S | 20 |  | 20 | 20 | 20 | N |  |  | N | IPP Non-CHP | 2 | X | MWH
All Other.PUR | other | FALSE | 64497 | Deer Park Refinery Limited Partnership (DPRLP) | 50304 | Shell Deer Park | TX | Harris | GEN1 | All Other | ST |  | S | 45.9 | 0.9 | 45 | 50 | 10 | N |  |  | N | Industrial CHP | 7 | X | PUR
All Other.PUR | other | FALSE | 64497 | Deer Park Refinery Limited Partnership (DPRLP) | 50304 | Shell Deer Park | TX | Harris | GEN2 | All Other | ST |  | S | 45.9 | 0.9 | 45 | 50 | 10 | N |  |  | N | Industrial CHP | 7 | X | PUR
Natural Gas Fired Combustion Turbine.NG | natural gas peaker | FALSE | 64497 | Deer Park Refinery Limited Partnership (DPRLP) | 50304 | Shell Deer Park | TX | Harris | GEN4 | Natural Gas Fired Combustion Turbine | GT |  | S | 88.2 | 0.85 | 75 | 85 | 40 | N |  |  | Y | Industrial CHP | 7 | T | NG | OG
Natural Gas Fired Combustion Turbine.NG | natural gas peaker | FALSE | 64497 | Deer Park Refinery Limited Partnership (DPRLP) | 50304 | Shell Deer Park | TX | Harris | GEN5 | Natural Gas Fired Combustion Turbine | GT |  | S | 94 | 0.85 | 78 | 92 | 40 | N |  |  | Y | Industrial CHP | 7 | T | NG | OG
Petroleum Coke.PC | petroleum | FALSE | 40430 | Lafarge Corp | 50305 | Alpena Cement Plant | MI | Alpena | GE10 | Petroleum Coke | ST |  | S | 3.2 | 0.8 | 3.2 | 3.2 | 0.5 | N |  |  | Y | Industrial CHP | 7 | B | PC | NG | OTH | OBL | WDS | OTH
Petroleum Coke.PC | petroleum | FALSE | 40430 | Lafarge Corp | 50305 | Alpena Cement Plant | MI | Alpena | GEN6 | Petroleum Coke | ST |  | S | 12 | 0.8 | 12 | 12 | 3 | N |  |  | Y | Industrial CHP | 7 | B | PC | NG | OTH | OBL | WDS | OTH
Petroleum Coke.PC | petroleum | FALSE | 40430 | Lafarge Corp | 50305 | Alpena Cement Plant | MI | Alpena | GEN7 | Petroleum Coke | ST |  | S | 10 | 0.8 | 10 | 10 | 4 | N |  |  | Y | Industrial CHP | 7 | B | PC | NG | OTH | OBL | WDS | OTH
Petroleum Coke.PC | petroleum | FALSE | 40430 | Lafarge Corp | 50305 | Alpena Cement Plant | MI | Alpena | GEN8 | Petroleum Coke | ST |  | S | 11 | 0.85 | 11 | 11 | 3 | N |  |  | Y | Industrial CHP | 7 | B | PC | NG | OTH | OBL | WDS | OTH
Petroleum Coke.PC | petroleum | FALSE | 40430 | Lafarge Corp | 50305 | Alpena Cement Plant | MI | Alpena | GEN9 | Petroleum Coke | ST |  | S | 11 | 0.85 | 11 | 11 | 3 | N |  |  | Y | Industrial CHP | 7 | B | PC | NG | OTH | OBL | WDS | OTH
Natural Gas Steam Turbine.NG | natural gas steam turbine | FALSE | 19533 | University of Oklahoma | 50307 | University of Oklahoma | OK | Cleveland | GEN1 | Natural Gas Steam Turbine | ST |  | S | 7.5 | 0.8 | 7.5 | 7.5 | 0.5 | N |  |  | Y | Commercial CHP | 5 | B | NG
Natural Gas Steam Turbine.NG | natural gas steam turbine | FALSE | 19533 | University of Oklahoma | 50307 | University of Oklahoma | OK | Cleveland | GEN2 | Natural Gas Steam Turbine | ST |  | S | 2.5 | 0.8 | 2.5 | 2.5 | 0.6 | N |  |  | Y | Commercial CHP | 5 | B | NG
Natural Gas Steam Turbine.NG | natural gas steam turbine | FALSE | 19533 | University of Oklahoma | 50307 | University of Oklahoma | OK | Cleveland | GEN3 | Natural Gas Steam Turbine | ST |  | S | 2.5 | 0.8 | 2.5 | 2.5 | 0.6 | N |  |  | Y | Commercial CHP | 5 | B | NG
Natural Gas Steam Turbine.NG | natural gas steam turbine | FALSE | 19533 | University of Oklahoma | 50307 | University of Oklahoma | OK | Cleveland | GEN4 | Natural Gas Steam Turbine | ST |  | S | 4.3 | 0.8 | 4.3 | 4.3 | 0.3 | N |  |  | Y | Commercial CHP | 5 | B | NG
Petroleum Liquids.DFO | petroleum | FALSE | 19533 | University of Oklahoma | 50307 | University of Oklahoma | OK | Cleveland | GEN5 | Petroleum Liquids | IC |  | S | 1.8 | 0.8 | 1.8 | 1.8 | 0.4 | N |  |  | Y | Commercial CHP | 5 | T | DFO
Conventional Steam Coal.SUB | hard coal | TRUE | 56389 | Doyon Utilities - Ft. Wainwright | 50308 | Utility Plants Section | AK | Fairbanks North Star | GEN1 | Conventional Steam Coal | ST | F401 | S | 5 | 0.8 | 3.5 | 4.3 | 1.5 | N |  |  | Y | Electric Utility | 1 | T | SUB
Conventional Steam Coal.SUB | hard coal | TRUE | 56389 | Doyon Utilities - Ft. Wainwright | 50308 | Utility Plants Section | AK | Fairbanks North Star | GEN3 | Conventional Steam Coal | ST | F401 | S | 5 | 0.8 | 6.2 | 6.2 | 1.5 | N |  |  | Y | Electric Utility | 1 | T | SUB
Conventional Steam Coal.SUB | hard coal | TRUE | 56389 | Doyon Utilities - Ft. Wainwright | 50308 | Utility Plants Section | AK | Fairbanks North Star | GEN4 | Conventional Steam Coal | ST | F401 | S | 5 | 0.8 | 6.2 | 6.2 | 1.5 | N |  |  | Y | Electric Utility | 1 | T | SUB
Conventional Steam Coal.SUB | hard coal | TRUE | 56389 | Doyon Utilities - Ft. Wainwright | 50308 | Utility Plants Section | AK | Fairbanks North Star | GEN5 | Conventional Steam Coal | ST | F401 | S | 5 | 0.8 | 6.2 | 6.2 | 1.5 | N |  |  | Y | Electric Utility | 1 | T | SUB
Natural Gas Internal Combustion Engine.NG | natural gas peaker | FALSE | 14762 | Pensacola Christian College | 50310 | Standby Generation Plant | FL | Escambia | 1 | Natural Gas Internal Combustion Engine | IC |  | S | 1.1 | 0.8 | 1.1 | 1.1 | 0 | N |  |  | N | Commercial Non-CHP | 4 | X | NG
Natural Gas Internal Combustion Engine.NG | natural gas peaker | FALSE | 14762 | Pensacola Christian College | 50310 | Standby Generation Plant | FL | Escambia | 1SB | Natural Gas Internal Combustion Engine | IC |  | S | 1.3 | 0.9 | 1.3 | 1.3 | 0 | N |  |  | N | Commercial Non-CHP | 4 | X | NG
Natural Gas Internal Combustion Engine.NG | natural gas peaker | FALSE | 14762 | Pensacola Christian College | 50310 | Standby Generation Plant | FL | Escambia | 2 | Natural Gas Internal Combustion Engine | IC |  | S | 1.1 | 0.8 | 1.1 | 1.1 | 0 | N |  |  | N | Commercial Non-CHP | 4 | X | NG
Natural Gas Internal Combustion Engine.NG | natural gas peaker | FALSE | 14762 | Pensacola Christian College | 50310 | Standby Generation Plant | FL | Escambia | 2SB | Natural Gas Internal Combustion Engine | IC |  | S | 1.3 | 0.9 | 1.3 | 1.3 | 0 | N |  |  | N | Commercial Non-CHP | 4 | X | NG
Natural Gas Internal Combustion Engine.NG | natural gas peaker | FALSE | 14762 | Pensacola Christian College | 50310 | Standby Generation Plant | FL | Escambia | 3 | Natural Gas Internal Combustion Engine | IC |  | S | 1.1 | 0.8 | 1.1 | 1.1 | 0 | N |  |  | N | Commercial Non-CHP | 4 | X | NG
Natural Gas Internal Combustion Engine.NG | natural gas peaker | FALSE | 14762 | Pensacola Christian College | 50310 | Standby Generation Plant | FL | Escambia | 3SB | Natural Gas Internal Combustion Engine | IC |  | S | 1.3 | 0.9 | 1.3 | 1.3 | 0 | N |  |  | N | Commercial Non-CHP | 4 | X | NG
Natural Gas Internal Combustion Engine.NG | natural gas peaker | FALSE | 14762 | Pensacola Christian College | 50310 | Standby Generation Plant | FL | Escambia | 4SB | Natural Gas Internal Combustion Engine | IC |  | S | 1.3 | 0.9 | 1.3 | 1.3 | 0 | N |  |  | N | Commercial Non-CHP | 4 | X | NG
Natural Gas Internal Combustion Engine.NG | natural gas peaker | FALSE | 14762 | Pensacola Christian College | 50310 | Standby Generation Plant | FL | Escambia | 5SB | Natural Gas Internal Combustion Engine | IC |  | S | 1.3 | 0.9 | 1.3 | 1.3 | 0 | N |  |  | N | Commercial Non-CHP | 4 | X | NG
Natural Gas Internal Combustion Engine.NG | natural gas peaker | FALSE | 14762 | Pensacola Christian College | 50310 | Standby Generation Plant | FL | Escambia | 6SB | Natural Gas Internal Combustion Engine | IC |  | S | 1.3 | 0.9 | 1.3 | 1.3 | 0 | N |  |  | N | Commercial Non-CHP | 4 | X | NG
Natural Gas Internal Combustion Engine.NG | natural gas peaker | FALSE | 14762 | Pensacola Christian College | 50310 | Standby Generation Plant | FL | Escambia | 7SB | Natural Gas Internal Combustion Engine | IC |  | S | 1.3 | 0.9 | 1.3 | 1.3 | 0 | N |  |  | N | Commercial Non-CHP | 4 | X | NG
Natural Gas Internal Combustion Engine.NG | natural gas peaker | FALSE | 14762 | Pensacola Christian College | 50310 | Standby Generation Plant | FL | Escambia | 8SB | Natural Gas Internal Combustion Engine | IC |  | S | 1.3 | 0.9 | 1.3 | 1.3 | 0 | N |  |  | N | Commercial Non-CHP | 4 | X | NG
Conventional Hydroelectric.WAT | hydro | TRUE | 14539 | Passaic Valley Water Comm | 50311 | Passaic Valley Water Commission | NJ | Passaic | GEN1 | Conventional Hydroelectric | HY |  | S | 0.6 | 0.89 | 0.6 | 0.6 | 0.3 | N |  |  | N | IPP Non-CHP | 2 | X | WAT
Conventional Hydroelectric.WAT | hydro | TRUE | 14539 | Passaic Valley Water Comm | 50311 | Passaic Valley Water Commission | NJ | Passaic | GEN2 | Conventional Hydroelectric | HY |  | S | 0.6 | 0.89 | 0.6 | 0.6 | 0.3 | N |  |  | N | IPP Non-CHP | 2 | X | WAT
Conventional Hydroelectric.WAT | hydro | TRUE | 14539 | Passaic Valley Water Comm | 50311 | Passaic Valley Water Commission | NJ | Passaic | GEN3 | Conventional Hydroelectric | HY |  | S | 0.6 | 0.89 | 0.6 | 0.6 | 0.3 | N |  |  | N | IPP Non-CHP | 2 | X | WAT
Conventional Hydroelectric.WAT | hydro | TRUE | 14539 | Passaic Valley Water Comm | 50311 | Passaic Valley Water Commission | NJ | Passaic | GEN4 | Conventional Hydroelectric | HY |  | S | 0.6 | 0.89 | 0.6 | 0.6 | 0.3 | N |  |  | N | IPP Non-CHP | 2 | X | WAT
Conventional Hydroelectric.WAT | hydro | TRUE | 57280 | Eagle Creek Renewable Energy, LLC | 50312 | Pembroke Hydro | NH | Merrimack | 1 | Conventional Hydroelectric | HY |  | W | 2.7 | 0.9 | 0.6 | 1.2 | 0.2 | N |  |  | N | IPP Non-CHP | 2 | X | WAT
Conventional Hydroelectric.WAT | hydro | TRUE | 24979 | Ampersand Chasm Hydro LLC | 50315 | Chasm Hydro Partnership | NY | Franklin | 1100 | Conventional Hydroelectric | HY |  | S | 1 | 1 | 0.5 | 0.8 | 0.2 | N |  |  | N | IPP Non-CHP | 2 | X | WAT
Conventional Hydroelectric.WAT | hydro | TRUE | 24979 | Ampersand Chasm Hydro LLC | 50315 | Chasm Hydro Partnership | NY | Franklin | 2600 | Conventional Hydroelectric | HY |  | S | 0.6 | 0.8 | 0.5 | 0.6 | 0.5 | N |  |  | N | IPP Non-CHP | 2 | X | WAT
Natural Gas Steam Turbine.NG | natural gas steam turbine | FALSE | 3283 | Bunge North America East LLC | 50316 | Bunge North America East LLC | IN | Adams | 3516 | Natural Gas Steam Turbine | ST |  | S | 2 | 0.9 | 2.2 | 2.2 | 1 | N |  |  | Y | Industrial CHP | 7 | T | NG
Conventional Hydroelectric.WAT | hydro | TRUE | 26287 | Madera-Chowchilla Power Auth | 50322 | Site 980 65 | CA | Madera | GEN1 | Conventional Hydroelectric | HY |  | S | 2.1 | 0.9 | 2.1 | 2.1 | 0.5 | N |  |  | N | IPP Non-CHP | 2 | X | WAT
Conventional Hydroelectric.WAT | hydro | TRUE | 15286 | Marco Power Inc | 50323 | Marco Ranch | ID | Jerome | 1 | Conventional Hydroelectric | HY |  | S | 0.3 | 0.8 | 0.3 | 0.3 | 0.1 | N |  |  | N | IPP Non-CHP | 2 | X | WAT
Conventional Hydroelectric.WAT | hydro | TRUE | 15286 | Marco Power Inc | 50323 | Marco Ranch | ID | Jerome | 2 | Conventional Hydroelectric | HY |  | S | 0.3 | 0.8 | 0.3 | 0.3 | 0.1 | N |  |  | N | IPP Non-CHP | 2 | X | WAT
Conventional Hydroelectric.WAT | hydro | TRUE | 15286 | Marco Power Inc | 50323 | Marco Ranch | ID | Jerome | 3 | Conventional Hydroelectric | HY |  | S | 0.3 | 0.8 | 0.3 | 0.3 | 0.1 | N |  |  | N | IPP Non-CHP | 2 | X | WAT
Conventional Hydroelectric.WAT | hydro | TRUE | 15286 | Marco Power Inc | 50323 | Marco Ranch | ID | Jerome | 4 | Conventional Hydroelectric | HY |  | S | 0.3 | 0.8 | 0.3 | 0.3 | 0.1 | N |  |  | N | IPP Non-CHP | 2 | X | WAT
Conventional Hydroelectric.WAT | hydro | TRUE | 57280 | Eagle Creek Renewable Energy, LLC | 50324 | Newfound Hydroelectric | NH | Grafton | 1 | Conventional Hydroelectric | HY |  | W | 0.7 | 0.91 | 0.7 | 0.7 | 0.1 | N |  |  | N | IPP Non-CHP | 2 | X | WAT
Conventional Hydroelectric.WAT | hydro | TRUE | 57280 | Eagle Creek Renewable Energy, LLC | 50324 | Newfound Hydroelectric | NH | Grafton | 2 | Conventional Hydroelectric | HY |  | W | 0.7 | 0.91 | 0.7 | 0.7 | 0.1 | N |  |  | N | IPP Non-CHP | 2 | X | WAT
Natural Gas Fired Combined Cycle.NG | natural gas combined cycle | FALSE | 14293 | Nalco Co | 50326 | Nalco | IL | DuPage | AT1 | Natural Gas Fired Combined Cycle | CT | CC1 | W | 4 | 0.8 | 3 | 3.5 | 0 | N |  |  | Y | Commercial CHP | 5 | T | NG
Natural Gas Fired Combined Cycle.NG | natural gas combined cycle | FALSE | 14293 | Nalco Co | 50326 | Nalco | IL | DuPage | DPOX | Natural Gas Fired Combined Cycle | CA | CC1 | W | 0.7 | 0.8 | 0.7 | 0.7 | 0 | N |  |  | Y | Commercial CHP | 5 | B | NG
Other Waste Biomass.OBG | biomass | TRUE | 10004 | King County Dept-Natural Res | 50329 | West Point Treatment Plant | WA | King | 4 | Other Waste Biomass | IC |  | S | 2.3 | 0.7 | 2.3 | 2.3 | 1.7 | N |  |  | Y | Commercial CHP | 5 | T | OBG
Other Waste Biomass.OBG | biomass | TRUE | 10004 | King County Dept-Natural Res | 50329 | West Point Treatment Plant | WA | King | 5 | Other Waste Biomass | IC |  | S | 2.3 | 0.7 | 2.3 | 2.3 | 1.7 | N |  |  | Y | Commercial CHP | 5 | T | OBG
Petroleum Liquids.DFO | petroleum | FALSE | 7019 | Gay & Robinson Inc | 50333 | Gay Robinson | HI | Kauai | DSL5 | Petroleum Liquids | IC |  | S | 0.5 | 0.8 | 0.5 | 0.5 | 0.2 | N |  |  | N | Industrial Non-CHP | 6 | X | DFO
Petroleum Liquids.DFO | petroleum | FALSE | 7019 | Gay & Robinson Inc | 50333 | Gay Robinson | HI | Kauai | DSL6 | Petroleum Liquids | IC |  | S | 0.5 | 0.8 | 0.5 | 0.5 | 0.2 | N |  |  | N | Industrial Non-CHP | 6 | X | DFO
Conventional Hydroelectric.WAT | hydro | FALSE | 7019 | Gay & Robinson Inc | 50333 | Gay Robinson | HI | Kauai | HYD2 | Conventional Hydroelectric | HY |  | S | 1.2 | 0.8 | 0.8 | 0.8 | 0.2 | N |  |  | N | Industrial Non-CHP | 6 | X | WAT
Conventional Hydroelectric.WAT | hydro | FALSE | 7019 | Gay & Robinson Inc | 50333 | Gay Robinson | HI | Kauai | HYD3 | Conventional Hydroelectric | HY |  | S | 6.5 | 0.9 | 6.5 | 6.5 | 0.5 | N |  |  | N | Industrial Non-CHP | 6 | X | WAT
Natural Gas Internal Combustion Engine.NG | natural gas peaker | FALSE | 21690 | Moose International | 50337 | Mooseheart Power House | IL | Kane | GEN1 | Natural Gas Internal Combustion Engine | IC |  | S | 0.5 | 0.8 | 0.5 | 0.5 | 0.5 | N |  |  | Y | Commercial CHP | 5 | T | NG
Natural Gas Internal Combustion Engine.NG | natural gas peaker | FALSE | 21690 | Moose International | 50337 | Mooseheart Power House | IL | Kane | GEN2 | Natural Gas Internal Combustion Engine | IC |  | S | 0.5 | 0.8 | 0.5 | 0.5 | 0.5 | N |  |  | Y | Commercial CHP | 5 | T | NG
Natural Gas Internal Combustion Engine.NG | natural gas peaker | FALSE | 21690 | Moose International | 50337 | Mooseheart Power House | IL | Kane | GEN3 | Natural Gas Internal Combustion Engine | IC |  | S | 0.3 | 0.8 | 0.3 | 0.3 | 0.3 | N |  |  | Y | Commercial CHP | 5 | T | NG
Natural Gas Internal Combustion Engine.NG | natural gas peaker | FALSE | 21690 | Moose International | 50337 | Mooseheart Power House | IL | Kane | GEN4 | Natural Gas Internal Combustion Engine | IC |  | S | 0.5 | 0.8 | 0.5 | 0.5 | 0.5 | N |  |  | Y | Commercial CHP | 5 | T | NG
All Other.WH | other | FALSE | 15237 | PCS Nitrogen LP | 50341 | PCS Nitrogen Fertilizer LP | LA | Iberville | GEN2 | All Other | ST |  | S | 10 | 0.8 | 8 | 8 | 1 | N |  |  | N | Industrial Non-CHP | 6 | X | WH
Petroleum Liquids.DFO | petroleum | FALSE | 15237 | PCS Nitrogen LP | 50341 | PCS Nitrogen Fertilizer LP | LA | Iberville | GEN3 | Petroleum Liquids | IC |  | S | 2 | 0.8 | 1.8 | 1.8 | 0.1 | N |  |  | N | Industrial Non-CHP | 6 | X | DFO
Petroleum Liquids.DFO | petroleum | FALSE | 15237 | PCS Nitrogen LP | 50341 | PCS Nitrogen Fertilizer LP | LA | Iberville | GEN4 | Petroleum Liquids | IC |  | S | 2 | 0.8 | 1.8 | 1.8 | 0.1 | N |  |  | N | Industrial Non-CHP | 6 | X | DFO
Conventional Hydroelectric.WAT | hydro | TRUE | 8530 | HYPOWER INC | 50350 | Forks of Butte Hydro Project | CA | Butte | GEN1 | Conventional Hydroelectric | HY |  | S | 14.5 | 0.9 | 14.5 | 14.5 | 0.7 | N |  |  | N | IPP Non-CHP | 2 | X | WAT
Conventional Hydroelectric.WAT | hydro | TRUE | 24793 | Briar-Hydro Associates | 50351 | Rolfe Canal Hydro | NH | Merrimack | 1 | Conventional Hydroelectric | HY |  | S | 4.3 | 0.9 | 4.3 | 4.3 | 0.2 | N |  |  | N | IPP Non-CHP | 2 | X | WAT
Conventional Hydroelectric.WAT | hydro | TRUE | 12850 | Monterey Cnty Water Res Agency | 50352 | Nacimiento Hydro Project | CA | San Luis Obispo | 1 | Conventional Hydroelectric | HY |  | S | 4 | 0.9 | 3.7 | 3.6 | 0.7 | N |  |  | N | IPP Non-CHP | 2 | X | WAT
Conventional Hydroelectric.WAT | hydro | TRUE | 12850 | Monterey Cnty Water Res Agency | 50352 | Nacimiento Hydro Project | CA | San Luis Obispo | 2 | Conventional Hydroelectric | HY |  | S | 0.4 | 1 | 0.3 | 0.3 | 0.1 | N |  |  | N | IPP Non-CHP | 2 | X | WAT
Conventional Hydroelectric.WAT | hydro | TRUE | 24793 | Briar-Hydro Associates | 50353 | Penacook Lower Falls | NH | Merrimack | 1 | Conventional Hydroelectric | HY |  | S | 4.6 | 0.9 | 4.6 | 4.6 | 0.1 | N |  |  | N | IPP Non-CHP | 2 | X | WAT
Conventional Hydroelectric.WAT | hydro | TRUE | 57280 | Eagle Creek Renewable Energy, LLC | 50354 | Newport Hydro | NY | Herkimer | 1 | Conventional Hydroelectric | HY |  | W | 0.8 | 0.8 | 0.8 | 0.8 | 0.2 | N |  |  | N | IPP Non-CHP | 2 | X | WAT
Conventional Hydroelectric.WAT | hydro | TRUE | 57280 | Eagle Creek Renewable Energy, LLC | 50354 | Newport Hydro | NY | Herkimer | 2 | Conventional Hydroelectric | HY |  | W | 0.8 | 0.8 | 0.8 | 0.8 | 0.2 | N |  |  | N | IPP Non-CHP | 2 | X | WAT
Conventional Hydroelectric.WAT | hydro | TRUE | 57280 | Eagle Creek Renewable Energy, LLC | 50354 | Newport Hydro | NY | Herkimer | 3 | Conventional Hydroelectric | HY |  | W | 0.1 | 0.8 | 0.1 | 0.1 | 0 | N |  |  | N | IPP Non-CHP | 2 | X | WAT
Natural Gas Steam Turbine.NG | natural gas steam turbine | FALSE | 62972 | Bluestone Coke LLC | 50359 | Sloss Industries Corp | AL | Jefferson | 10 | Natural Gas Steam Turbine | ST |  | S | 12.5 | 0.8 | 8.5 | 7.5 | 3 | N |  |  | Y | Industrial CHP | 7 | B | NG | OG
Natural Gas Steam Turbine.NG | natural gas steam turbine | FALSE | 62972 | Bluestone Coke LLC | 50359 | Sloss Industries Corp | AL | Jefferson | 9 | Natural Gas Steam Turbine | ST |  | S | 12.5 | 0.8 | 7.5 | 6.5 | 3 | N |  |  | Y | Industrial CHP | 7 | B | NG | OG
Conventional Hydroelectric.WAT | hydro | TRUE | 14243 | Owyhee Irrigation District | 50360 | Michell Butte Power Project | OR | Malheur | GEN1 | Conventional Hydroelectric | HY |  | S | 1.8 | 0.8 | 1.8 | 1.8 | 0.4 | N |  |  | N | IPP Non-CHP | 2 | X | WAT
Conventional Hydroelectric.WAT | hydro | TRUE | 14243 | Owyhee Irrigation District | 50361 | Owyhee Dam Power Project | OR | Malheur | GEN1 | Conventional Hydroelectric | HY |  | S | 4.3 | 1 | 2.9 | 2.9 | 0.8 | N |  |  | N | IPP Non-CHP | 2 | X | WAT
Conventional Hydroelectric.WAT | hydro | TRUE | 14243 | Owyhee Irrigation District | 50362 | Tunnel 1 Power Project | OR | Malheur | GEN1 | Conventional Hydroelectric | HY |  | S | 7 | 1 | 6.7 | 6.4 | 1 | N |  |  | N | IPP Non-CHP | 2 | X | WAT
Wood/Wood Waste Biomass.WDS | biomass | TRUE | 55960 | Mesquite Lake Energy Park | 50363 | Mesquite Lake Energy Park Plant 2 | CA | Imperial | L313 | Wood/Wood Waste Biomass | ST |  | S | 21 | 1 | 15.5 | 15.5 | 0 | N |  |  | N | IPP Non-CHP | 2 | X | WDS
Landfill Gas.LFG | natural gas peaker | TRUE | 56889 | Rhode Island LFG Genco | 50365 | Ridgewood Providence Power | RI | Providence | PH21 | Landfill Gas | IC |  | S | 1.6 | 0.8 | 1.5 | 1.5 | 1.5 | N |  |  | N | IPP Non-CHP | 2 | X | LFG
Landfill Gas.LFG | natural gas peaker | TRUE | 56889 | Rhode Island LFG Genco | 50365 | Ridgewood Providence Power | RI | Providence | PH22 | Landfill Gas | IC |  | S | 1.6 | 0.8 | 1.5 | 1.5 | 1.5 | N |  |  | N | IPP Non-CHP | 2 | X | LFG
Landfill Gas.LFG | natural gas peaker | TRUE | 56889 | Rhode Island LFG Genco | 50365 | Ridgewood Providence Power | RI | Providence | PH23 | Landfill Gas | IC |  | S | 1.6 | 0.8 | 1.5 | 1.5 | 1.5 | N |  |  | N | IPP Non-CHP | 2 | X | LFG
Landfill Gas.LFG | natural gas peaker | TRUE | 56889 | Rhode Island LFG Genco | 50365 | Ridgewood Providence Power | RI | Providence | PH24 | Landfill Gas | IC |  | S | 1.6 | 0.8 | 1.5 | 1.5 | 1.5 | N |  |  | N | IPP Non-CHP | 2 | X | LFG
Natural Gas Steam Turbine.NG | natural gas steam turbine | FALSE | 19564 | University of Notre Dame | 50366 | University of Notre Dame | IN | St Joseph | GEN1 | Natural Gas Steam Turbine | ST |  | S | 3 | 0.8 | 3 | 3 | 0.5 | N |  |  | Y | Commercial CHP | 5 | T | NG | DFO
Natural Gas Steam Turbine.NG | natural gas steam turbine | FALSE | 19564 | University of Notre Dame | 50366 | University of Notre Dame | IN | St Joseph | GEN2 | Natural Gas Steam Turbine | ST |  | S | 1.7 | 0.8 | 1.7 | 1.7 | 0.5 | N |  |  | Y | Commercial CHP | 5 | T | NG | DFO
Petroleum Liquids.DFO | petroleum | FALSE | 19564 | University of Notre Dame | 50366 | University of Notre Dame | IN | St Joseph | GEN3 | Petroleum Liquids | IC |  | S | 1 | 0.8 | 1 | 1 | 0.3 | N |  |  | N | Commercial CHP | 5 | X | DFO
Petroleum Liquids.DFO | petroleum | FALSE | 19564 | University of Notre Dame | 50366 | University of Notre Dame | IN | St Joseph | GEN4 | Petroleum Liquids | IC |  | S | 1 | 0.8 | 1 | 1 | 0.3 | N |  |  | N | Commercial CHP | 5 | X | DFO
Natural Gas Steam Turbine.NG | natural gas steam turbine | FALSE | 19564 | University of Notre Dame | 50366 | University of Notre Dame | IN | St Joseph | GEN5 | Natural Gas Steam Turbine | ST |  | S | 2 | 0.8 | 2 | 2 | 0.5 | N |  |  | Y | Commercial CHP | 5 | T | NG | DFO
Natural Gas Steam Turbine.NG | natural gas steam turbine | FALSE | 19564 | University of Notre Dame | 50366 | University of Notre Dame | IN | St Joseph | GEN6 | Natural Gas Steam Turbine | ST |  | S | 5 | 0.8 | 5 | 5 | 0.5 | N |  |  | Y | Commercial CHP | 5 | T | NG | DFO
Natural Gas Steam Turbine.NG | natural gas steam turbine | FALSE | 19564 | University of Notre Dame | 50366 | University of Notre Dame | IN | St Joseph | GEN7 | Natural Gas Steam Turbine | ST |  | S | 9.4 | 0.8 | 9.4 | 9.4 | 0.5 | N |  |  | Y | Commercial CHP | 5 | T | NG | DFO
Petroleum Liquids.DFO | petroleum | FALSE | 19564 | University of Notre Dame | 50366 | University of Notre Dame | IN | St Joseph | GEN8 | Petroleum Liquids | IC |  | S | 1.9 | 0.8 | 1.7 | 1.8 | 0.1 | N |  |  | N | Commercial CHP | 5 | X | DFO
Petroleum Liquids.DFO | petroleum | FALSE | 19564 | University of Notre Dame | 50366 | University of Notre Dame | IN | St Joseph | GEN9 | Petroleum Liquids | IC |  | S | 1.9 | 0.8 | 1.7 | 1.8 | 0.1 | N |  |  | N | Commercial CHP | 5 | X | DFO
Petroleum Liquids.DFO | petroleum | FALSE | 19564 | University of Notre Dame | 50366 | University of Notre Dame | IN | St Joseph | GN10 | Petroleum Liquids | IC |  | S | 1.9 | 0.8 | 1.7 | 1.8 | 0.1 | N |  |  | N | Commercial CHP | 5 | X | DFO
Natural Gas Fired Combustion Turbine.NG | natural gas peaker | FALSE | 19564 | University of Notre Dame | 50366 | University of Notre Dame | IN | St Joseph | GT1 | Natural Gas Fired Combustion Turbine | GT |  | S | 5.4 | 0.8 | 5.6 | 4.7 | 2.7 | N |  |  | Y | Commercial CHP | 5 | T | NG
Natural Gas Fired Combustion Turbine.NG | natural gas peaker | FALSE | 19564 | University of Notre Dame | 50366 | University of Notre Dame | IN | St Joseph | GT2 | Natural Gas Fired Combustion Turbine | GT |  | S | 5.4 | 0.8 | 5.6 | 4.7 | 2.7 | N |  |  | Y | Commercial CHP | 5 | T | NG
Natural Gas Fired Combined Cycle.NG | natural gas combined cycle | FALSE | 21508 | Cornell University | 50368 | Cornell University Central Heat | NY | Tompkins | CT1 | Natural Gas Fired Combined Cycle | CT | CT1 | S | 15 | 0.8 | 12.3 | 14.5 | 8 | N |  |  | Y | Commercial CHP | 5 | T | NG | DFO
Natural Gas Fired Combined Cycle.NG | natural gas combined cycle | FALSE | 21508 | Cornell University | 50368 | Cornell University Central Heat | NY | Tompkins | CT2 | Natural Gas Fired Combined Cycle | CT | CT2 | S | 15 | 0.8 | 12.3 | 14.5 | 8 | N |  |  | Y | Commercial CHP | 5 | T | NG | DFO
Petroleum Liquids.DFO | petroleum | FALSE | 21508 | Cornell University | 50368 | Cornell University Central Heat | NY | Tompkins | EDG1 | Petroleum Liquids | IC |  | S | 1 | 0.8 | 0.9 | 1 | 0.3 | N |  |  | N | Commercial CHP | 5 | X | DFO
Petroleum Liquids.DFO | petroleum | FALSE | 21508 | Cornell University | 50368 | Cornell University Central Heat | NY | Tompkins | EDG2 | Petroleum Liquids | IC |  | S | 1 | 0.8 | 0.9 | 1 | 0.3 | N |  |  | N | Commercial CHP | 5 | X | DFO
Natural Gas Fired Combined Cycle.NG | natural gas combined cycle | FALSE | 21508 | Cornell University | 50368 | Cornell University Central Heat | NY | Tompkins | TG1 | Natural Gas Fired Combined Cycle | CA | CT1 | S | 1.8 | 0.8 | 1 | 1.8 | 0.2 | N |  |  | Y | Commercial CHP | 5 | B | NG | DFO
Natural Gas Fired Combined Cycle.NG | natural gas combined cycle | FALSE | 21508 | Cornell University | 50368 | Cornell University Central Heat | NY | Tompkins | TG2 | Natural Gas Fired Combined Cycle | CA | CT2 | S | 5.7 | 0.8 | 5.3 | 5.7 | 0.4 | N |  |  | Y | Commercial CHP | 5 | B | NG | DFO
Natural Gas Internal Combustion Engine.NG | natural gas peaker | TRUE | 13875 | Energy Center Paxton LLC | 50373 | Paxton Creek Cogeneration | PA | Dauphin | GEN1 | Natural Gas Internal Combustion Engine | IC |  | S | 6.3 | 0.96 | 6 | 6 | 2 | N |  |  | Y | IPP CHP | 3 | T | NG | DFO
Natural Gas Internal Combustion Engine.NG | natural gas peaker | TRUE | 13875 | Energy Center Paxton LLC | 50373 | Paxton Creek Cogeneration | PA | Dauphin | GEN2 | Natural Gas Internal Combustion Engine | IC |  | S | 6.3 | 0.96 | 6 | 6 | 2 | N |  |  | Y | IPP CHP | 3 | T | NG | DFO
Conventional Hydroelectric.WAT | hydro | TRUE | 30076 | Calleguas Mun Water District | 50375 | East Portal Generator | CA | Los Angeles | GEN1 | Conventional Hydroelectric | HY |  | S | 1.2 | 1 | 1.2 | 1.2 | 0.3 | N |  |  | N | IPP Non-CHP | 2 | X | WAT
Conventional Hydroelectric.WAT | hydro | TRUE | 42892 | City of Spokane | 50380 | Upriver Dam Hydro Plant | WA | Spokane | GEN1 | Conventional Hydroelectric | HY |  | S | 2 | 0.9 | 0.5 | 1.5 | 0.2 | N |  |  | N | IPP Non-CHP | 2 | X | WAT
Conventional Hydroelectric.WAT | hydro | TRUE | 42892 | City of Spokane | 50380 | Upriver Dam Hydro Plant | WA | Spokane | GEN2 | Conventional Hydroelectric | HY |  | S | 2 | 0.9 | 0.5 | 1.5 | 0.2 | N |  |  | N | IPP Non-CHP | 2 | X | WAT
Conventional Hydroelectric.WAT | hydro | TRUE | 42892 | City of Spokane | 50380 | Upriver Dam Hydro Plant | WA | Spokane | GEN3 | Conventional Hydroelectric | HY |  | S | 2 | 0.9 | 0.5 | 1.5 | 0.2 | N |  |  | N | IPP Non-CHP | 2 | X | WAT
Conventional Hydroelectric.WAT | hydro | TRUE | 42892 | City of Spokane | 50380 | Upriver Dam Hydro Plant | WA | Spokane | GEN4 | Conventional Hydroelectric | HY |  | S | 5.8 | 0.9 | 1.5 | 5 | 0.5 | N |  |  | N | IPP Non-CHP | 2 | X | WAT
Conventional Hydroelectric.WAT | hydro | TRUE | 42892 | City of Spokane | 50380 | Upriver Dam Hydro Plant | WA | Spokane | GEN5 | Conventional Hydroelectric | HY |  | S | 5.8 | 0.9 | 1.5 | 5 | 0.5 | N |  |  | N | IPP Non-CHP | 2 | X | WAT
Conventional Hydroelectric.WAT | hydro | TRUE | 20032 | Walla Walla City of | 50382 | Twin Reservoirs | WA | Walla Walla | GEN1 | Conventional Hydroelectric | HY |  | S | 2.2 | 0.9 | 1.8 | 1.5 | 0.4 | N |  |  | N | IPP Non-CHP | 2 | X | WAT
Conventional Hydroelectric.WAT | hydro | TRUE | 57280 | Eagle Creek Renewable Energy, LLC | 50384 | Gregg Falls | NH | Hillsborough | 1 | Conventional Hydroelectric | HY |  | W | 2.2 | 0.9 | 2.1 | 2.1 | 0.3 | N |  |  | N | IPP Non-CHP | 2 | X | WAT
Conventional Hydroelectric.WAT | hydro | TRUE | 57280 | Eagle Creek Renewable Energy, LLC | 50384 | Gregg Falls | NH | Hillsborough | 2 | Conventional Hydroelectric | HY |  | W | 1.3 | 0.9 | 1.3 | 1.3 | 0.2 | N |  |  | N | IPP Non-CHP | 2 | X | WAT
Petroleum Coke.PC | petroleum | FALSE | 4208 | Phillips 66 Company | 50388 | Phillips 66 Carbon Plant | CA | Contra Costa | GEN1 | Petroleum Coke | ST |  | S | 27.3 | 0.85 | 20 | 20 | 2 | N | 1 | 2023 | Y | Industrial CHP | 7 | B | PC
Natural Gas Fired Combustion Turbine.NG | natural gas peaker | FALSE | 15173 | Placid Refining Co LLC | 50389 | Port Allen (LA) | LA | West Baton Rouge | GEN1 | Natural Gas Fired Combustion Turbine | GT |  | S | 3.8 | 0.9 | 3.5 | 3.5 | 2 | N |  |  | Y | Industrial CHP | 7 | T | NG
Natural Gas Fired Combustion Turbine.NG | natural gas peaker | FALSE | 15173 | Placid Refining Co LLC | 50389 | Port Allen (LA) | LA | West Baton Rouge | GEN2 | Natural Gas Fired Combustion Turbine | GT |  | S | 3.8 | 0.9 | 3.5 | 3.5 | 2 | N |  |  | Y | Industrial CHP | 7 | T | NG
Petroleum Liquids.DFO | petroleum | FALSE | 22199 | U S Air Force-Eielson AFB | 50392 | Eielson AFB Central Heat & Power Plant | AK | Fairbanks North Star | DG01 | Petroleum Liquids | IC |  | S | 1.5 | 0.8 | 1.4 | 1.4 | 0.3 | N |  |  | N | Commercial CHP | 5 | X | DFO
Petroleum Liquids.DFO | petroleum | FALSE | 22199 | U S Air Force-Eielson AFB | 50392 | Eielson AFB Central Heat & Power Plant | AK | Fairbanks North Star | DG02 | Petroleum Liquids | IC |  | S | 1.5 | 0.8 | 1.4 | 1.4 | 0.3 | N |  |  | N | Commercial CHP | 5 | X | DFO
Petroleum Liquids.DFO | petroleum | FALSE | 22199 | U S Air Force-Eielson AFB | 50392 | Eielson AFB Central Heat & Power Plant | AK | Fairbanks North Star | DG03 | Petroleum Liquids | IC |  | S | 1.5 | 0.8 | 1.4 | 1.4 | 0.3 | N |  |  | N | Commercial CHP | 5 | X | DFO
Petroleum Liquids.DFO | petroleum | FALSE | 22199 | U S Air Force-Eielson AFB | 50392 | Eielson AFB Central Heat & Power Plant | AK | Fairbanks North Star | DG04 | Petroleum Liquids | IC |  | S | 1.5 | 0.8 | 1.4 | 1.4 | 0.3 | N |  |  | N | Commercial CHP | 5 | X | DFO
Conventional Steam Coal.SUB | hard coal | FALSE | 22199 | U S Air Force-Eielson AFB | 50392 | Eielson AFB Central Heat & Power Plant | AK | Fairbanks North Star | TG3 | Conventional Steam Coal | ST |  | S | 5 | 0.8 | 5 | 5 | 1 | N |  |  | Y | Commercial CHP | 5 | T | SUB
Conventional Steam Coal.SUB | hard coal | FALSE | 22199 | U S Air Force-Eielson AFB | 50392 | Eielson AFB Central Heat & Power Plant | AK | Fairbanks North Star | TG4 | Conventional Steam Coal | ST |  | S | 5 | 0.8 | 5 | 5 | 1 | N |  |  | Y | Commercial CHP | 5 | T | SUB
Conventional Steam Coal.SUB | hard coal | FALSE | 22199 | U S Air Force-Eielson AFB | 50392 | Eielson AFB Central Heat & Power Plant | AK | Fairbanks North Star | TG5 | Conventional Steam Coal | ST |  | S | 10 | 0.8 | 9 | 9.5 | 3 | N |  |  | Y | Commercial CHP | 5 | T | SUB
Conventional Hydroelectric.WAT | hydro | TRUE | 25438 | Friant Power Authority | 50393 | Friant Hydro Facility | CA | Fresno | FR1 | Conventional Hydroelectric | HY |  | S | 18.4 | 0.9 | 20 | 20 | 1 | N |  |  | N | IPP Non-CHP | 2 | X | WAT
Conventional Hydroelectric.WAT | hydro | TRUE | 25438 | Friant Power Authority | 50393 | Friant Hydro Facility | CA | Fresno | M1 | Conventional Hydroelectric | HY |  | S | 9.8 | 0.9 | 9.8 | 9.8 | 1 | N |  |  | N | IPP Non-CHP | 2 | X | WAT
Conventional Hydroelectric.WAT | hydro | TRUE | 25438 | Friant Power Authority | 50393 | Friant Hydro Facility | CA | Fresno | RO1 | Conventional Hydroelectric | HY |  | S | 2.4 | 0.84 | 2.3 | 2.3 | 0.5 | N |  |  | N | IPP Non-CHP | 2 | X | WAT
Conventional Hydroelectric.WAT | hydro | TRUE | 25438 | Friant Power Authority | 50393 | Friant Hydro Facility | CA | Fresno | RO2 | Conventional Hydroelectric | HY |  | S | 6.9 | 0.9 | 7.3 | 7.3 | 0.5 | N |  |  | N | IPP Non-CHP | 2 | X | WAT
Conventional Hydroelectric.WAT | hydro | FALSE | 5033 | Domtar Industries Inc | 50395 | Georgia-Pacific Corp - Nekoosa Mill | WI | Wood | HY1 | Conventional Hydroelectric | HY |  | S | 0.8 | 0.8 | 0.8 | 0.7 | 0.4 | N |  |  | N | Industrial CHP | 7 | X | WAT
Conventional Hydroelectric.WAT | hydro | FALSE | 5033 | Domtar Industries Inc | 50395 | Georgia-Pacific Corp - Nekoosa Mill | WI | Wood | HY2 | Conventional Hydroelectric | HY |  | S | 0.8 | 0.8 | 0.8 | 0.7 | 0.4 | N |  |  | N | Industrial CHP | 7 | X | WAT
Conventional Hydroelectric.WAT | hydro | FALSE | 5033 | Domtar Industries Inc | 50395 | Georgia-Pacific Corp - Nekoosa Mill | WI | Wood | HY3 | Conventional Hydroelectric | HY |  | S | 0.8 | 0.8 | 0.8 | 0.7 | 0.4 | N |  |  | N | Industrial CHP | 7 | X | WAT
Conventional Hydroelectric.WAT | hydro | FALSE | 5033 | Domtar Industries Inc | 50395 | Georgia-Pacific Corp - Nekoosa Mill | WI | Wood | HY4 | Conventional Hydroelectric | HY |  | S | 0.6 | 0.8 | 0.6 | 0.6 | 0.3 | N |  |  | N | Industrial CHP | 7 | X | WAT
Conventional Hydroelectric.WAT | hydro | FALSE | 5033 | Domtar Industries Inc | 50395 | Georgia-Pacific Corp - Nekoosa Mill | WI | Wood | HY5 | Conventional Hydroelectric | HY |  | S | 0.7 | 0.8 | 0.7 | 0.6 | 0.3 | N |  |  | N | Industrial CHP | 7 | X | WAT
Conventional Hydroelectric.WAT | hydro | FALSE | 5033 | Domtar Industries Inc | 50395 | Georgia-Pacific Corp - Nekoosa Mill | WI | Wood | NHG1 | Conventional Hydroelectric | HY |  | S | 0.2 | 0.8 | 0.2 | 0.2 | 0.1 | N |  |  | N | Industrial CHP | 7 | X | WAT
Wood/Wood Waste Biomass.BLQ | biomass | TRUE | 5033 | Domtar Industries Inc | 50395 | Georgia-Pacific Corp - Nekoosa Mill | WI | Wood | TG14 | Wood/Wood Waste Biomass | ST |  | S | 13.1 | 1 | 12.5 | 12.1 | 1 | N |  |  | Y | Industrial CHP | 7 | T | BLQ | NG
Natural Gas Steam Turbine.NG | natural gas steam turbine | FALSE | 5033 | Domtar Industries Inc | 50395 | Georgia-Pacific Corp - Nekoosa Mill | WI | Wood | TG6 | Natural Gas Steam Turbine | ST |  | S | 6 | 1 | 5.7 | 5.5 | 1 | N |  |  | Y | Industrial CHP | 7 | T | NG
Natural Gas Steam Turbine.NG | natural gas steam turbine | FALSE | 5033 | Domtar Industries Inc | 50395 | Georgia-Pacific Corp - Nekoosa Mill | WI | Wood | TG8 | Natural Gas Steam Turbine | ST |  | S | 16 | 1 | 13 | 15 | 1 | N |  |  | Y | Industrial CHP | 7 | T | NG
Wood/Wood Waste Biomass.WDS | biomass | TRUE | 16294 | Roseburg Forest Products Co | 50396 | Dillard Complex | OR | Douglas | GEN1 | Wood/Wood Waste Biomass | ST |  | S | 5 | 0.8 | 5 | 5 | 1 | N |  |  | Y | Industrial CHP | 7 | T | WDS | NG
Wood/Wood Waste Biomass.WDS | biomass | TRUE | 16294 | Roseburg Forest Products Co | 50396 | Dillard Complex | OR | Douglas | GEN2 | Wood/Wood Waste Biomass | ST |  | S | 5 | 0.8 | 5 | 5 | 1 | N |  |  | Y | Industrial CHP | 7 | T | WDS | NG
Wood/Wood Waste Biomass.WDS | biomass | TRUE | 16294 | Roseburg Forest Products Co | 50396 | Dillard Complex | OR | Douglas | GEN3 | Wood/Wood Waste Biomass | ST |  | S | 7 | 0.8 | 7 | 7 | 1 | N |  |  | Y | Industrial CHP | 7 | B | WDS | NG
Wood/Wood Waste Biomass.WDS | biomass | TRUE | 16294 | Roseburg Forest Products Co | 50396 | Dillard Complex | OR | Douglas | GEN4 | Wood/Wood Waste Biomass | ST |  | S | 11.5 | 0.85 | 11.5 | 11.5 | 2 | N |  |  | Y | Industrial CHP | 7 | T | WDS | NG
Wood/Wood Waste Biomass.WDS | biomass | TRUE | 16294 | Roseburg Forest Products Co | 50396 | Dillard Complex | OR | Douglas | GEN5 | Wood/Wood Waste Biomass | ST |  | S | 11.5 | 0.85 | 11.5 | 11.5 | 2 | N |  |  | Y | Industrial CHP | 7 | B | WDS | NG
Wood/Wood Waste Biomass.WDS | biomass | TRUE | 16294 | Roseburg Forest Products Co | 50396 | Dillard Complex | OR | Douglas | GEN6 | Wood/Wood Waste Biomass | ST |  | S | 11.5 | 0.85 | 11.5 | 11.5 | 2 | N |  |  | Y | Industrial CHP | 7 | B | WDS | NG
Natural Gas Steam Turbine.NG | natural gas steam turbine | FALSE | 61988 | Pixelle Specialty Solutions LLC - (PA) | 50397 | Pixelle Specialty Solutions LLC - Spring Grove Facility | PA | York | GEN1 | Natural Gas Steam Turbine | ST |  | S | 6 | 0.8 | 5 | 5 | 2 | N |  |  | Y | Industrial CHP | 7 | T | NG | BLQ | BIT | RFO | WDS | SLW
Natural Gas Steam Turbine.NG | natural gas steam turbine | FALSE | 61988 | Pixelle Specialty Solutions LLC - (PA) | 50397 | Pixelle Specialty Solutions LLC - Spring Grove Facility | PA | York | GEN3 | Natural Gas Steam Turbine | ST |  | S | 5.1 | 0.8 | 4 | 4 | 1.2 | N |  |  | Y | Industrial CHP | 7 | T | NG | BLQ | RFO | BIT | SLW | WDS
Natural Gas Steam Turbine.NG | natural gas steam turbine | FALSE | 61988 | Pixelle Specialty Solutions LLC - (PA) | 50397 | Pixelle Specialty Solutions LLC - Spring Grove Facility | PA | York | GEN4 | Natural Gas Steam Turbine | ST |  | S | 7.5 | 0.8 | 8.7 | 8.7 | 3.5 | N |  |  | Y | Industrial CHP | 7 | T | NG | BLQ | BIT | RFO | SLW | WDS
Conventional Steam Coal.BIT | hard coal | FALSE | 61988 | Pixelle Specialty Solutions LLC - (PA) | 50397 | Pixelle Specialty Solutions LLC - Spring Grove Facility | PA | York | GEN5 | Conventional Steam Coal | ST |  | S | 45.9 | 0.8 | 36.1 | 36.1 | 9 | N |  |  | Y | Industrial CHP | 7 | T | BIT | WDS | SLW | RFO
Wood/Wood Waste Biomass.BLQ | biomass | TRUE | 61988 | Pixelle Specialty Solutions LLC - (PA) | 50397 | Pixelle Specialty Solutions LLC - Spring Grove Facility | PA | York | GEN6 | Wood/Wood Waste Biomass | ST |  | S | 39.1 | 0.8 | 31.2 | 31.2 | 8.2 | N |  |  | Y | Industrial CHP | 7 | T | BLQ | NG | RFO | BIT | SLW | WDS
Wood/Wood Waste Biomass.BLQ | biomass | TRUE | 30002 | International Paper Co | 50398 | International Paper Savanna Mill | GA | Chatham | GE10 | Wood/Wood Waste Biomass | ST |  | S | 82.8 | 0.85 | 82.7 | 82.8 | 10 | N |  |  | Y | Industrial CHP | 7 | T | BLQ | NG | DFO | RFO
Natural Gas Steam Turbine.NG | natural gas steam turbine | FALSE | 30002 | International Paper Co | 50398 | International Paper Savanna Mill | GA | Chatham | GEN9 | Natural Gas Steam Turbine | ST |  | S | 71.2 | 0.85 | 71.2 | 71.2 | 20 | N |  |  | Y | Industrial CHP | 7 | T | NG | WDS | BIT | DFO | RFO
Conventional Hydroelectric.WAT | hydro | TRUE | 19560 | Tri-Dam Power Authority | 50400 | Sand Bar Power Plant | CA | Tuolumne | GEN1 | Conventional Hydroelectric | HY |  | S | 16.2 | 0.9 | 15.6 | 14 | 1 | N |  |  | N | IPP Non-CHP | 2 | X | WAT
All Other.WH | other | FALSE | 54837 | INEOS Nitriles Greenlake | 50404 | BP Chemicals Green Lake Plant | TX | Calhoun | TG2 | All Other | ST |  | S | 15 | 0.85 | 15 | 15 | 2 | N |  |  | N | Industrial Non-CHP | 6 | X | WH
All Other.WH | other | FALSE | 54837 | INEOS Nitriles Greenlake | 50404 | BP Chemicals Green Lake Plant | TX | Calhoun | TG3 | All Other | ST |  | S | 23.8 | 0.85 | 23.8 | 23.8 | 2 | N |  |  | N | Industrial Non-CHP | 6 | X | WH
Wood/Wood Waste Biomass.BLQ | biomass | TRUE | 16190 | Sappi Fine Paper North America-Somerset | 50406 | Somerset Plant | ME | Somerset | GEN1 | Wood/Wood Waste Biomass | ST |  | S | 45.9 | 0.9 | 48.8 | 48.8 | 5 | N |  |  | Y | Industrial CHP | 7 | T | BLQ | WDS | NG | TDF | SLW | RFO
Wood/Wood Waste Biomass.BLQ | biomass | TRUE | 16190 | Sappi Fine Paper North America-Somerset | 50406 | Somerset Plant | ME | Somerset | GEN2 | Wood/Wood Waste Biomass | ST |  | S | 61.2 | 0.85 | 51 | 51 | 5 | N |  |  | Y | Industrial CHP | 7 | T | BLQ | NG | WDS | TDF | SLW | RFO
Conventional Hydroelectric.WAT | hydro | TRUE | 57280 | Eagle Creek Renewable Energy, LLC | 50408 | Park Mill | WI | Marinette | 1 | Conventional Hydroelectric | HY |  | W | 0.4 | 1 | 0.4 | 0.4 | 0.1 | N |  |  | N | IPP Non-CHP | 2 | X | WAT
Conventional Hydroelectric.WAT | hydro | TRUE | 57280 | Eagle Creek Renewable Energy, LLC | 50408 | Park Mill | WI | Marinette | 10 | Conventional Hydroelectric | HY |  | W | 0.3 | 1 | 0.3 | 0.3 | 0.1 | N |  |  | N | IPP Non-CHP | 2 | X | WAT
Conventional Hydroelectric.WAT | hydro | TRUE | 57280 | Eagle Creek Renewable Energy, LLC | 50408 | Park Mill | WI | Marinette | 2 | Conventional Hydroelectric | HY |  | W | 0.2 | 1 | 0.2 | 0.2 | 0.1 | N |  |  | N | IPP Non-CHP | 2 | X | WAT
Conventional Hydroelectric.WAT | hydro | TRUE | 57280 | Eagle Creek Renewable Energy, LLC | 50408 | Park Mill | WI | Marinette | 3 | Conventional Hydroelectric | HY |  | W | 0.4 | 1 | 0.4 | 0.4 | 0.1 | N |  |  | N | IPP Non-CHP | 2 | X | WAT
Conventional Hydroelectric.WAT | hydro | TRUE | 57280 | Eagle Creek Renewable Energy, LLC | 50408 | Park Mill | WI | Marinette | 6 | Conventional Hydroelectric | HY |  | W | 0.4 | 1 | 0.4 | 0.4 | 0.1 | N |  |  | N | IPP Non-CHP | 2 | X | WAT
Conventional Hydroelectric.WAT | hydro | TRUE | 57280 | Eagle Creek Renewable Energy, LLC | 50408 | Park Mill | WI | Marinette | 7 | Conventional Hydroelectric | HY |  | W | 0.4 | 1 | 0.4 | 0.4 | 0.1 | N |  |  | N | IPP Non-CHP | 2 | X | WAT
Conventional Hydroelectric.WAT | hydro | TRUE | 57280 | Eagle Creek Renewable Energy, LLC | 50409 | Menominee Mill Marinette | MI | Menominee | 4 | Conventional Hydroelectric | HY |  | W | 0.4 | 1 | 0.4 | 0.4 | 0.1 | N |  |  | N | IPP Non-CHP | 2 | X | WAT
Conventional Hydroelectric.WAT | hydro | TRUE | 57280 | Eagle Creek Renewable Energy, LLC | 50409 | Menominee Mill Marinette | MI | Menominee | 5 | Conventional Hydroelectric | HY |  | W | 0.4 | 1 | 0.4 | 0.4 | 0.1 | N |  |  | N | IPP Non-CHP | 2 | X | WAT
Conventional Hydroelectric.WAT | hydro | TRUE | 57280 | Eagle Creek Renewable Energy, LLC | 50409 | Menominee Mill Marinette | MI | Menominee | 8 | Conventional Hydroelectric | HY |  | W | 0.5 | 1 | 0.5 | 0.5 | 0.2 | N |  |  | N | IPP Non-CHP | 2 | X | WAT
Conventional Hydroelectric.WAT | hydro | TRUE | 57280 | Eagle Creek Renewable Energy, LLC | 50409 | Menominee Mill Marinette | MI | Menominee | 9 | Conventional Hydroelectric | HY |  | W | 0.5 | 1 | 0.5 | 0.5 | 0.2 | N |  |  | N | IPP Non-CHP | 2 | X | WAT
Natural Gas Fired Combined Cycle.NG | natural gas combined cycle | FALSE | 10273 | Kimberly-Clark Corp | 50410 | Chester Operations | PA | Delaware | 6 | Natural Gas Fired Combined Cycle | CT | 6000 | S | 17.3 | 0.92 | 14.1 | 16.3 | 6.5 | N |  |  | Y | Industrial CHP | 7 | T | NG
Natural Gas Fired Combined Cycle.NG | natural gas combined cycle | FALSE | 10273 | Kimberly-Clark Corp | 50410 | Chester Operations | PA | Delaware | 6A | Natural Gas Fired Combined Cycle | CA | 6000 | S | 17.3 | 0.92 | 14.1 | 16.3 | 6.5 | N |  |  | Y | Industrial CHP | 7 | T | NG
Natural Gas Fired Combined Cycle.NG | natural gas combined cycle | FALSE | 10273 | Kimberly-Clark Corp | 50410 | Chester Operations | PA | Delaware | 7 | Natural Gas Fired Combined Cycle | CT | 7000 | S | 17.3 | 0.92 | 14.1 | 16.3 | 6.5 | N |  |  | Y | Industrial CHP | 7 | T | NG
Natural Gas Fired Combined Cycle.NG | natural gas combined cycle | FALSE | 10273 | Kimberly-Clark Corp | 50410 | Chester Operations | PA | Delaware | 7A | Natural Gas Fired Combined Cycle | CA | 7000 | S | 17.3 | 0.92 | 14.1 | 16.3 | 6.5 | N |  |  | Y | Industrial CHP | 7 | T | NG
Natural Gas Fired Combustion Turbine.NG | natural gas peaker | FALSE | 58485 | Rutgers, The State University of NJ | 50411 | Rutgers Biomedical and Health Cogen | NJ | Essex | GEN1 | Natural Gas Fired Combustion Turbine | GT |  | S | 3.5 | 0.96 | 3.4 | 3.7 | 2.3 | N |  |  | Y | Commercial CHP | 5 | T | NG | DFO
Natural Gas Fired Combustion Turbine.NG | natural gas peaker | FALSE | 58485 | Rutgers, The State University of NJ | 50411 | Rutgers Biomedical and Health Cogen | NJ | Essex | GEN2 | Natural Gas Fired Combustion Turbine | GT |  | S | 3.5 | 0.96 | 3.4 | 3.7 | 2.3 | N |  |  | Y | Commercial CHP | 5 | T | NG | DFO
Natural Gas Fired Combustion Turbine.NG | natural gas peaker | FALSE | 58485 | Rutgers, The State University of NJ | 50411 | Rutgers Biomedical and Health Cogen | NJ | Essex | GEN3 | Natural Gas Fired Combustion Turbine | GT |  | S | 3.5 | 0.96 | 3.4 | 3.7 | 2.3 | N |  |  | Y | Commercial CHP | 5 | T | NG | DFO
Petroleum Liquids.DFO | petroleum | FALSE | 21995 | Olmsted County Public Works | 50413 | Olmsted Waste Energy | MN | Olmsted | DGCAT | Petroleum Liquids | IC |  | S | 1.7 | 1 | 1.3 | 1.3 | 0.2 | N |  |  | N | Commercial CHP | 5 | X | DFO
Municipal Solid Waste.MSW | municipal solid waste | FALSE | 21995 | Olmsted County Public Works | 50413 | Olmsted Waste Energy | MN | Olmsted | TG2 | Municipal Solid Waste | ST |  | S | 2.2 | 1 | 1.3 | 0.8 | 0.4 | N |  |  | Y | Commercial CHP | 5 | T | MSW
Municipal Solid Waste.MSW | municipal solid waste | FALSE | 21995 | Olmsted County Public Works | 50413 | Olmsted Waste Energy | MN | Olmsted | TG3 | Municipal Solid Waste | ST |  | S | 5.5 | 1 | 5 | 4.5 | 0.4 | N |  |  | Y | Commercial CHP | 5 | T | MSW
Municipal Solid Waste.MSW | municipal solid waste | FALSE | 21995 | Olmsted County Public Works | 50413 | Olmsted Waste Energy | MN | Olmsted | TGI | Municipal Solid Waste | ST |  | S | 1.9 | 1 | 1.4 | 1.4 | 0.4 | N |  |  | Y | Commercial CHP | 5 | T | MSW
Conventional Hydroelectric.WAT | hydro | TRUE | 24793 | Briar-Hydro Associates | 50414 | Penacook Upper Falls Hydro | NH | Merrimack | 1 | Conventional Hydroelectric | HY |  | S | 3.4 | 0.9 | 3.4 | 3.4 | 0.1 | N |  |  | N | IPP Non-CHP | 2 | X | WAT
Conventional Hydroelectric.WAT | hydro | TRUE | 65466 | Dichotomy Power, LLC | 50416 | Tannery Island Power | NY | Jefferson | GEN1 | Conventional Hydroelectric | HY |  | S | 0.3 | 0.87 | 0.2 | 0.2 | 0.1 | N |  |  | N | IPP Non-CHP | 2 | X | WAT
Conventional Hydroelectric.WAT | hydro | TRUE | 65466 | Dichotomy Power, LLC | 50416 | Tannery Island Power | NY | Jefferson | GEN2 | Conventional Hydroelectric | HY |  | S | 0.3 | 0.87 | 0.2 | 0.2 | 0.1 | N |  |  | N | IPP Non-CHP | 2 | X | WAT
Conventional Hydroelectric.WAT | hydro | TRUE | 65466 | Dichotomy Power, LLC | 50416 | Tannery Island Power | NY | Jefferson | GEN3 | Conventional Hydroelectric | HY |  | S | 0.3 | 0.87 | 0.2 | 0.2 | 0.1 | N |  |  | N | IPP Non-CHP | 2 | X | WAT
Conventional Hydroelectric.WAT | hydro | TRUE | 65466 | Dichotomy Power, LLC | 50416 | Tannery Island Power | NY | Jefferson | GEN4 | Conventional Hydroelectric | HY |  | S | 0.3 | 0.87 | 0.2 | 0.2 | 0.1 | N |  |  | N | IPP Non-CHP | 2 | X | WAT
Conventional Hydroelectric.WAT | hydro | TRUE | 65466 | Dichotomy Power, LLC | 50416 | Tannery Island Power | NY | Jefferson | GEN5 | Conventional Hydroelectric | HY |  | S | 0.3 | 0.87 | 0.2 | 0.2 | 0.1 | N |  |  | N | IPP Non-CHP | 2 | X | WAT
Conventional Hydroelectric.WAT | hydro | TRUE | 21086 | Yakima-Tieton Irrigation Dist | 50421 | Orchard Avenue 1 | WA | Yakima | 201 | Conventional Hydroelectric | HY |  | S | 0.8 | 0.8 | 0.8 | 0.7 | 0.2 | N |  |  | N | IPP Non-CHP | 2 | X | WAT
Conventional Hydroelectric.WAT | hydro | TRUE | 21086 | Yakima-Tieton Irrigation Dist | 50421 | Orchard Avenue 1 | WA | Yakima | 301 | Conventional Hydroelectric | HY |  | S | 0.8 | 0.8 | 0.8 | 0.7 | 0.2 | N |  |  | N | IPP Non-CHP | 2 | X | WAT
Conventional Hydroelectric.WAT | hydro | TRUE | 21086 | Yakima-Tieton Irrigation Dist | 50423 | Cowiche | WA | Yakima | 983 | Conventional Hydroelectric | HY |  | S | 1.7 | 0.8 | 1.6 | 1.6 | 1 | N |  |  | N | IPP Non-CHP | 2 | X | WAT
Natural Gas Internal Combustion Engine.NG | natural gas peaker | FALSE | 13487 | New York Zoological Society | 50427 | Bronx Zoo | NY | Bronx | GEN1 | Natural Gas Internal Combustion Engine | IC |  | S | 0.5 | 0.8 | 0.5 | 0.5 | 0.4 | N |  |  | Y | Commercial CHP | 5 | T | NG
Natural Gas Internal Combustion Engine.NG | natural gas peaker | FALSE | 13487 | New York Zoological Society | 50427 | Bronx Zoo | NY | Bronx | GEN2 | Natural Gas Internal Combustion Engine | IC |  | S | 0.5 | 0.8 | 0.5 | 0.5 | 0.4 | N |  |  | Y | Commercial CHP | 5 | T | NG
Natural Gas Internal Combustion Engine.NG | natural gas peaker | FALSE | 13487 | New York Zoological Society | 50427 | Bronx Zoo | NY | Bronx | GEN3 | Natural Gas Internal Combustion Engine | IC |  | S | 1.1 | 0.8 | 1.1 | 1.1 | 0.8 | N |  |  | Y | Commercial CHP | 5 | T | NG
Natural Gas Internal Combustion Engine.NG | natural gas peaker | FALSE | 13487 | New York Zoological Society | 50427 | Bronx Zoo | NY | Bronx | GEN4 | Natural Gas Internal Combustion Engine | IC |  | S | 1.5 | 0.8 | 1.5 | 1.5 | 1 | N |  |  | Y | Commercial CHP | 5 | T | NG
Natural Gas Fired Combined Cycle.NG | natural gas combined cycle | FALSE | 19588 | University of Michigan | 50431 | University of Michigan | MI | Washtenaw | CT6 | Natural Gas Fired Combined Cycle | CT | CC1 | S | 15.5 | 0.8 | 15.5 | 16 | 3 | N |  |  | Y | Commercial CHP | 5 | T | NG | DFO
Natural Gas Fired Combined Cycle.NG | natural gas combined cycle | FALSE | 19588 | University of Michigan | 50431 | University of Michigan | MI | Washtenaw | TG1 | Natural Gas Fired Combined Cycle | CA | CC1 | S | 12.5 | 0.8 | 11.5 | 11.5 | 2.5 | N |  |  | Y | Commercial CHP | 5 | T | NG | DFO
Natural Gas Fired Combined Cycle.NG | natural gas combined cycle | FALSE | 19588 | University of Michigan | 50431 | University of Michigan | MI | Washtenaw | TG10 | Natural Gas Fired Combined Cycle | CT | CC1 | S | 3.5 | 0.8 | 3.5 | 5 | 0.5 | N |  |  | Y | Commercial CHP | 5 | T | NG | DFO
Natural Gas Fired Combined Cycle.NG | natural gas combined cycle | FALSE | 19588 | University of Michigan | 50431 | University of Michigan | MI | Washtenaw | TG7 | Natural Gas Fired Combined Cycle | CA | CC1 | S | 12.5 | 0.8 | 11.5 | 11.5 | 2.5 | N |  |  | Y | Commercial CHP | 5 | T | NG | DFO
Natural Gas Fired Combined Cycle.NG | natural gas combined cycle | FALSE | 19588 | University of Michigan | 50431 | University of Michigan | MI | Washtenaw | TG8 | Natural Gas Fired Combined Cycle | CA | CC1 | S | 12.5 | 0.8 | 11.5 | 11.5 | 2.5 | N |  |  | Y | Commercial CHP | 5 | T | NG | DFO
Natural Gas Fired Combined Cycle.NG | natural gas combined cycle | FALSE | 19588 | University of Michigan | 50431 | University of Michigan | MI | Washtenaw | TG9 | Natural Gas Fired Combined Cycle | CT | CC1 | S | 3.5 | 0.8 | 3.5 | 5 | 0.5 | N |  |  | Y | Commercial CHP | 5 | T | NG | DFO
Conventional Hydroelectric.WAT | hydro | TRUE | 57280 | Eagle Creek Renewable Energy, LLC | 50433 | Ada Dam | MI | Kent | ADA1 | Conventional Hydroelectric | HY |  | W | 1.4 | 0.9 | 1.4 | 1.4 | 0.2 | N |  |  | N | IPP Non-CHP | 2 | X | WAT
Conventional Hydroelectric.WAT | hydro | TRUE | 57280 | Eagle Creek Renewable Energy, LLC | 50435 | Sugarloaf Hydro Plant | CO | Lake | SUG1 | Conventional Hydroelectric | HY |  | W | 2.5 | 0.9 | 2.5 | 2.5 | 0.4 | N |  |  | N | IPP Non-CHP | 2 | X | WAT
Conventional Hydroelectric.WAT | hydro | TRUE | 57280 | Eagle Creek Renewable Energy, LLC | 50436 | Cascade Dam | MI | Kent | CAS1 | Conventional Hydroelectric | HY |  | W | 1.6 | 0.9 | 1.6 | 1.6 | 0.2 | N |  |  | N | IPP Non-CHP | 2 | X | WAT
Conventional Hydroelectric.WAT | hydro | TRUE | 57280 | Eagle Creek Renewable Energy, LLC | 50437 | French Landing Dam | MI | Wayne | FRL1 | Conventional Hydroelectric | HY |  | W | 1.6 | 0.9 | 1.6 | 1.6 | 0.2 | N |  |  | N | IPP Non-CHP | 2 | X | WAT
Conventional Hydroelectric.WAT | hydro | TRUE | 57280 | Eagle Creek Renewable Energy, LLC | 50439 | Oconto Falls Lower | WI | Oconto | GEN1 | Conventional Hydroelectric | HY |  | W | 0.3 | 1 | 0.3 | 0.3 | 0.1 | N |  |  | N | IPP Non-CHP | 2 | X | WAT
Conventional Hydroelectric.WAT | hydro | TRUE | 57280 | Eagle Creek Renewable Energy, LLC | 50439 | Oconto Falls Lower | WI | Oconto | GEN2 | Conventional Hydroelectric | HY |  | W | 1.7 | 1 | 1.7 | 1.7 | 0.5 | N |  |  | N | IPP Non-CHP | 2 | X | WAT
Conventional Hydroelectric.WAT | hydro | FALSE | 65466 | Dichotomy Power, LLC | 50447 | S D Warren Westbrook | ME | Cumberland | GEN1 | Conventional Hydroelectric | HY |  | S | 0.6 | 0.8 | 0.6 | 0.6 | 0.2 | N |  |  | N | Industrial CHP | 7 | X | WAT
Conventional Hydroelectric.WAT | hydro | FALSE | 65466 | Dichotomy Power, LLC | 50447 | S D Warren Westbrook | ME | Cumberland | GEN2 | Conventional Hydroelectric | HY |  | S | 0.6 | 0.8 | 0.6 | 0.6 | 0.2 | N |  |  | N | Industrial CHP | 7 | X | WAT
Conventional Hydroelectric.WAT | hydro | FALSE | 65466 | Dichotomy Power, LLC | 50447 | S D Warren Westbrook | ME | Cumberland | GEN3 | Conventional Hydroelectric | HY |  | S | 0.6 | 0.8 | 0.6 | 0.6 | 0.2 | N |  |  | N | Industrial CHP | 7 | X | WAT
Conventional Hydroelectric.WAT | hydro | FALSE | 65466 | Dichotomy Power, LLC | 50447 | S D Warren Westbrook | ME | Cumberland | GEN4 | Conventional Hydroelectric | HY |  | S | 0.8 | 0.8 | 0.8 | 0.8 | 0.3 | N |  |  | N | Industrial CHP | 7 | X | WAT
Conventional Hydroelectric.WAT | hydro | FALSE | 65466 | Dichotomy Power, LLC | 50447 | S D Warren Westbrook | ME | Cumberland | GEN5 | Conventional Hydroelectric | HY |  | S | 0.8 | 0.8 | 0.8 | 0.8 | 0.3 | N |  |  | N | Industrial CHP | 7 | X | WAT
Conventional Hydroelectric.WAT | hydro | FALSE | 65466 | Dichotomy Power, LLC | 50447 | S D Warren Westbrook | ME | Cumberland | GEN6 | Conventional Hydroelectric | HY |  | S | 0.8 | 0.8 | 0.8 | 0.8 | 0.3 | N |  |  | N | Industrial CHP | 7 | X | WAT
Conventional Hydroelectric.WAT | hydro | FALSE | 65466 | Dichotomy Power, LLC | 50447 | S D Warren Westbrook | ME | Cumberland | GEN7 | Conventional Hydroelectric | HY |  | S | 0.6 | 0.8 | 0.6 | 0.6 | 0.2 | N |  |  | N | Industrial CHP | 7 | X | WAT
Wood/Wood Waste Biomass.WDS | biomass | TRUE | 65466 | Dichotomy Power, LLC | 50447 | S D Warren Westbrook | ME | Cumberland | GEN9 | Wood/Wood Waste Biomass | ST |  | S | 47.5 | 0.85 | 40.5 | 47.5 | 5 | N |  |  | Y | Industrial CHP | 7 | B | WDS | BIT | RFO | DFO
Wood/Wood Waste Biomass.WDS | biomass | TRUE | 65466 | Dichotomy Power, LLC | 50447 | S D Warren Westbrook | ME | Cumberland | GN10 | Wood/Wood Waste Biomass | ST |  | S | 15 | 0.85 | 15.8 | 15.8 | 5 | N |  |  | Y | Industrial CHP | 7 | B | WDS | BIT | RFO | DFO
Conventional Hydroelectric.WAT | hydro | FALSE | 65466 | Dichotomy Power, LLC | 50447 | S D Warren Westbrook | ME | Cumberland | GN11 | Conventional Hydroelectric | HY |  | S | 0.6 | 0.8 | 0.6 | 0.6 | 0.2 | N |  |  | N | Industrial CHP | 7 | X | WAT
Conventional Hydroelectric.WAT | hydro | FALSE | 65466 | Dichotomy Power, LLC | 50447 | S D Warren Westbrook | ME | Cumberland | GN12 | Conventional Hydroelectric | HY |  | S | 0.2 | 0.8 | 0.2 | 0.2 | 0.1 | N |  |  | N | Industrial CHP | 7 | X | WAT
Conventional Hydroelectric.WAT | hydro | FALSE | 65466 | Dichotomy Power, LLC | 50447 | S D Warren Westbrook | ME | Cumberland | GN13 | Conventional Hydroelectric | HY |  | S | 0.2 | 0.8 | 0.2 | 0.2 | 0.1 | N |  |  | N | Industrial CHP | 7 | X | WAT
Conventional Hydroelectric.WAT | hydro | FALSE | 65466 | Dichotomy Power, LLC | 50447 | S D Warren Westbrook | ME | Cumberland | GN14 | Conventional Hydroelectric | HY |  | S | 0.2 | 0.8 | 0.2 | 0.2 | 0.1 | N |  |  | N | Industrial CHP | 7 | X | WAT
Conventional Hydroelectric.WAT | hydro | FALSE | 65466 | Dichotomy Power, LLC | 50447 | S D Warren Westbrook | ME | Cumberland | GN15 | Conventional Hydroelectric | HY |  | S | 0.2 | 0.8 | 0.2 | 0.2 | 0.1 | N |  |  | N | Industrial CHP | 7 | X | WAT
Conventional Hydroelectric.WAT | hydro | FALSE | 65466 | Dichotomy Power, LLC | 50447 | S D Warren Westbrook | ME | Cumberland | GN16 | Conventional Hydroelectric | HY |  | S | 0.5 | 0.8 | 0.5 | 0.5 | 0.2 | N |  |  | N | Industrial CHP | 7 | X | WAT
Conventional Hydroelectric.WAT | hydro | FALSE | 65466 | Dichotomy Power, LLC | 50447 | S D Warren Westbrook | ME | Cumberland | GN17 | Conventional Hydroelectric | HY |  | S | 0.5 | 0.8 | 0.5 | 0.5 | 0.2 | N |  |  | N | Industrial CHP | 7 | X | WAT
Natural Gas Fired Combined Cycle.NG | natural gas combined cycle | TRUE | 9245 | Indeck-Energy Serv Silver Spg | 50449 | Indeck Silver Springs Energy Center | NY | Wyoming | GEN1 | Natural Gas Fired Combined Cycle | CT | G722 | S | 39.4 | 0.9 | 34.7 | 45.1 | 34 | N |  |  | Y | IPP CHP | 3 | T | NG | DFO
Natural Gas Fired Combined Cycle.NG | natural gas combined cycle | TRUE | 9245 | Indeck-Energy Serv Silver Spg | 50449 | Indeck Silver Springs Energy Center | NY | Wyoming | GEN2 | Natural Gas Fired Combined Cycle | CA | G722 | S | 17.2 | 0.9 | 17.2 | 17.2 | 10 | N |  |  | Y | IPP CHP | 3 | T | NG | DFO
Natural Gas Fired Combined Cycle.NG | natural gas combined cycle | TRUE | 9244 | Indeck-Oswego Ltd Partnership | 50450 | Indeck Oswego Energy Center | NY | Oswego | GEN1 | Natural Gas Fired Combined Cycle | CT | CC1 | S | 41.2 | 0.9 | 52.7 | 59.9 | 34.5 | N |  |  | Y | IPP CHP | 3 | T | NG | DFO
Natural Gas Fired Combined Cycle.NG | natural gas combined cycle | TRUE | 9244 | Indeck-Oswego Ltd Partnership | 50450 | Indeck Oswego Energy Center | NY | Oswego | GEN2 | Natural Gas Fired Combined Cycle | CA | CC1 | S | 16.2 | 0.9 |  |  | 10 | N |  |  | Y | IPP CHP | 3 | T | NG
Natural Gas Fired Combined Cycle.NG | natural gas combined cycle | TRUE | 9243 | Indeck-Yerkes Ltd Partnership | 50451 | Indeck Yerkes Energy Center | NY | Erie | GEN1 | Natural Gas Fired Combined Cycle | CT | CC1 | S | 40.6 | 0.9 | 45.8 | 57.3 | 42 | N |  |  | Y | IPP CHP | 3 | T | NG | DFO
Natural Gas Fired Combined Cycle.NG | natural gas combined cycle | TRUE | 9243 | Indeck-Yerkes Ltd Partnership | 50451 | Indeck Yerkes Energy Center | NY | Erie | GEN2 | Natural Gas Fired Combined Cycle | CA | CC1 | S | 19.3 | 0.9 |  |  |  | N |  |  | Y | IPP CHP | 3 | T | NG
Natural Gas Steam Turbine.NG | natural gas steam turbine | FALSE | 15400 | Procter & Gamble Co | 50456 | Procter & Gamble Cincinnati Plant | OH | Hamilton | GEN1 | Natural Gas Steam Turbine | ST |  | S | 12.5 | 0.8 | 11.7 | 11.8 | 1.5 | N |  |  | Y | Industrial CHP | 7 | B | NG
Natural Gas Fired Combined Cycle.NG | natural gas combined cycle | TRUE | 9263 | Indeck-Corinth Ltd Partnership | 50458 | Indeck Corinth Energy Center | NY | Saratoga | GEN1 | Natural Gas Fired Combined Cycle | CT | G723 | S | 92 | 0.85 | 72.7 | 91.5 | 72.7 | N |  |  | Y | IPP CHP | 3 | T | NG | DFO | KER
Natural Gas Fired Combined Cycle.NG | natural gas combined cycle | TRUE | 9263 | Indeck-Corinth Ltd Partnership | 50458 | Indeck Corinth Energy Center | NY | Saratoga | GEN2 | Natural Gas Fired Combined Cycle | CA | G723 | S | 55 | 0.85 | 54.5 | 42 | 39.5 | N |  |  | Y | IPP CHP | 3 | T | NG
Conventional Hydroelectric.WAT | hydro | FALSE | 7857 | Great Lakes Tissue Co | 50461 | Cheboygan | MI | Cheboygan | GEN1 | Conventional Hydroelectric | HY |  | S | 1.5 | 0.8 | 0.7 | 1.1 | 0.1 | N |  |  | N | Industrial Non-CHP | 6 | X | WAT
Natural Gas Fired Combustion Turbine.NG | natural gas peaker | FALSE | 15394 | Procter & Gamble Ppr Prdts Co | 50463 | Procter & Gamble Mehoopany Mill | PA | Wyoming | GEN1 | Natural Gas Fired Combustion Turbine | GT |  | S | 53.6 | 0.8 | 40 | 59 | 30 | N |  |  | Y | Industrial CHP | 7 | T | NG
Natural Gas Steam Turbine.NG | natural gas steam turbine | FALSE | 15394 | Procter & Gamble Ppr Prdts Co | 50463 | Procter & Gamble Mehoopany Mill | PA | Wyoming | GEN2 | Natural Gas Steam Turbine | ST |  | S | 2.6 | 1 | 0.9 | 1.6 | 0.2 | N |  |  | N | Industrial CHP | 7 | X | NG
Natural Gas Fired Combustion Turbine.NG | natural gas peaker | FALSE | 15394 | Procter & Gamble Ppr Prdts Co | 50463 | Procter & Gamble Mehoopany Mill | PA | Wyoming | GEN3 | Natural Gas Fired Combustion Turbine | GT |  | S | 64 | 0.85 | 64 | 64 | 20 | N |  |  | N | Industrial CHP | 7 | X | NG
Natural Gas Fired Combustion Turbine.NG | natural gas peaker | FALSE | 15375 | Procter&Gamble Paper Products Co-Oxnard | 50464 | Oxnard | CA | Ventura | GEN1 | Natural Gas Fired Combustion Turbine | GT |  | S | 19.2 | 0.9 | 22.4 | 22.4 | 17 | N |  |  | Y | Industrial CHP | 7 | T | NG
Natural Gas Fired Combustion Turbine.NG | natural gas peaker | FALSE | 15375 | Procter&Gamble Paper Products Co-Oxnard | 50464 | Oxnard | CA | Ventura | GEN2 | Natural Gas Fired Combustion Turbine | GT |  | S | 49.5 | 0.9 | 48.5 | 48.5 | 30 | N |  |  | Y | Industrial CHP | 7 | T | NG
Wood/Wood Waste Biomass.BLQ | biomass | TRUE | 61982 | International Paper - Flint River Mill | 50465 | Flint River Operations | GA | Macon | GEN1 | Wood/Wood Waste Biomass | ST |  | S | 46.6 | 0.9 | 46.6 | 46.6 | 5 | N |  |  | Y | Industrial CHP | 7 | T | BLQ | WDS | NG
Wood/Wood Waste Biomass.WDS | biomass | TRUE | 61982 | International Paper - Flint River Mill | 50465 | Flint River Operations | GA | Macon | GEN2 | Wood/Wood Waste Biomass | ST |  | S | 38.5 | 0.9 | 30.5 | 30.5 | 5 | N |  |  | Y | Industrial CHP | 7 | T | WDS | NG | BLQ | DFO
Wood/Wood Waste Biomass.BLQ | biomass | TRUE | 2522 | Buckeye Florida Ltd Partners | 50466 | Buckeye Florida LP | FL | Taylor | GEN2 | Wood/Wood Waste Biomass | ST |  | S | 7.8 | 0.9 | 5.3 | 6 | 3 | N |  |  | Y | Industrial CHP | 7 | T | BLQ | WDS | NG | RFO | OBG
Wood/Wood Waste Biomass.BLQ | biomass | TRUE | 2522 | Buckeye Florida Ltd Partners | 50466 | Buckeye Florida LP | FL | Taylor | GEN3 | Wood/Wood Waste Biomass | ST |  | S | 7.5 | 0.8 | 7.9 | 7.9 | 3 | N |  |  | Y | Industrial CHP | 7 | T | BLQ | WDS | NG | RFO | OBG
Wood/Wood Waste Biomass.BLQ | biomass | TRUE | 2522 | Buckeye Florida Ltd Partners | 50466 | Buckeye Florida LP | FL | Taylor | GEN4 | Wood/Wood Waste Biomass | ST |  | S | 14.8 | 0.9 | 8.7 | 7.7 | 3 | N |  |  | Y | Industrial CHP | 7 | T | BLQ | WDS | NG | RFO | OBG
Wood/Wood Waste Biomass.BLQ | biomass | TRUE | 2522 | Buckeye Florida Ltd Partners | 50466 | Buckeye Florida LP | FL | Taylor | GEN5 | Wood/Wood Waste Biomass | ST |  | S | 11 | 0.96 | 7.7 | 8.3 | 3 | N |  |  | Y | Industrial CHP | 7 | T | BLQ | WDS | NG | RFO | OBG
Wood/Wood Waste Biomass.BLQ | biomass | TRUE | 2522 | Buckeye Florida Ltd Partners | 50466 | Buckeye Florida LP | FL | Taylor | GEN6 | Wood/Wood Waste Biomass | ST |  | S | 29.8 | 0.85 | 2.6 | 4.2 | 3 | N |  |  | N | Industrial CHP | 7 | X | BLQ | WDS | NG | RFO | OBG
Conventional Hydroelectric.WAT | hydro | FALSE | 55876 | Capitol Broadcasting Company Inc | 50468 | Rocky Mount Mill | NC | Nash | 1 | Conventional Hydroelectric | HY |  | S | 0.6 | 0.8 | 0.5 | 0.5 | 0.2 | N |  |  | N | Industrial Non-CHP | 6 | X | WAT
Conventional Hydroelectric.WAT | hydro | FALSE | 55876 | Capitol Broadcasting Company Inc | 50468 | Rocky Mount Mill | NC | Nash | 2 | Conventional Hydroelectric | HY |  | S | 0.5 | 0.8 | 0.4 | 0.4 | 0.2 | N |  |  | N | Industrial Non-CHP | 6 | X | WAT
Conventional Hydroelectric.WAT | hydro | FALSE | 55876 | Capitol Broadcasting Company Inc | 50468 | Rocky Mount Mill | NC | Nash | 3 | Conventional Hydroelectric | HY |  | S | 0.5 | 0.8 | 0.2 | 0.2 | 0.2 | N |  |  | N | Industrial Non-CHP | 6 | X | WAT
Municipal Solid Waste.MSW | municipal solid waste | TRUE | 470 | Covanta Energy of Niagara LP | 50472 | Covanta Niagara I, LLC | NY | Niagara | GEN1 | Municipal Solid Waste | ST |  | S | 25 | 0.9 | 18 | 18 | 3 | N |  |  | Y | IPP CHP | 3 | B | MSW | NG
Municipal Solid Waste.MSW | municipal solid waste | TRUE | 470 | Covanta Energy of Niagara LP | 50472 | Covanta Niagara I, LLC | NY | Niagara | GEN2 | Municipal Solid Waste | ST |  | S | 25 | 0.9 | 18 | 18 | 3 | N |  |  | Y | IPP CHP | 3 | B | MSW | NG
All Other.OTH | other | FALSE | 20558 | White Springs Agrici Chem Inc | 50474 | Swift Creek Chemical Complex | FL | Hamilton | SCC | All Other | ST |  | S | 18.8 | 1 | 15.9 | 15.9 | 5 | N |  |  | Y | Industrial CHP | 7 | B | OTH | DFO | NG
Natural Gas Fired Combustion Turbine.NG | natural gas peaker | FALSE | 5065 | Equistar Chemicals LP | 50475 | Corpus Christi | TX | Nueces | GEN1 | Natural Gas Fired Combustion Turbine | GT |  | S | 41 | 0.85 | 33 | 41 | 26 | N |  |  | Y | Industrial CHP | 7 | T | NG
Wood/Wood Waste Biomass.WDS | biomass | TRUE | 14369 | PCA-Tomahawk Mill | 50476 | Packaging of America Tomahawk Mill | WI | Lincoln | GEN1 | Wood/Wood Waste Biomass | ST |  | S | 6.3 | 1 | 5.4 | 5.8 | 0.1 | N |  |  | Y | Industrial CHP | 7 | T | WDS | NG | BLQ | DFO | OBS
Wood/Wood Waste Biomass.WDS | biomass | TRUE | 14369 | PCA-Tomahawk Mill | 50476 | Packaging of America Tomahawk Mill | WI | Lincoln | GEN2 | Wood/Wood Waste Biomass | ST |  | S | 9.4 | 1 | 8.2 | 8.9 | 0.1 | N |  |  | Y | Industrial CHP | 7 | T | WDS | NG | BLQ | DFO | OBS
Conventional Hydroelectric.WAT | hydro | FALSE | 14369 | PCA-Tomahawk Mill | 50476 | Packaging of America Tomahawk Mill | WI | Lincoln | GEN3 | Conventional Hydroelectric | HY |  | S | 1 | 1 | 0.5 | 0.6 | 0.1 | N |  |  | N | Industrial CHP | 7 | X | WAT
Conventional Hydroelectric.WAT | hydro | FALSE | 14369 | PCA-Tomahawk Mill | 50476 | Packaging of America Tomahawk Mill | WI | Lincoln | GEN4 | Conventional Hydroelectric | HY |  | S | 1 | 1 | 0.3 | 0.2 | 0.1 | N |  |  | N | Industrial CHP | 7 | X | WAT
Conventional Hydroelectric.WAT | hydro | FALSE | 14369 | PCA-Tomahawk Mill | 50476 | Packaging of America Tomahawk Mill | WI | Lincoln | GEN5 | Conventional Hydroelectric | HY |  | S | 1 | 1 | 0.3 | 0.3 | 0.1 | N |  |  | N | Industrial CHP | 7 | X | WAT
Conventional Hydroelectric.WAT | hydro | FALSE | 7167 | GP Big Island LLC | 50479 | Georgia-Pacific Big Island | VA | Bedford | BHG1 | Conventional Hydroelectric | HY |  | S | 0.2 | 1 | 0.2 | 0.2 | 0.2 | N |  |  | N | Industrial CHP | 7 | X | WAT
Conventional Hydroelectric.WAT | hydro | FALSE | 7167 | GP Big Island LLC | 50479 | Georgia-Pacific Big Island | VA | Bedford | BHG2 | Conventional Hydroelectric | HY |  | S | 0.2 | 1 | 0.2 | 0.2 | 0.2 | N |  |  | N | Industrial CHP | 7 | X | WAT
Wood/Wood Waste Biomass.WDS | biomass | TRUE | 7167 | GP Big Island LLC | 50479 | Georgia-Pacific Big Island | VA | Bedford | GEN1 | Wood/Wood Waste Biomass | ST |  | S | 7.5 | 1 | 7 | 7 | 3.5 | N |  |  | Y | Industrial CHP | 7 | T | WDS | OBS | NG
Conventional Steam Coal.BIT | hard coal | FALSE | 5610 | Eastman Chemical Co-TN Ops | 50481 | Tennessee Eastman Operations | TN | Sullivan | TG10 | Conventional Steam Coal | ST |  | S | 6 | 0.8 | 6 | 6 | 2 | N |  |  | Y | Industrial CHP | 7 | T | BIT | NG | SLW | OTH | OG
Conventional Steam Coal.BIT | hard coal | FALSE | 5610 | Eastman Chemical Co-TN Ops | 50481 | Tennessee Eastman Operations | TN | Sullivan | TG11 | Conventional Steam Coal | ST |  | S | 6 | 0.8 | 6 | 6 | 2 | N |  |  | Y | Industrial CHP | 7 | B | BIT | NG | SLW | OTH | OG
Conventional Steam Coal.BIT | hard coal | FALSE | 5610 | Eastman Chemical Co-TN Ops | 50481 | Tennessee Eastman Operations | TN | Sullivan | TG12 | Conventional Steam Coal | ST |  | S | 6 | 0.8 | 6 | 6 | 2 | N |  |  | Y | Industrial CHP | 7 | B | BIT | NG | SLW | OTH | OG
Conventional Steam Coal.BIT | hard coal | FALSE | 5610 | Eastman Chemical Co-TN Ops | 50481 | Tennessee Eastman Operations | TN | Sullivan | TG13 | Conventional Steam Coal | ST |  | S | 7 | 0.8 | 7 | 7 | 2 | N |  |  | Y | Industrial CHP | 7 | T | BIT | NG | SLW | OTH | OG
Conventional Steam Coal.BIT | hard coal | FALSE | 5610 | Eastman Chemical Co-TN Ops | 50481 | Tennessee Eastman Operations | TN | Sullivan | TG14 | Conventional Steam Coal | ST |  | S | 10 | 0.8 | 10 | 10 | 2 | N |  |  | Y | Industrial CHP | 7 | B | BIT | NG | SLW | OTH | OG
Conventional Steam Coal.BIT | hard coal | FALSE | 5610 | Eastman Chemical Co-TN Ops | 50481 | Tennessee Eastman Operations | TN | Sullivan | TG15 | Conventional Steam Coal | ST |  | S | 7.5 | 0.8 | 7.5 | 7.5 | 2 | N |  |  | Y | Industrial CHP | 7 | T | BIT | NG | SLW | OTH | OG
Natural Gas Steam Turbine.NG | natural gas steam turbine | FALSE | 5610 | Eastman Chemical Co-TN Ops | 50481 | Tennessee Eastman Operations | TN | Sullivan | TG16 | Natural Gas Steam Turbine | ST |  | S | 10.4 | 0.8 | 10.4 | 10.4 | 1.5 | N |  |  | Y | Industrial CHP | 7 | T | NG | BIT
Conventional Steam Coal.BIT | hard coal | FALSE | 5610 | Eastman Chemical Co-TN Ops | 50481 | Tennessee Eastman Operations | TN | Sullivan | TG17 | Conventional Steam Coal | ST |  | S | 10.4 | 0.8 | 10.4 | 10.4 | 1.5 | N |  |  | Y | Industrial CHP | 7 | T | BIT | NG | SLW | OTH | OG
Natural Gas Steam Turbine.NG | natural gas steam turbine | FALSE | 5610 | Eastman Chemical Co-TN Ops | 50481 | Tennessee Eastman Operations | TN | Sullivan | TG18 | Natural Gas Steam Turbine | ST |  | S | 10.4 | 0.8 | 10.4 | 10.4 | 1.5 | N |  |  | Y | Industrial CHP | 7 | T | NG
Natural Gas Steam Turbine.NG | natural gas steam turbine | FALSE | 5610 | Eastman Chemical Co-TN Ops | 50481 | Tennessee Eastman Operations | TN | Sullivan | TG19 | Natural Gas Steam Turbine | ST |  | S | 10.4 | 0.8 | 10.4 | 10.4 | 1.5 | N |  |  | Y | Industrial CHP | 7 | T | NG
Conventional Steam Coal.BIT | hard coal | FALSE | 5610 | Eastman Chemical Co-TN Ops | 50481 | Tennessee Eastman Operations | TN | Sullivan | TG20 | Conventional Steam Coal | ST |  | S | 10.4 | 0.8 | 10.4 | 10.4 | 1.5 | N |  |  | Y | Industrial CHP | 7 | T | BIT | NG
Natural Gas Steam Turbine.NG | natural gas steam turbine | FALSE | 5610 | Eastman Chemical Co-TN Ops | 50481 | Tennessee Eastman Operations | TN | Sullivan | TG21 | Natural Gas Steam Turbine | ST |  | S | 15 | 0.8 | 15 | 15 | 2 | N |  |  | Y | Industrial CHP | 7 | B | NG | BIT | SLW | OTH | OG
Conventional Steam Coal.BIT | hard coal | FALSE | 5610 | Eastman Chemical Co-TN Ops | 50481 | Tennessee Eastman Operations | TN | Sullivan | TG22 | Conventional Steam Coal | ST |  | S | 15.4 | 0.8 | 15.4 | 15.4 | 1.5 | N |  |  | Y | Industrial CHP | 7 | T | BIT | NG | OG | OTH
Natural Gas Steam Turbine.NG | natural gas steam turbine | FALSE | 5610 | Eastman Chemical Co-TN Ops | 50481 | Tennessee Eastman Operations | TN | Sullivan | TG24 | Natural Gas Steam Turbine | ST |  | S | 16.8 | 0.8 | 16.8 | 16.8 | 2 | N |  |  | Y | Industrial CHP | 7 | B | NG | BIT | SLW | OTH | OG
Conventional Steam Coal.BIT | hard coal | FALSE | 5610 | Eastman Chemical Co-TN Ops | 50481 | Tennessee Eastman Operations | TN | Sullivan | TG25 | Conventional Steam Coal | ST |  | S | 18 | 0.8 | 18 | 18 | 2 | N |  |  | Y | Industrial CHP | 7 | T | BIT | NG | OG | OTH | SLW
Conventional Steam Coal.BIT | hard coal | FALSE | 5610 | Eastman Chemical Co-TN Ops | 50481 | Tennessee Eastman Operations | TN | Sullivan | TG26 | Conventional Steam Coal | ST |  | S | 16.6 | 0.8 | 16.6 | 16.6 | 1.5 | N |  |  | Y | Industrial CHP | 7 | T | BIT | NG | OG | OTH
Conventional Steam Coal.BIT | hard coal | FALSE | 5610 | Eastman Chemical Co-TN Ops | 50481 | Tennessee Eastman Operations | TN | Sullivan | TGO7 | Conventional Steam Coal | ST |  | S | 6 | 0.8 | 6 | 6 | 2 | N |  |  | Y | Industrial CHP | 7 | T | BIT | NG | SLW | OTH | OG
Conventional Steam Coal.BIT | hard coal | FALSE | 5610 | Eastman Chemical Co-TN Ops | 50481 | Tennessee Eastman Operations | TN | Sullivan | TGO8 | Conventional Steam Coal | ST |  | S | 6 | 0.86 | 6 | 6 | 2 | N |  |  | Y | Industrial CHP | 7 | T | BIT | NG | SLW | OTH | OG
Conventional Steam Coal.BIT | hard coal | FALSE | 5610 | Eastman Chemical Co-TN Ops | 50481 | Tennessee Eastman Operations | TN | Sullivan | TGO9 | Conventional Steam Coal | ST |  | S | 6 | 0.8 | 6 | 6 | 2 | N |  |  | Y | Industrial CHP | 7 | T | BIT | NG | SLW | OTH | OG
Other Waste Biomass.AB | biomass | TRUE | 19365 | United States Sugar Corp | 50482 | Clewiston Sugar House | FL | Hendry | TG6 | Other Waste Biomass | ST |  | S | 15 | 1 | 14 | 14.1 | 5 | N |  |  | Y | Industrial CHP | 7 | B | AB | DFO
Other Waste Biomass.AB | biomass | TRUE | 19365 | United States Sugar Corp | 50482 | Clewiston Sugar House | FL | Hendry | TG7 | Other Waste Biomass | ST |  | S | 20 | 0.8 | 18.6 | 18.6 | 7.5 | N |  |  | Y | Industrial CHP | 7 | B | AB | DFO
Other Waste Biomass.AB | biomass | TRUE | 19365 | United States Sugar Corp | 50482 | Clewiston Sugar House | FL | Hendry | TG8 | Other Waste Biomass | ST |  | S | 14 | 0.9 | 12 | 12 | 5 | N |  |  | Y | Industrial CHP | 7 | B | AB | DFO
All Other.PUR | other | FALSE | 14306 | Westlake 2 US LLC | 50487 | PPG Powerhouse A | LA | Calcasieu | A1 | All Other | ST |  | S | 7.5 | 0.85 | 7.5 | 7.5 | 1 | N |  |  | N | Industrial Non-CHP | 6 | X | PUR
All Other.PUR | other | FALSE | 14306 | Westlake 2 US LLC | 50487 | PPG Powerhouse A | LA | Calcasieu | A2 | All Other | ST |  | S | 7.5 | 0.85 | 7.5 | 7.5 | 1 | N |  |  | N | Industrial Non-CHP | 6 | X | PUR
All Other.PUR | other | FALSE | 14306 | Westlake 2 US LLC | 50487 | PPG Powerhouse A | LA | Calcasieu | A4 | All Other | ST |  | S | 7.5 | 0.85 | 7.5 | 7.5 | 1 | N |  |  | N | Industrial Non-CHP | 6 | X | PUR
All Other.PUR | other | FALSE | 14306 | Westlake 2 US LLC | 50487 | PPG Powerhouse A | LA | Calcasieu | A7 | All Other | ST |  | S | 10 | 0.85 | 10 | 10 | 1 | N |  |  | N | Industrial Non-CHP | 6 | X | PUR
All Other.PUR | other | FALSE | 14306 | Westlake 2 US LLC | 50487 | PPG Powerhouse A | LA | Calcasieu | A9 | All Other | ST |  | S | 20 | 0.85 | 20 | 20 | 1 | N |  |  | N | Industrial Non-CHP | 6 | X | PUR
All Other.PUR | other | FALSE | 14306 | Westlake 2 US LLC | 50488 | PPG Riverside | LA | Calcasieu | GEN1 | All Other | ST |  | S | 35 | 0.85 | 35 | 40 | 8 | N |  |  | N | Industrial Non-CHP | 6 | X | PUR
All Other.PUR | other | FALSE | 14306 | Westlake 2 US LLC | 50488 | PPG Riverside | LA | Calcasieu | GEN2 | All Other | ST |  | S | 45 | 0.85 | 30 | 30 | 8 | N |  |  | N | Industrial Non-CHP | 6 | X | PUR
All Other.PUR | other | FALSE | 14306 | Westlake 2 US LLC | 50488 | PPG Riverside | LA | Calcasieu | GEN3 | All Other | ST |  | S | 82 | 0.85 | 38 | 40 | 8 | N |  |  | N | Industrial Non-CHP | 6 | X | PUR
Natural Gas Fired Combustion Turbine.NG | natural gas peaker | FALSE | 14306 | Westlake 2 US LLC | 50489 | PPG Powerhouse C | LA | Calcasieu | C1 | Natural Gas Fired Combustion Turbine | GT | PHC | S | 73.1 | 0.85 | 55 | 63 | 50 | N |  |  | Y | Industrial CHP | 7 | T | NG
Natural Gas Fired Combustion Turbine.NG | natural gas peaker | FALSE | 14306 | Westlake 2 US LLC | 50489 | PPG Powerhouse C | LA | Calcasieu | C2 | Natural Gas Fired Combustion Turbine | GT | PHC | S | 73.1 | 0.85 | 55 | 63 | 50 | N |  |  | Y | Industrial CHP | 7 | T | NG
Natural Gas Steam Turbine.NG | natural gas steam turbine | FALSE | 14306 | Westlake 2 US LLC | 50489 | PPG Powerhouse C | LA | Calcasieu | C3 | Natural Gas Steam Turbine | ST | PHC | S | 57.1 | 0.85 | 52 | 52 | 25 | N |  |  | Y | Industrial CHP | 7 | B | NG | OG
Natural Gas Fired Combustion Turbine.NG | natural gas peaker | FALSE | 14306 | Westlake 2 US LLC | 50489 | PPG Powerhouse C | LA | Calcasieu | C4 | Natural Gas Fired Combustion Turbine | GT | PHC | S | 77.2 | 0.85 | 70.6 | 78.6 | 38 | N |  |  | Y | Industrial CHP | 7 | T | NG
Natural Gas Fired Combustion Turbine.NG | natural gas peaker | FALSE | 14306 | Westlake 2 US LLC | 50489 | PPG Powerhouse C | LA | Calcasieu | C5 | Natural Gas Fired Combustion Turbine | GT | PHC | S | 77.2 | 0.85 | 70.6 | 78.6 | 38 | N |  |  | Y | Industrial CHP | 7 | T | NG
Natural Gas Steam Turbine.NG | natural gas steam turbine | FALSE | 14306 | Westlake 2 US LLC | 50490 | PPG Plant C Caustic | LA | Calcasieu | TE | Natural Gas Steam Turbine | ST |  | S | 3.4 | 0.85 | 2.7 | 2.7 | 1 | N |  |  | Y | Industrial CHP | 7 | B | NG
Natural Gas Steam Turbine.NG | natural gas steam turbine | FALSE | 60586 | Westlake Chemical Natrium Plant | 50491 | Axiall Natrium Plant | WV | Marshall | GEN4 | Natural Gas Steam Turbine | ST |  | S | 7.5 | 0.9 | 7.5 | 7.5 | 0.5 | N |  |  | Y | Industrial CHP | 7 | T | NG | OG
Natural Gas Steam Turbine.NG | natural gas steam turbine | FALSE | 60586 | Westlake Chemical Natrium Plant | 50491 | Axiall Natrium Plant | WV | Marshall | GEN6 | Natural Gas Steam Turbine | ST |  | S | 26 | 0.9 | 26 | 26 | 5 | N |  |  | Y | Industrial CHP | 7 | T | NG | OG
Natural Gas Steam Turbine.NG | natural gas steam turbine | FALSE | 60586 | Westlake Chemical Natrium Plant | 50491 | Axiall Natrium Plant | WV | Marshall | GEN7 | Natural Gas Steam Turbine | ST |  | S | 82 | 0.9 | 82 | 82 | 10 | N |  |  | Y | Industrial CHP | 7 | T | NG
Other Waste Biomass.OBG | biomass | TRUE | 16764 | City of San Diego | 50492 | Gas Utilization Facility | CA | San Diego | 1 | Other Waste Biomass | IC |  | S | 2.3 | 0.8 | 2.3 | 2.3 | 1 | N |  |  | Y | Commercial CHP | 5 | T | OBG | NG
Other Waste Biomass.OBG | biomass | TRUE | 16764 | City of San Diego | 50492 | Gas Utilization Facility | CA | San Diego | 2 | Other Waste Biomass | IC |  | S | 2.3 | 0.8 | 2.3 | 2.3 | 1 | N |  |  | Y | Commercial CHP | 5 | T | OBG | NG
Conventional Hydroelectric.WAT | hydro | FALSE | 16764 | City of San Diego | 50492 | Gas Utilization Facility | CA | San Diego | 3 | Conventional Hydroelectric | HY |  | S | 1.5 | 0.8 | 1 | 1.5 | 0.5 | N |  |  | N | Commercial CHP | 5 | X | WAT
Natural Gas Fired Combustion Turbine.NG | natural gas peaker | TRUE | 60662 | WCAC Operating Company | 50493 | Double C Generation Limited Partnership | CA | Kern | DC1 | Natural Gas Fired Combustion Turbine | GT |  | W | 24.9 | 0.85 | 23 | 24 | 21 | N |  |  | N | IPP Non-CHP | 2 | X | NG
Natural Gas Fired Combustion Turbine.NG | natural gas peaker | TRUE | 60662 | WCAC Operating Company | 50493 | Double C Generation Limited Partnership | CA | Kern | DC2 | Natural Gas Fired Combustion Turbine | GT |  | W | 24.9 | 0.85 | 23 | 24 | 21 | N |  |  | N | IPP Non-CHP | 2 | X | NG
Natural Gas Fired Combustion Turbine.NG | natural gas peaker | TRUE | 60662 | WCAC Operating Company | 50494 | Kern Front Limited | CA | Kern | KF1 | Natural Gas Fired Combustion Turbine | GT |  | W | 24.9 | 0.85 | 23 | 24 | 21 | N |  |  | N | IPP Non-CHP | 2 | X | NG
Natural Gas Fired Combustion Turbine.NG | natural gas peaker | TRUE | 60662 | WCAC Operating Company | 50494 | Kern Front Limited | CA | Kern | KF2 | Natural Gas Fired Combustion Turbine | GT |  | W | 24.9 | 0.85 | 23 | 24 | 21 | N |  |  | N | IPP Non-CHP | 2 | X | NG
Natural Gas Fired Combustion Turbine.NG | natural gas peaker | TRUE | 60662 | WCAC Operating Company | 50495 | High Sierra Limited | CA | Kern | HS1 | Natural Gas Fired Combustion Turbine | GT |  | W | 24.9 | 0.85 | 23 | 24 | 21 | N |  |  | Y | IPP CHP | 3 | T | NG
Natural Gas Fired Combustion Turbine.NG | natural gas peaker | TRUE | 60662 | WCAC Operating Company | 50495 | High Sierra Limited | CA | Kern | HS2 | Natural Gas Fired Combustion Turbine | GT |  | W | 24.9 | 0.85 | 23 | 24 | 21 | N |  |  | Y | IPP CHP | 3 | T | NG
All Other.WH | other | FALSE | 22175 | PCS Phosphate | 50509 | PCS Phosphate | NC | Beaufort | GEN1 | All Other | ST |  | S | 54 | 0.97 | 54 | 54 | 5 | N |  |  | Y | Industrial CHP | 7 | B | WH
Conventional Hydroelectric.WAT | hydro | TRUE | 57280 | Eagle Creek Renewable Energy, LLC | 50512 | Glen Park Hydroelectric Project | NY | Jefferson | GEN1 | Conventional Hydroelectric | HY |  | W | 14.5 | 0.9 | 14.5 | 14.5 | 2.2 | N |  |  | N | IPP Non-CHP | 2 | X | WAT
Conventional Hydroelectric.WAT | hydro | TRUE | 57280 | Eagle Creek Renewable Energy, LLC | 50512 | Glen Park Hydroelectric Project | NY | Jefferson | GEN2 | Conventional Hydroelectric | HY |  | W | 14.5 | 0.9 | 14.5 | 14.5 | 2.2 | N |  |  | N | IPP Non-CHP | 2 | X | WAT
Conventional Hydroelectric.WAT | hydro | TRUE | 57280 | Eagle Creek Renewable Energy, LLC | 50512 | Glen Park Hydroelectric Project | NY | Jefferson | GEN3 | Conventional Hydroelectric | HY |  | W | 3.6 | 0.9 | 3.6 | 3.6 | 0.5 | N |  |  | N | IPP Non-CHP | 2 | X | WAT
Conventional Hydroelectric.WAT | hydro | TRUE | 18121 | Stillwater Associates | 50513 | Stillwater Reservoir Hydro | NY | Herkimer | GEN1 | Conventional Hydroelectric | HY |  | S | 1.8 | 1 | 2.5 | 2.5 | 0.3 | N |  |  | N | IPP Non-CHP | 2 | X | WAT
Conventional Hydroelectric.WAT | hydro | TRUE | 6495 | Fort Miller Associates | 50514 | Fort Miller Hydroelectric Facility | NY | Saratoga | GEN1 | Conventional Hydroelectric | HY |  | S | 2.5 | 1 | 2.5 | 2.5 | 2.5 | N |  |  | N | IPP Non-CHP | 2 | X | WAT
Conventional Hydroelectric.WAT | hydro | TRUE | 6495 | Fort Miller Associates | 50514 | Fort Miller Hydroelectric Facility | NY | Saratoga | GEN2 | Conventional Hydroelectric | HY |  | S | 2.5 | 1 | 2.5 | 2.5 | 2.5 | N |  |  | N | IPP Non-CHP | 2 | X | WAT
Other Gases.OG | other | FALSE | 55985 | Tesoro Refining and Marketing Company | 50530 | Equilon Los Angeles Refining | CA | Los Angeles | GEN1 | Other Gases | GT |  | S | 30 | 0.85 | 18.5 | 22.2 | 18 | N |  |  | Y | Industrial CHP | 7 | T | OG | NG
Other Gases.OG | other | FALSE | 55985 | Tesoro Refining and Marketing Company | 50530 | Equilon Los Angeles Refining | CA | Los Angeles | GEN2 | Other Gases | GT |  | S | 30 | 0.85 | 20 | 23.6 | 18 | N |  |  | Y | Industrial CHP | 7 | T | OG | NG
Other Gases.OG | other | FALSE | 55985 | Tesoro Refining and Marketing Company | 50530 | Equilon Los Angeles Refining | CA | Los Angeles | GEN3 | Other Gases | ST |  | S | 23 | 0.8 | 5.8 | 8.4 | 4 | N |  |  | Y | Industrial CHP | 7 | B | OG | NG
Onshore Wind Turbine.WND | onshore wind | TRUE | 56899 | Wind Stream Operations LLC | 50532 | Victory Garden (Tehachapi) | CA | Kern | 15SLE | Onshore Wind Turbine | WT |  | S | 1.5 |  | 1.5 | 1.5 | 0 | N |  |  | N | IPP Non-CHP | 2 | X | WND
Onshore Wind Turbine.WND | onshore wind | TRUE | 56899 | Wind Stream Operations LLC | 50532 | Victory Garden (Tehachapi) | CA | Kern | WGNS | Onshore Wind Turbine | WT |  | S | 24.6 |  | 17.3 | 17.3 | 0 | N |  |  | N | IPP Non-CHP | 2 | X | WND
Onshore Wind Turbine.WND | onshore wind | TRUE | 63880 | Painted Hills Wind Holdings, LLC | 50533 | Painted Hills Wind Park | CA | Riverside | PHW | Onshore Wind Turbine | WT |  | S | 46.8 |  | 46.8 | 46.8 | 0 | N |  |  | N | IPP Non-CHP | 2 | X | WND
Onshore Wind Turbine.WND | onshore wind | TRUE | 63235 | Brookfield Renewable Trading and Marketing LP | 50535 | Mesa Wind Power LLC | CA | Riverside | WGNS | Onshore Wind Turbine | WT |  | W | 29.9 |  | 29.9 | 29.9 | 0 | N |  |  | N | IPP Non-CHP | 2 | X | WND
Onshore Wind Turbine.WND | onshore wind | TRUE | 64156 | Sky River Wind LLC | 50536 | Sky River Wind Energy Center | CA | Kern | SRW1 | Onshore Wind Turbine | WT |  | S | 60.2 |  | 60.2 | 60.2 | 5 | N |  |  | N | IPP Non-CHP | 2 | X | WND
Natural Gas Fired Combustion Turbine.NG | natural gas peaker | FALSE | 9297 | IPT SRI Cogeneration Inc | 50537 | SRI International Cogen Project | CA | San Mateo | GEN1 | Natural Gas Fired Combustion Turbine | GT |  | W | 6 | 0.8 | 5.6 | 5.6 | 0.2 | N |  |  | Y | Commercial CHP | 5 | T | NG
Conventional Hydroelectric.WAT | hydro | TRUE | 1966 | Boltonville Hydro Associates | 50539 | Boltonville Hydro Associates | VT | Orange | 1 | Conventional Hydroelectric | HY |  | S | 0.5 | 0.8 | 0.5 | 0.5 | 0 | N |  |  | N | IPP Non-CHP | 2 | X | WAT
Conventional Hydroelectric.WAT | hydro | TRUE | 1966 | Boltonville Hydro Associates | 50539 | Boltonville Hydro Associates | VT | Orange | 2 | Conventional Hydroelectric | HY |  | S | 0.3 | 0.8 | 0.3 | 0.3 | 0 | N |  |  | N | IPP Non-CHP | 2 | X | WAT
Conventional Hydroelectric.WAT | hydro | TRUE | 1966 | Boltonville Hydro Associates | 50539 | Boltonville Hydro Associates | VT | Orange | 3 | Conventional Hydroelectric | HY |  | S | 0.3 | 0.8 | 0.3 | 0.3 | 0 | N |  |  | N | IPP Non-CHP | 2 | X | WAT
Other Gases.OG | other | FALSE | 2696 | Tesoro Carson Refinery | 50540 | BP Carson Refinery | CA | Los Angeles | GEN1 | Other Gases | OT |  | S | 12 | 0.9 | 6.5 | 6.5 | 1 | N |  |  | N | Industrial Non-CHP | 6 | X | OG
Natural Gas Steam Turbine.NG | natural gas steam turbine | FALSE | 2696 | Tesoro Carson Refinery | 50540 | BP Carson Refinery | CA | Los Angeles | GEN2 | Natural Gas Steam Turbine | ST |  | S | 1.5 | 0.9 | 1.5 | 1.5 | 0.2 | N |  |  | N | Industrial Non-CHP | 6 | X | NG | OG
Natural Gas Fired Combined Cycle.NG | natural gas combined cycle | TRUE | 8303 | Harbor Cogeneration Co. | 50541 | Harbor Cogen | CA | Los Angeles | GEN1 | Natural Gas Fired Combined Cycle | CT | HCCC | S | 82.3 | 1 | 80.8 | 84.5 | 65 | N |  |  | N | IPP Non-CHP | 2 | X | NG
Natural Gas Fired Combined Cycle.NG | natural gas combined cycle | TRUE | 8303 | Harbor Cogeneration Co. | 50541 | Harbor Cogen | CA | Los Angeles | ST1 | Natural Gas Fired Combined Cycle | CA | HCCC | S | 13.6 | 1 | 9.9 | 10.4 | 0 | N |  |  | N | IPP Non-CHP | 2 | X | NG
Natural Gas Fired Combined Cycle.NG | natural gas combined cycle | TRUE | 8303 | Harbor Cogeneration Co. | 50541 | Harbor Cogen | CA | Los Angeles | ST2 | Natural Gas Fired Combined Cycle | CA | HCCC | S | 11.5 | 1 | 11 | 11 | 0 | N |  |  | N | IPP Non-CHP | 2 | X | NG
Wood/Wood Waste Biomass.BLQ | biomass | TRUE | 26840 | Port Townsend Paper Co | 50544 | Port Townsend Paper | WA | Jefferson | GEN6 | Wood/Wood Waste Biomass | ST |  | S | 7.5 | 0.8 | 7.5 | 7.5 | 0.5 | N |  |  | Y | Industrial CHP | 7 | T | BLQ | WDS | NG | WO | SLW
Conventional Hydroelectric.WAT | hydro | FALSE | 26840 | Port Townsend Paper Co | 50544 | Port Townsend Paper | WA | Jefferson | HDRO | Conventional Hydroelectric | HY |  | S | 0.4 | 0.8 | 0.3 | 0.3 | 0.1 | N |  |  | N | Industrial CHP | 7 | X | WAT
Conventional Hydroelectric.WAT | hydro | TRUE | 64078 | Central Rivers Power US, LLC | 50545 | Lawrence Hydroelectric Associates | MA | Essex | GEN1 | Conventional Hydroelectric | HY |  | S | 7.4 | 1 | 7 | 6.8 | 0.1 | N |  |  | N | IPP Non-CHP | 2 | X | WAT
Conventional Hydroelectric.WAT | hydro | TRUE | 64078 | Central Rivers Power US, LLC | 50545 | Lawrence Hydroelectric Associates | MA | Essex | GEN2 | Conventional Hydroelectric | HY |  | S | 7.4 | 1 | 7 | 6.8 | 0.1 | N |  |  | N | IPP Non-CHP | 2 | X | WAT
Conventional Hydroelectric.WAT | hydro | TRUE | 13402 | Nevada Irrigation District | 50546 | Bowman | CA | Nevada | GEN1 | Conventional Hydroelectric | HY |  | S | 3.6 | 0.99 | 3.6 | 3.6 | 0.1 | N |  |  | N | IPP Non-CHP | 2 | X | WAT
Onshore Wind Turbine.WND | onshore wind | TRUE | 64407 | Huntsman Wind | 50552 | GPS Cabazon Wind LLC | CA | Riverside | WGNS | Onshore Wind Turbine | WT |  | S | 38.9 |  | 38.9 | 38.9 | 2 | N |  |  | N | IPP Non-CHP | 2 | X | WND
Onshore Wind Turbine.WND | onshore wind | TRUE | 65490 | Edom Hills Project 1 LLC | 50553 | Edom Hills Project 1 LLC | CA | Riverside | 1 | Onshore Wind Turbine | WT |  | S | 20 |  | 20 | 20 | 4 | N |  |  | N | IPP Non-CHP | 2 | X | WND
Petroleum Liquids.DFO | petroleum | TRUE | 19876 | Virginia Electric & Power Co | 50555 | Rosemary Power Station | NC | Halifax | GEN1 | Petroleum Liquids | CT | G785 | S | 86 | 0.85 | 75 | 88 | 52 | N |  |  | N | Electric Utility | 1 | X | DFO
Petroleum Liquids.DFO | petroleum | TRUE | 19876 | Virginia Electric & Power Co | 50555 | Rosemary Power Station | NC | Halifax | GEN2 | Petroleum Liquids | CT | G785 | S | 40 | 0.85 | 36 | 44 | 24 | N |  |  | N | Electric Utility | 1 | X | DFO
Petroleum Liquids.DFO | petroleum | TRUE | 19876 | Virginia Electric & Power Co | 50555 | Rosemary Power Station | NC | Halifax | GEN3 | Petroleum Liquids | CA | G785 | S | 54 | 0.85 | 54 | 54 | 44 | N |  |  | N | Electric Utility | 1 | X | DFO
Natural Gas Fired Combined Cycle.NG | natural gas combined cycle | TRUE | 14063 | Oklahoma Gas & Electric Co | 50558 | Frontier | OK | Oklahoma | GT01 | Natural Gas Fired Combined Cycle | CT | CC01 | S | 87.2 | 0.9 |  |  |  | N |  |  | N | Electric Utility | 1 | X | NG
Natural Gas Fired Combined Cycle.NG | natural gas combined cycle | TRUE | 14063 | Oklahoma Gas & Electric Co | 50558 | Frontier | OK | Oklahoma | ST01 | Natural Gas Fired Combined Cycle | CA | CC01 | S | 44.2 | 0.9 | 120 | 120 | 70 | N |  |  | N | Electric Utility | 1 | X | NG
Wood/Wood Waste Biomass.WDS | biomass | TRUE | 58650 | IHI Power Services Corp | 50560 | Pacific-Ultrapower Chinese Station | CA | Tuolumne | GEN1 | Wood/Wood Waste Biomass | ST |  | J | 25 | 0.85 | 18 | 18 | 15 | N |  |  | N | IPP Non-CHP | 2 | X | WDS
Natural Gas Fired Combined Cycle.NG | natural gas combined cycle | TRUE | 49942 | Eagle Point Power Generation LLC | 50561 | Eagle Point Power Generation | NJ | Gloucester | GTG1 | Natural Gas Fired Combined Cycle | CT | CC1 | W | 90 | 0.85 | 85 | 90 | 82 | N |  |  | N | IPP Non-CHP | 2 | X | NG | DFO
Natural Gas Fired Combined Cycle.NG | natural gas combined cycle | TRUE | 49942 | Eagle Point Power Generation LLC | 50561 | Eagle Point Power Generation | NJ | Gloucester | GTG2 | Natural Gas Fired Combined Cycle | CT | CC1 | W | 90 | 0.85 | 85 | 90 | 82 | N |  |  | N | IPP Non-CHP | 2 | X | NG | DFO
Natural Gas Fired Combined Cycle.NG | natural gas combined cycle | TRUE | 49942 | Eagle Point Power Generation LLC | 50561 | Eagle Point Power Generation | NJ | Gloucester | STG1 | Natural Gas Fired Combined Cycle | CA | CC1 | W | 45 | 0.85 | 47 | 47 | 45 | N |  |  | N | IPP Non-CHP | 2 | X | NG | DFO
Natural Gas Fired Combined Cycle.NG | natural gas combined cycle | TRUE | 49942 | Eagle Point Power Generation LLC | 50561 | Eagle Point Power Generation | NJ | Gloucester | STG2 | Natural Gas Fired Combined Cycle | CA | CC1 | W | 26.8 | 0.85 | 27 | 27 | 24 | N |  |  | N | IPP Non-CHP | 2 | X | NG | DFO
Landfill Gas.LFG | natural gas peaker | TRUE | 54843 | WM Illinois Renewable Energy LLC | 50563 | Settlers Hill Gas Recovery | IL | Kane | GEN1 | Landfill Gas | GT |  | S | 3 | 0.98 | 2.9 | 3.3 | 1 | N |  |  | N | IPP Non-CHP | 2 | X | LFG
Landfill Gas.LFG | natural gas peaker | TRUE | 54843 | WM Illinois Renewable Energy LLC | 50563 | Settlers Hill Gas Recovery | IL | Kane | GEN2 | Landfill Gas | GT |  | S | 3 | 0.98 | 2.9 | 3.3 | 1 | N |  |  | N | IPP Non-CHP | 2 | X | LFG
Landfill Gas.LFG | natural gas peaker | TRUE | 54842 | WM Renewable Energy LLC | 50564 | New Milford Gas Recovery | CT | Litchfield | GEN2 | Landfill Gas | IC |  | S | 0.8 | 0.98 | 0.8 | 0.8 | 0.5 | N |  |  | N | IPP Non-CHP | 2 | X | LFG
Landfill Gas.LFG | natural gas peaker | TRUE | 54842 | WM Renewable Energy LLC | 50564 | New Milford Gas Recovery | CT | Litchfield | GEN4 | Landfill Gas | IC |  | S | 0.8 | 0.98 | 0.8 | 0.8 | 0.5 | N |  |  | N | IPP Non-CHP | 2 | X | LFG
Natural Gas Internal Combustion Engine.NG | natural gas peaker | TRUE | 54843 | WM Illinois Renewable Energy LLC | 50566 | Milam Gas Recovery | IL | St Clair | GEN1 | Natural Gas Internal Combustion Engine | IC |  | S | 0.8 | 0.98 | 0.8 | 0.8 | 0.5 | N |  |  | N | IPP Non-CHP | 2 | X | NG
Natural Gas Internal Combustion Engine.NG | natural gas peaker | TRUE | 54843 | WM Illinois Renewable Energy LLC | 50566 | Milam Gas Recovery | IL | St Clair | GEN2 | Natural Gas Internal Combustion Engine | IC |  | S | 0.8 | 0.98 | 0.8 | 0.8 | 0.5 | N |  |  | N | IPP Non-CHP | 2 | X | NG
Natural Gas Internal Combustion Engine.NG | natural gas peaker | TRUE | 54843 | WM Illinois Renewable Energy LLC | 50566 | Milam Gas Recovery | IL | St Clair | GEN3 | Natural Gas Internal Combustion Engine | IC |  | S | 0.8 | 0.98 | 0.8 | 0.8 | 0.5 | N |  |  | N | IPP Non-CHP | 2 | X | NG
Landfill Gas.LFG | natural gas peaker | TRUE | 54842 | WM Renewable Energy LLC | 50568 | High Acres Gas Recovery | NY | Monroe | GEN1 | Landfill Gas | IC |  | S | 0.8 | 0.98 | 0.8 | 0.8 | 0.5 | N |  |  | N | IPP Non-CHP | 2 | X | LFG
Landfill Gas.LFG | natural gas peaker | TRUE | 54842 | WM Renewable Energy LLC | 50568 | High Acres Gas Recovery | NY | Monroe | GEN2 | Landfill Gas | IC |  | S | 0.8 | 0.98 | 0.8 | 0.8 | 0.5 | N |  |  | N | IPP Non-CHP | 2 | X | LFG
Landfill Gas.LFG | natural gas peaker | TRUE | 54842 | WM Renewable Energy LLC | 50568 | High Acres Gas Recovery | NY | Monroe | GEN3 | Landfill Gas | IC |  | S | 0.8 | 0.98 | 0.8 | 0.8 | 0.5 | N |  |  | N | IPP Non-CHP | 2 | X | LFG
Landfill Gas.LFG | natural gas peaker | TRUE | 54842 | WM Renewable Energy LLC | 50568 | High Acres Gas Recovery | NY | Monroe | GEN4 | Landfill Gas | IC |  | S | 0.8 | 0.98 | 0.8 | 0.8 | 0.5 | N |  |  | N | IPP Non-CHP | 2 | X | LFG
Landfill Gas.LFG | natural gas peaker | TRUE | 54842 | WM Renewable Energy LLC | 50568 | High Acres Gas Recovery | NY | Monroe | GEN5 | Landfill Gas | IC |  | S | 1.6 | 0.98 | 1.6 | 1.6 | 0.8 | N |  |  | N | IPP Non-CHP | 2 | X | LFG
Landfill Gas.LFG | natural gas peaker | TRUE | 54842 | WM Renewable Energy LLC | 50568 | High Acres Gas Recovery | NY | Monroe | GEN6 | Landfill Gas | IC |  | S | 1.6 | 0.98 | 1.6 | 1.6 | 0.8 | N |  |  | N | IPP Non-CHP | 2 | X | LFG
Landfill Gas.LFG | natural gas peaker | TRUE | 54842 | WM Renewable Energy LLC | 50568 | High Acres Gas Recovery | NY | Monroe | GEN7 | Landfill Gas | IC |  | S | 1.6 | 0.98 | 1.6 | 1.6 | 0.8 | N |  |  | N | IPP Non-CHP | 2 | X | LFG
Landfill Gas.LFG | natural gas peaker | TRUE | 54842 | WM Renewable Energy LLC | 50568 | High Acres Gas Recovery | NY | Monroe | GEN8 | Landfill Gas | IC |  | S | 1.6 | 0.98 | 1.6 | 1.6 | 0.8 | N |  |  | N | IPP Non-CHP | 2 | X | LFG
Landfill Gas.LFG | natural gas peaker | TRUE | 54842 | WM Renewable Energy LLC | 50571 | Altamont Gas Recovery | CA | Alameda | GEN1 | Landfill Gas | GT |  | S | 3 | 0.98 | 2.9 | 3.3 | 1 | N |  |  | N | IPP Non-CHP | 2 | X | LFG
Landfill Gas.LFG | natural gas peaker | TRUE | 54842 | WM Renewable Energy LLC | 50571 | Altamont Gas Recovery | CA | Alameda | GEN2 | Landfill Gas | GT |  | S | 3 | 0.98 | 2.9 | 3.3 | 1 | N |  |  | N | IPP Non-CHP | 2 | X | LFG
Landfill Gas.LFG | natural gas peaker | TRUE | 54842 | WM Renewable Energy LLC | 50572 | CSL Gas Recovery | FL | Broward | GEN1 | Landfill Gas | CT | CC1 | S | 3 | 0.98 | 2.9 | 3 | 1 | N |  |  | N | IPP Non-CHP | 2 | X | LFG
Landfill Gas.LFG | natural gas peaker | TRUE | 54842 | WM Renewable Energy LLC | 50572 | CSL Gas Recovery | FL | Broward | GEN2 | Landfill Gas | CT | CC1 | S | 3 | 0.98 | 2.9 | 3 | 1 | N |  |  | N | IPP Non-CHP | 2 | X | LFG
Landfill Gas.LFG | natural gas peaker | TRUE | 54842 | WM Renewable Energy LLC | 50572 | CSL Gas Recovery | FL | Broward | GEN3 | Landfill Gas | CT | CC1 | S | 3 | 0.98 | 2.9 | 3 | 1 | N |  |  | N | IPP Non-CHP | 2 | X | LFG
Landfill Gas.LFG | natural gas peaker | TRUE | 54842 | WM Renewable Energy LLC | 50572 | CSL Gas Recovery | FL | Broward | GEN4 | Landfill Gas | CA | CC1 | S | 2.2 | 0.98 | 2.2 | 2.2 | 0.2 | N |  |  | N | IPP Non-CHP | 2 | X | LFG
Landfill Gas.LFG | natural gas peaker | TRUE | 54843 | WM Illinois Renewable Energy LLC | 50573 | CID Gas Recovery | IL | Cook | GEN2 | Landfill Gas | GT |  | S | 3 | 0.98 | 2.9 | 3.3 | 1 | N |  |  | N | IPP Non-CHP | 2 | X | LFG
Landfill Gas.LFG | natural gas peaker | TRUE | 54843 | WM Illinois Renewable Energy LLC | 50575 | Lake Gas Recovery | IL | Cook | GEN2 | Landfill Gas | GT |  | S | 3 | 0.98 | 2.9 | 3.3 | 1 | N |  |  | N | IPP Non-CHP | 2 | X | LFG
Landfill Gas.LFG | natural gas peaker | TRUE | 54843 | WM Illinois Renewable Energy LLC | 50575 | Lake Gas Recovery | IL | Cook | GEN3 | Landfill Gas | GT |  | S | 3 | 0.98 | 2.9 | 3.3 | 1 | N |  |  | N | IPP Non-CHP | 2 | X | LFG
Landfill Gas.LFG | natural gas peaker | TRUE | 54842 | WM Renewable Energy LLC | 50576 | Metro Gas Recovery | WI | Milwaukee | GEN1 | Landfill Gas | GT |  | S | 3 | 0.98 | 2.9 | 3.3 | 1 | N |  |  | N | IPP Non-CHP | 2 | X | LFG
Landfill Gas.LFG | natural gas peaker | TRUE | 54842 | WM Renewable Energy LLC | 50576 | Metro Gas Recovery | WI | Milwaukee | GEN2 | Landfill Gas | GT |  | S | 3 | 0.98 | 2.9 | 3.3 | 1 | N |  |  | N | IPP Non-CHP | 2 | X | LFG
Landfill Gas.LFG | natural gas peaker | TRUE | 54842 | WM Renewable Energy LLC | 50576 | Metro Gas Recovery | WI | Milwaukee | GEN3 | Landfill Gas | IC |  | S | 0.8 | 0.98 | 0.8 | 0.8 | 0.5 | N |  |  | N | IPP Non-CHP | 2 | X | LFG
Landfill Gas.LFG | natural gas peaker | TRUE | 54842 | WM Renewable Energy LLC | 50576 | Metro Gas Recovery | WI | Milwaukee | GEN4 | Landfill Gas | IC |  | S | 0.8 | 0.98 | 0.8 | 0.8 | 0.5 | N |  |  | N | IPP Non-CHP | 2 | X | LFG
Landfill Gas.LFG | natural gas peaker | TRUE | 54842 | WM Renewable Energy LLC | 50576 | Metro Gas Recovery | WI | Milwaukee | GEN5 | Landfill Gas | IC |  | S | 0.8 | 0.98 | 0.8 | 0.8 | 0.5 | N |  |  | N | IPP Non-CHP | 2 | X | LFG
Landfill Gas.LFG | natural gas peaker | TRUE | 54842 | WM Renewable Energy LLC | 50576 | Metro Gas Recovery | WI | Milwaukee | GEN6 | Landfill Gas | IC |  | S | 0.8 | 0.98 | 0.8 | 0.8 | 0.5 | N |  |  | N | IPP Non-CHP | 2 | X | LFG
Landfill Gas.LFG | natural gas peaker | TRUE | 54842 | WM Renewable Energy LLC | 50577 | Omega Hills Gas Recovery | WI | Washington | GEN1 | Landfill Gas | GT |  | S | 3.1 | 0.98 | 2.9 | 3.3 | 1 | N |  |  | N | IPP Non-CHP | 2 | X | LFG
Landfill Gas.LFG | natural gas peaker | TRUE | 54842 | WM Renewable Energy LLC | 50577 | Omega Hills Gas Recovery | WI | Washington | GEN2 | Landfill Gas | GT |  | S | 3.1 | 0.98 | 2.9 | 3.3 | 1 | N |  |  | N | IPP Non-CHP | 2 | X | LFG
Landfill Gas.LFG | natural gas peaker | TRUE | 54842 | WM Renewable Energy LLC | 50577 | Omega Hills Gas Recovery | WI | Washington | GEN3 | Landfill Gas | GT |  | S | 3.3 | 0.98 | 3 | 3 | 1 | N |  |  | N | IPP Non-CHP | 2 | X | LFG
Landfill Gas.LFG | natural gas peaker | TRUE | 54842 | WM Renewable Energy LLC | 50577 | Omega Hills Gas Recovery | WI | Washington | GEN5 | Landfill Gas | GT |  | S | 3.3 | 0.98 | 2.9 | 3.3 | 1 | N |  |  | N | IPP Non-CHP | 2 | X | LFG
Natural Gas Fired Combustion Turbine.NG | natural gas peaker | FALSE | 39245 | Saint John's Health Center | 50610 | Saint Johns Health Center | CA | Los Angeles | 01 | Natural Gas Fired Combustion Turbine | GT |  | S | 1.2 | 0.8 | 1 | 1.1 | 0.4 | N |  |  | Y | Commercial CHP | 5 | T | NG
Conventional Steam Coal.WC | hard coal | TRUE | 58224 | Rausch Creek Generation, LLC | 50611 | Westwood Generation LLC | PA | Schuylkill | GEN1 | Conventional Steam Coal | ST |  | S | 36 | 0.9 | 30 | 30 | 24 | N |  |  | N | IPP Non-CHP | 2 | X | WC
Natural Gas Fired Combustion Turbine.NG | natural gas peaker | TRUE | 60662 | WCAC Operating Company | 50612 | McKittrick Limited | CA | Kern | GEN1 | Natural Gas Fired Combustion Turbine | GT |  | W | 46 | 0.85 | 46 | 48 | 21 | N |  |  | Y | IPP CHP | 3 | T | NG
Wood/Wood Waste Biomass.BLQ | biomass | TRUE | 13008 | Ahlstrom-Munksjo NA Specialty Solutions, LLC | 50614 | Mosinee Mill | WI | Marathon | GEN1 | Wood/Wood Waste Biomass | ST |  | W | 15 | 0.8 | 13 | 13 | 2 | N |  |  | Y | Industrial CHP | 7 | T | BLQ | BIT | WDS | SLW | RFO | NG
Conventional Hydroelectric.WAT | hydro | FALSE | 13008 | Ahlstrom-Munksjo NA Specialty Solutions, LLC | 50614 | Mosinee Mill | WI | Marathon | HYD1 | Conventional Hydroelectric | HY |  | W | 2.2 | 0.8 | 2 | 2 | 1 | N |  |  | N | Industrial CHP | 7 | X | WAT
Conventional Hydroelectric.WAT | hydro | FALSE | 13008 | Ahlstrom-Munksjo NA Specialty Solutions, LLC | 50614 | Mosinee Mill | WI | Marathon | HYD2 | Conventional Hydroelectric | HY |  | W | 0.6 | 1 | 0.7 | 0.7 | 0.5 | N |  |  | N | Industrial CHP | 7 | X | WAT
Conventional Hydroelectric.WAT | hydro | FALSE | 13008 | Ahlstrom-Munksjo NA Specialty Solutions, LLC | 50614 | Mosinee Mill | WI | Marathon | HYD3 | Conventional Hydroelectric | HY |  | W | 0.6 | 1 | 0.7 | 0.7 | 0.5 | N |  |  | N | Industrial CHP | 7 | X | WAT
Wood/Wood Waste Biomass.BLQ | biomass | TRUE | 13008 | Ahlstrom-Munksjo NA Specialty Solutions, LLC | 50614 | Mosinee Mill | WI | Marathon | WEST | Wood/Wood Waste Biomass | ST |  | W | 5 | 0.8 | 5 | 5 | 2 | N |  |  | Y | Industrial CHP | 7 | T | BLQ | BIT | WDS | SLW | RFO | NG
Natural Gas Steam Turbine.NG | natural gas steam turbine | FALSE | 18000 | State of Rhode Island | 50621 | Central Power Plant | RI | Providence | GEN4 | Natural Gas Steam Turbine | ST |  | S | 2 | 0.8 | 0.5 | 2 | 0.5 | N |  |  | Y | Commercial CHP | 5 | B | NG | DFO
Natural Gas Fired Combustion Turbine.NG | natural gas peaker | FALSE | 18000 | State of Rhode Island | 50621 | Central Power Plant | RI | Providence | GEN5 | Natural Gas Fired Combustion Turbine | GT |  | S | 3.5 | 0.8 | 2.8 | 3.8 | 0.8 | N |  |  | Y | Commercial CHP | 5 | T | NG | DFO
Natural Gas Fired Combustion Turbine.NG | natural gas peaker | FALSE | 18000 | State of Rhode Island | 50621 | Central Power Plant | RI | Providence | GEN6 | Natural Gas Fired Combustion Turbine | GT |  | S | 3.5 | 0.8 | 2.8 | 3.8 | 0.8 | N |  |  | Y | Commercial CHP | 5 | T | NG | DFO
Natural Gas Internal Combustion Engine.NG | natural gas peaker | FALSE | 18000 | State of Rhode Island | 50621 | Central Power Plant | RI | Providence | GEN7 | Natural Gas Internal Combustion Engine | IC |  | S | 2 | 0.8 | 2 | 2 | 1.2 | N |  |  | N | Commercial CHP | 5 | X | NG
Natural Gas Fired Combustion Turbine.NG | natural gas peaker | FALSE | 1569 | Berry Petroleum Co | 50622 | Berry Cogen Tanne Hills 18 | CA | Kern | GEN1 | Natural Gas Fired Combustion Turbine | GT |  | S | 8.8 | 0.8 | 8 | 9 | 4.5 | N |  |  | Y | Industrial CHP | 7 | T | NG
Natural Gas Fired Combustion Turbine.NG | natural gas peaker | FALSE | 1569 | Berry Petroleum Co | 50622 | Berry Cogen Tanne Hills 18 | CA | Kern | GEN2 | Natural Gas Fired Combustion Turbine | GT |  | S | 8.8 | 0.8 | 8 | 9 | 4.5 | N |  |  | Y | Industrial CHP | 7 | T | NG
All Other.WH | other | FALSE | 60657 | Torrance Refining Company, LLC | 50624 | Torrance Refining Company, LLC | CA | Los Angeles | EXP1 | All Other | ST |  | S | 7.5 | 0.8 | 7.5 | 7.5 | 0 | N |  |  | N | Industrial CHP | 7 | X | WH
Other Gases.OG | other | FALSE | 60657 | Torrance Refining Company, LLC | 50624 | Torrance Refining Company, LLC | CA | Los Angeles | GTG1 | Other Gases | GT |  | S | 22.5 | 0.8 | 22.5 | 22.5 | 10.5 | N |  |  | Y | Industrial CHP | 7 | T | OG | NG
All Other.WH | other | FALSE | 60657 | Torrance Refining Company, LLC | 50624 | Torrance Refining Company, LLC | CA | Los Angeles | STG1 | All Other | ST |  | S | 19.3 | 0.8 | 19.3 | 19.3 | 1.5 | N |  |  | N | Industrial CHP | 7 | X | WH
Other Gases.OG | other | FALSE | 6090 | ExxonMobil Oil Corp | 50625 | ExxonMobil Beaumont Refinery | TX | Jefferson | ETG | Other Gases | OT |  | S | 7.5 | 0.93 | 5 | 5 | 2 | N |  |  | N | Industrial CHP | 7 | X | OG
Natural Gas Steam Turbine.NG | natural gas steam turbine | FALSE | 6090 | ExxonMobil Oil Corp | 50625 | ExxonMobil Beaumont Refinery | TX | Jefferson | TG22 | Natural Gas Steam Turbine | ST | PP | S | 27.2 | 0.98 | 25 | 25 | 8 | N |  |  | Y | Industrial CHP | 7 | T | NG | OG
Natural Gas Steam Turbine.NG | natural gas steam turbine | FALSE | 6090 | ExxonMobil Oil Corp | 50625 | ExxonMobil Beaumont Refinery | TX | Jefferson | TG23 | Natural Gas Steam Turbine | ST | PP | S | 40.5 | 0.94 | 38.6 | 38.6 | 15 | N |  |  | Y | Industrial CHP | 7 | T | NG | OG
Natural Gas Fired Combustion Turbine.NG | natural gas peaker | FALSE | 6090 | ExxonMobil Oil Corp | 50625 | ExxonMobil Beaumont Refinery | TX | Jefferson | TG24 | Natural Gas Fired Combustion Turbine | GT | PP | S | 38.6 | 0.93 | 32 | 38 | 18 | N |  |  | Y | Industrial CHP | 7 | T | NG
Natural Gas Steam Turbine.NG | natural gas steam turbine | FALSE | 6090 | ExxonMobil Oil Corp | 50625 | ExxonMobil Beaumont Refinery | TX | Jefferson | TG32 | Natural Gas Steam Turbine | ST | PP | S | 25 | 0.97 | 25 | 25 | 10 | N |  |  | Y | Industrial CHP | 7 | T | NG | OG
Natural Gas Steam Turbine.NG | natural gas steam turbine | FALSE | 6090 | ExxonMobil Oil Corp | 50625 | ExxonMobil Beaumont Refinery | TX | Jefferson | TG33 | Natural Gas Steam Turbine | ST | PP | S | 20 | 0.97 | 20 | 20 | 5 | N |  |  | Y | Industrial CHP | 7 | T | NG | OG
Natural Gas Steam Turbine.NG | natural gas steam turbine | FALSE | 6090 | ExxonMobil Oil Corp | 50625 | ExxonMobil Beaumont Refinery | TX | Jefferson | TG34 | Natural Gas Steam Turbine | ST | PP | S | 30 | 0.96 | 30 | 30 | 10 | N |  |  | Y | Industrial CHP | 7 | T | NG | OG
Natural Gas Fired Combustion Turbine.NG | natural gas peaker | FALSE | 6090 | ExxonMobil Oil Corp | 50625 | ExxonMobil Beaumont Refinery | TX | Jefferson | TG41 | Natural Gas Fired Combustion Turbine | GT | PP | S | 163 | 0.96 | 145 | 165 | 90 | N |  |  | Y | Industrial CHP | 7 | T | NG
Natural Gas Fired Combustion Turbine.NG | natural gas peaker | FALSE | 6090 | ExxonMobil Oil Corp | 50625 | ExxonMobil Beaumont Refinery | TX | Jefferson | TG42 | Natural Gas Fired Combustion Turbine | GT | PP | S | 163 | 0.97 | 145 | 165 | 90 | N |  |  | Y | Industrial CHP | 7 | T | NG
Natural Gas Fired Combustion Turbine.NG | natural gas peaker | FALSE | 6090 | ExxonMobil Oil Corp | 50625 | ExxonMobil Beaumont Refinery | TX | Jefferson | TG43 | Natural Gas Fired Combustion Turbine | GT | PP | S | 163 | 0.97 | 145 | 165 | 90 | N |  |  | Y | Industrial CHP | 7 | T | NG
All Other.OTH | other | FALSE | 56392 | Chalmette Refining LLC | 50626 | Chalmette Refining LLC | LA | St Bernard | GEN1 | All Other | OT |  | S | 5.7 | 0.907 | 0.8 | 0.8 | 0.8 | N |  |  | N | Industrial Non-CHP | 6 | X | OTH
Other Gases.OG | other | FALSE | 5519 | ExxonMobil Oil Corp | 50627 | ExxonMobil Oil Joliet Refinery | IL | Will | GTG1 | Other Gases | GT |  | S | 22 | 0.8 | 22 | 22 | 6 | N |  |  | Y | Industrial CHP | 7 | T | OG | NG
Other Gases.OG | other | FALSE | 5519 | ExxonMobil Oil Corp | 50627 | ExxonMobil Oil Joliet Refinery | IL | Will | MG | Other Gases | ST |  | S | 11.2 | 0.8 | 11.2 | 11.2 | 0 | N |  |  | N | Industrial CHP | 7 | X | OG | NG
Other Gases.OG | other | FALSE | 5519 | ExxonMobil Oil Corp | 50627 | ExxonMobil Oil Joliet Refinery | IL | Will | STG1 | Other Gases | ST |  | S | 6.5 | 0.8 | 3.3 | 3.3 | 2 | N |  |  | N | Industrial CHP | 7 | X | OG | NG
Natural Gas Fired Combustion Turbine.NG | natural gas peaker | FALSE | 19691 | Paulsboro Refining Company - LLC | 50628 | Paulsboro Refinery | NJ | Gloucester | GEN1 | Natural Gas Fired Combustion Turbine | GT | UTI1 | S | 30.5 | 0.8 | 27 | 30.5 | 2 | N |  |  | Y | Industrial CHP | 7 | T | NG | OG | DFO
Other Gases.OG | other | FALSE | 19691 | Paulsboro Refining Company - LLC | 50628 | Paulsboro Refinery | NJ | Gloucester | GEN2 | Other Gases | ST | UTI1 | S | 15 | 0.85 | 14.5 | 14.5 | 2 | N |  |  | Y | Industrial CHP | 7 | T | OG | DFO | NG
Other Gases.OG | other | FALSE | 19691 | Paulsboro Refining Company - LLC | 50628 | Paulsboro Refinery | NJ | Gloucester | GEN3 | Other Gases | ST | UTI1 | S | 15 | 0.8 | 14.5 | 14.5 | 2 | N |  |  | Y | Industrial CHP | 7 | T | OG | DFO | NG
Petroleum Coke.PC | petroleum | FALSE | 19691 | Paulsboro Refining Company - LLC | 50628 | Paulsboro Refinery | NJ | Gloucester | GEN4 | Petroleum Coke | OT |  | S | 18 | 0.8 | 11.6 | 11.6 | 2 | N |  |  | N | Industrial CHP | 7 | X | PC
Municipal Solid Waste.MSW | municipal solid waste | TRUE | 4482 | Covanta Lake Inc | 50629 | Covanta Lake County Energy | FL | Lake | GEN1 | Municipal Solid Waste | ST |  | S | 15.5 | 0.85 | 12.5 | 12.5 | 2.5 | N |  |  | N | IPP Non-CHP | 2 | X | MSW
Municipal Solid Waste.MSW | municipal solid waste | TRUE | 4476 | Covanta Marion Inc | 50630 | Covanta Marion Inc | OR | MARION | GEN1 | Municipal Solid Waste | ST |  | S | 13.1 | 0.95 | 11.5 | 11.5 | 2 | N |  |  | N | IPP Non-CHP | 2 | X | MSW | NG
Municipal Solid Waste.MSW | municipal solid waste | TRUE | 4498 | Covanta Stanislaus Inc | 50632 | Covanta Stanislaus Energy | CA | Stanislaus | GEN1 | Municipal Solid Waste | ST |  | S | 24 | 0.85 | 19.9 | 19.9 | 3 | N |  |  | N | IPP Non-CHP | 2 | X | MSW
All Other.WH | other | FALSE | 3102 | Mosaic Company | 50633 | Mosaic Co Bartow Facility | FL | Polk | GEN1 | All Other | ST |  | S | 36.9 | 0.8 | 36 | 36 | 2 | N |  |  | Y | Industrial CHP | 7 | B | WH | OTH
All Other.WH | other | FALSE | 3102 | Mosaic Company | 50633 | Mosaic Co Bartow Facility | FL | Polk | GEN2 | All Other | ST |  | S | 45 | 0.85 | 44 | 44 | 2 | N |  |  | Y | Industrial CHP | 7 | B | WH | OTH
Conventional Hydroelectric.WAT | hydro | TRUE | 2138 | Brainerd Public Utilities | 50636 | Brainerd Public Utilities | MN | Crow Wing | 1 | Conventional Hydroelectric | HY |  | S | 0.6 | 0.8 | 0.6 | 0.6 | 0.1 | N |  |  | N | Electric Utility | 1 | X | WAT
Conventional Hydroelectric.WAT | hydro | TRUE | 2138 | Brainerd Public Utilities | 50636 | Brainerd Public Utilities | MN | Crow Wing | 2 | Conventional Hydroelectric | HY |  | S | 0.6 | 0.8 | 0.6 | 0.6 | 0.1 | N |  |  | N | Electric Utility | 1 | X | WAT
Conventional Hydroelectric.WAT | hydro | TRUE | 2138 | Brainerd Public Utilities | 50636 | Brainerd Public Utilities | MN | Crow Wing | 3 | Conventional Hydroelectric | HY |  | S | 0.5 | 0.8 | 0.5 | 0.5 | 0.1 | N |  |  | N | Electric Utility | 1 | X | WAT
Conventional Hydroelectric.WAT | hydro | TRUE | 2138 | Brainerd Public Utilities | 50636 | Brainerd Public Utilities | MN | Crow Wing | 4 | Conventional Hydroelectric | HY |  | S | 0.6 | 0.8 | 0.6 | 0.6 | 0.1 | N |  |  | N | Electric Utility | 1 | X | WAT
Conventional Hydroelectric.WAT | hydro | TRUE | 2138 | Brainerd Public Utilities | 50636 | Brainerd Public Utilities | MN | Crow Wing | 5 | Conventional Hydroelectric | HY |  | S | 0.6 | 0.8 | 0.6 | 0.6 | 0.1 | N |  |  | N | Electric Utility | 1 | X | WAT
Wood/Wood Waste Biomass.BLQ | biomass | TRUE | 56225 | Clearwater Paper Corporation | 50637 | Clearwater Paper IPP Lewiston | ID | Nez Perce | GEN1 | Wood/Wood Waste Biomass | ST |  | S | 10 | 0.8 | 2 | 9.4 | 2 | N |  |  | Y | Industrial CHP | 7 | T | BLQ | NG
Wood/Wood Waste Biomass.BLQ | biomass | TRUE | 56225 | Clearwater Paper Corporation | 50637 | Clearwater Paper IPP Lewiston | ID | Nez Perce | GEN2 | Wood/Wood Waste Biomass | ST |  | S | 10 | 0.8 | 3.3 | 9.4 | 2 | N |  |  | Y | Industrial CHP | 7 | T | BLQ | NG
Wood/Wood Waste Biomass.BLQ | biomass | TRUE | 56225 | Clearwater Paper Corporation | 50637 | Clearwater Paper IPP Lewiston | ID | Nez Perce | GEN3 | Wood/Wood Waste Biomass | ST |  | S | 28.8 | 0.85 | 25.2 | 25.2 | 4 | N |  |  | Y | Industrial CHP | 7 | T | BLQ | WDS | NG
Wood/Wood Waste Biomass.BLQ | biomass | TRUE | 56225 | Clearwater Paper Corporation | 50637 | Clearwater Paper IPP Lewiston | ID | Nez Perce | GEN4 | Wood/Wood Waste Biomass | ST |  | S | 65 | 0.95 | 24 | 24 | 4 | N |  |  | Y | Industrial CHP | 7 | T | BLQ | WDS | NG
Wood/Wood Waste Biomass.BLQ | biomass | TRUE | 56225 | Clearwater Paper Corporation | 50638 | Clearwater Paper APP CB | AR | Desha | GEN1 | Wood/Wood Waste Biomass | ST |  | S | 28 | 0.95 | 28 | 28 | 2 | N |  |  | Y | Industrial CHP | 7 | T | BLQ | NG | DFO
Wood/Wood Waste Biomass.WDS | biomass | TRUE | 16653 | Sappi Cloquet LLC | 50639 | Sappi Cloquet Mill | MN | Carlton | GEN3 | Wood/Wood Waste Biomass | ST |  | S | 19.2 | 0.9 | 17.5 | 17.5 | 8 | N |  |  | Y | Industrial CHP | 7 | T | WDS | NG | SLW | DFO | BLQ
Wood/Wood Waste Biomass.WDS | biomass | TRUE | 16653 | Sappi Cloquet LLC | 50639 | Sappi Cloquet Mill | MN | Carlton | GEN4 | Wood/Wood Waste Biomass | ST |  | S | 41.5 | 0.85 | 41.5 | 41.5 | 6 | N |  |  | Y | Industrial CHP | 7 | T | WDS | NG | SLW | DFO | BLQ
Wood/Wood Waste Biomass.BLQ | biomass | TRUE | 16653 | Sappi Cloquet LLC | 50639 | Sappi Cloquet Mill | MN | Carlton | GEN5 | Wood/Wood Waste Biomass | ST |  | S | 27.6 | 0.85 | 14 | 15 | 4 | N |  |  | Y | Industrial CHP | 7 | T | BLQ | NG
Conventional Hydroelectric.WAT | hydro | FALSE | 16653 | Sappi Cloquet LLC | 50639 | Sappi Cloquet Mill | MN | Carlton | HGN1 | Conventional Hydroelectric | HY |  | S | 1.8 | 0.85 | 1.6 | 1.6 | 0.5 | N |  |  | N | Industrial CHP | 7 | X | WAT
Conventional Hydroelectric.WAT | hydro | FALSE | 16653 | Sappi Cloquet LLC | 50639 | Sappi Cloquet Mill | MN | Carlton | HGN5 | Conventional Hydroelectric | HY |  | S | 0.8 | 0.8 | 0.5 | 0.5 | 0.1 | N |  |  | N | Industrial CHP | 7 | X | WAT
Conventional Hydroelectric.WAT | hydro | FALSE | 16653 | Sappi Cloquet LLC | 50639 | Sappi Cloquet Mill | MN | Carlton | HGN6 | Conventional Hydroelectric | HY |  | S | 0.8 | 0.8 | 0.5 | 0.5 | 0.1 | N |  |  | N | Industrial CHP | 7 | X | WAT
Conventional Hydroelectric.WAT | hydro | FALSE | 16653 | Sappi Cloquet LLC | 50639 | Sappi Cloquet Mill | MN | Carlton | HGN7 | Conventional Hydroelectric | HY |  | S | 2.8 | 0.8 | 1 | 1.4 | 0.5 | N |  |  | N | Industrial CHP | 7 | X | WAT
Municipal Solid Waste.MSW | municipal solid waste | FALSE | 4497 | Covanta Indianapolis Inc | 50647 | Covanta Indianapolis Energy | IN | Marion | GEN1 | Municipal Solid Waste | ST |  | S | 6.5 | 0.8 | 5 | 5 | 1 | N |  |  | Y | Commercial CHP | 5 | T | MSW | NG
Municipal Solid Waste.MSW | municipal solid waste | TRUE | 4474 | Covanta Bristol Inc | 50648 | Covanta Bristol Energy | CT | Hartford | GEN1 | Municipal Solid Waste | ST |  | S | 16.3 | 0.9 | 13.2 | 13.2 | 0.5 | N |  |  | N | IPP Non-CHP | 2 | X | MSW | NG
Municipal Solid Waste.MSW | municipal solid waste | FALSE | 4484 | Covanta Babylon Inc | 50649 | Covanta Babylon Inc | NY | Suffolk | GEN1 | Municipal Solid Waste | ST |  | S | 17 | 1 | 14.4 | 14.4 | 1 | N |  |  | N | Commercial Non-CHP | 4 | X | MSW
Wood/Wood Waste Biomass.WDS | biomass | TRUE | 1950 | ReEnergy Stratton LLC | 50650 | ReEnergy Stratton LLC | ME | Franklin | UNI1 | Wood/Wood Waste Biomass | ST |  | S | 47 | 0.85 | 46.1 | 46.1 | 18 | N |  |  | N | IPP Non-CHP | 2 | X | WDS | DFO
Conventional Hydroelectric.WAT | hydro | TRUE | 57280 | Eagle Creek Renewable Energy, LLC | 50652 | Lyonsdale Associates | NY | Lewis | GEN1 | Conventional Hydroelectric | HY |  | W | 1.5 | 0.9 | 1.5 | 1.5 | 0.1 | N |  |  | N | IPP Non-CHP | 2 | X | WAT
Conventional Hydroelectric.WAT | hydro | TRUE | 57280 | Eagle Creek Renewable Energy, LLC | 50652 | Lyonsdale Associates | NY | Lewis | GEN2 | Conventional Hydroelectric | HY |  | W | 1.5 | 0.9 | 1.5 | 1.5 | 0.1 | N |  |  | N | IPP Non-CHP | 2 | X | WAT
Geothermal.GEO | geothermal | TRUE | 34691 | Ormat Nevada Inc | 50654 | Steamboat Hills LP | NV | Washoe | OEC51 | Geothermal | BT |  | S | 25.7 | 0.85 | 17.1 | 25.7 | 17.1 | N |  |  | N | IPP Non-CHP | 2 | X | GEO
Geothermal.GEO | geothermal | TRUE | 34691 | Ormat Nevada Inc | 50654 | Steamboat Hills LP | NV | Washoe | OEC52 | Geothermal | BT |  | S | 5.9 | 0.85 | 4 | 5.9 | 4 | N |  |  | N | IPP Non-CHP | 2 | X | GEO
Solar Photovoltaic.SUN | solar PV | TRUE | 34691 | Ormat Nevada Inc | 50654 | Steamboat Hills LP | NV | Washoe | SBSOL | Solar Photovoltaic | PV |  | S | 2 |  | 2 | 1 |  | N |  |  | N | IPP Non-CHP | 2 | X | SUN
Municipal Solid Waste.MSW | municipal solid waste | TRUE | 9097 | Huntington Resource Recovery | 50656 | Huntington Resource Recovery Facility | NY | Suffolk | GEN1 | Municipal Solid Waste | ST |  | S | 28 | 1 | 24.5 | 24.5 | 8 | N |  |  | N | IPP Non-CHP | 2 | X | MSW
Municipal Solid Waste.MSW | municipal solid waste | TRUE | 49760 | Covanta Montgomery, Inc. | 50657 | Montgomery County Resource Recovery | MD | Montgomery | GEN1 | Municipal Solid Waste | ST |  | W | 67.8 | 0.97 | 54 | 56 | 1 | N |  |  | N | IPP Non-CHP | 2 | X | MSW
Municipal Solid Waste.MSW | municipal solid waste | FALSE | 4425 | Covanta Fairfax Inc | 50658 | Covanta Fairfax Energy | VA | Fairfax | GEN1 | Municipal Solid Waste | ST |  | S | 62 | 0.9 | 49 | 49 | 10 | N |  |  | N | Commercial Non-CHP | 4 | X | MSW | NG
Municipal Solid Waste.MSW | municipal solid waste | FALSE | 4425 | Covanta Fairfax Inc | 50658 | Covanta Fairfax Energy | VA | Fairfax | GEN2 | Municipal Solid Waste | ST |  | S | 62 | 0.9 | 49 | 49 | 10 | N |  |  | N | Commercial Non-CHP | 4 | X | MSW | NG
Municipal Solid Waste.MSW | municipal solid waste | FALSE | 56316 | Covanta Tulsa Renewable Energy LLC | 50660 | Covanta Tulsa Renewable Energy LLC | OK | Tulsa | GEN1 | Municipal Solid Waste | ST |  | S | 16.8 | 0.8 | 15.6 | 15.8 | 0.8 | N |  |  | Y | Industrial CHP | 7 | B | MSW | NG
Municipal Solid Waste.MSW | municipal solid waste | TRUE | 13982 | Ogden Projects Inc-Haverhill | 50661 | Covanta Haverhill | MA | Essex | GEN1 | Municipal Solid Waste | ST |  | S | 46 | 0.9 | 42.8 | 43.2 | 4.1 | N |  |  | N | IPP Non-CHP | 2 | X | MSW
Municipal Solid Waste.MSW | municipal solid waste | FALSE | 4487 | Covanta Onondega LP | 50662 | Onondaga County Resource Recovery | NY | Onondaga | GEN1 | Municipal Solid Waste | ST |  | S | 39.5 | 0.9 | 30 | 30 | 3.5 | N |  |  | N | Commercial Non-CHP | 4 | X | MSW
Municipal Solid Waste.MSW | municipal solid waste | FALSE | 4496 | Covanta Alexandria/Arlington | 50663 | Covanta Alexandria/Arlington Energy | VA | Alexandria City | GEN1 | Municipal Solid Waste | ST |  | S | 14.5 | 0.9 | 14.5 | 14.5 | 1.5 | N |  |  | N | Commercial Non-CHP | 4 | X | MSW
Municipal Solid Waste.MSW | municipal solid waste | FALSE | 4496 | Covanta Alexandria/Arlington | 50663 | Covanta Alexandria/Arlington Energy | VA | Alexandria City | GEN2 | Municipal Solid Waste | ST |  | S | 14.5 | 0.9 | 14.5 | 14.5 | 1.5 | N |  |  | N | Commercial Non-CHP | 4 | X | MSW
Municipal Solid Waste.MSW | municipal solid waste | TRUE | 14519 | Pasco County | 50666 | Pasco Cnty Solid Waste Resource Recovery | FL | Pasco | GEN1 | Municipal Solid Waste | ST |  | S | 31.2 | 0.95 | 26 | 26 | 5 | N |  |  | N | IPP Non-CHP | 2 | X | MSW
Natural Gas Internal Combustion Engine.NG | natural gas peaker | FALSE | 14395 | Palm Springs City of | 50674 | Municipal Cogen Plant | CA | Riverside | GEN1A | Natural Gas Internal Combustion Engine | IC |  | S | 1.2 | 1 | 1.2 | 1.2 | 0.5 | N |  |  | N | Commercial Non-CHP | 4 | X | NG
Conventional Hydroelectric.WAT | hydro | TRUE | 56838 | KEI (Maine) Power Management (III) LLC | 50688 | Gardiner | ME | Kennebec | GEN1 | Conventional Hydroelectric | HY |  | S | 1 | 0.99 | 1 | 1 | 0.3 | N |  |  | N | IPP Non-CHP | 2 | X | WAT
Onshore Wind Turbine.WND | onshore wind | TRUE | 2770 | Terra-Gen Operating Co-Wind | 50690 | San Gorgonio Westwinds II LLC | CA | Riverside | GEN1 | Onshore Wind Turbine | WT |  | S | 43.4 |  | 43.4 | 43.4 | 0 | N |  |  | N | IPP Non-CHP | 2 | X | WND
Other Waste Biomass.OBG | biomass | TRUE | 14155 | Orange County Sanitation Dist | 50696 | Plant No 1 Orange County | CA | Orange | GEN1 | Other Waste Biomass | IC |  | S | 2.5 | 0.8 | 2.4 | 2.4 | 1.8 | N |  |  | Y | Commercial CHP | 5 | T | OBG | NG
Other Waste Biomass.OBG | biomass | TRUE | 14155 | Orange County Sanitation Dist | 50696 | Plant No 1 Orange County | CA | Orange | GEN2 | Other Waste Biomass | IC |  | S | 2.5 | 0.8 | 2.4 | 2.4 | 1.8 | N |  |  | Y | Commercial CHP | 5 | T | OBG | NG
Other Waste Biomass.OBG | biomass | TRUE | 14155 | Orange County Sanitation Dist | 50696 | Plant No 1 Orange County | CA | Orange | GEN3 | Other Waste Biomass | IC |  | S | 2.5 | 0.8 | 2.4 | 2.4 | 1.8 | N |  |  | Y | Commercial CHP | 5 | T | OBG | NG
Conventional Hydroelectric.WAT | hydro | TRUE | 56837 | KEI (Maine) Power Management (II) LLC | 50699 | Pumpkin Hill | ME | Penobscot | GEN1 | Conventional Hydroelectric | HY |  | S | 1 | 0.99 | 1 | 1 | 0.1 | N |  |  | N | IPP Non-CHP | 2 | X | WAT
Conventional Hydroelectric.WAT | hydro | TRUE | 15795 | William G. Reed Jr | 50700 | Lilliwaup Falls Generating | WA | Mason | 4735 | Conventional Hydroelectric | HY |  | S | 0.2 | 0.8 | 0.2 | 0.2 | 0.2 | N |  |  | N | IPP Non-CHP | 2 | X | WAT
Conventional Hydroelectric.WAT | hydro | TRUE | 15795 | William G. Reed Jr | 50700 | Lilliwaup Falls Generating | WA | Mason | 4736 | Conventional Hydroelectric | HY |  | S | 0.2 | 0.8 | 0.2 | 0.2 | 0.2 | N |  |  | N | IPP Non-CHP | 2 | X | WAT
Conventional Hydroelectric.WAT | hydro | TRUE | 15795 | William G. Reed Jr | 50700 | Lilliwaup Falls Generating | WA | Mason | 4737 | Conventional Hydroelectric | HY |  | S | 0.2 | 0.8 | 0.2 | 0.2 | 0.2 | N |  |  | N | IPP Non-CHP | 2 | X | WAT
Conventional Hydroelectric.WAT | hydro | TRUE | 15795 | William G. Reed Jr | 50700 | Lilliwaup Falls Generating | WA | Mason | 4738 | Conventional Hydroelectric | HY |  | S | 0.2 | 0.8 | 0.2 | 0.2 | 0.2 | N |  |  | N | IPP Non-CHP | 2 | X | WAT
Conventional Hydroelectric.WAT | hydro | TRUE | 15795 | William G. Reed Jr | 50700 | Lilliwaup Falls Generating | WA | Mason | 4739 | Conventional Hydroelectric | HY |  | S | 0.2 | 0.8 | 0.2 | 0.2 | 0.2 | N |  |  | N | IPP Non-CHP | 2 | X | WAT
Conventional Hydroelectric.WAT | hydro | TRUE | 15795 | William G. Reed Jr | 50700 | Lilliwaup Falls Generating | WA | Mason | 4740 | Conventional Hydroelectric | HY |  | S | 0.2 | 0.8 | 0.2 | 0.2 | 0.2 | N |  |  | N | IPP Non-CHP | 2 | X | WAT
Conventional Hydroelectric.WAT | hydro | TRUE | 15795 | William G. Reed Jr | 50700 | Lilliwaup Falls Generating | WA | Mason | 4741 | Conventional Hydroelectric | HY |  | S | 0.2 | 0.8 | 0.2 | 0.2 | 0.2 | N |  |  | N | IPP Non-CHP | 2 | X | WAT
Conventional Hydroelectric.WAT | hydro | TRUE | 7601 | Green Mountain Power Corp | 50702 | Salmon Falls | ME | York | GEN1 | Conventional Hydroelectric | HY |  | S | 0.4 | 1 | 0.4 | 0.4 | 0.1 | N |  |  | N | Electric Utility | 1 | X | WAT
Conventional Hydroelectric.WAT | hydro | TRUE | 7601 | Green Mountain Power Corp | 50702 | Salmon Falls | ME | York | GEN2 | Conventional Hydroelectric | HY |  | S | 0.4 | 1 | 0.4 | 0.4 | 0.1 | N |  |  | N | Electric Utility | 1 | X | WAT
Conventional Hydroelectric.WAT | hydro | TRUE | 7601 | Green Mountain Power Corp | 50702 | Salmon Falls | ME | York | GEN3 | Conventional Hydroelectric | HY |  | S | 0.4 | 1 | 0.4 | 0.4 | 0.1 | N |  |  | N | Electric Utility | 1 | X | WAT
Conventional Hydroelectric.WAT | hydro | TRUE | 7601 | Green Mountain Power Corp | 50704 | Somersworth Lower Great Dam | NH | Strafford | GEN1 | Conventional Hydroelectric | HY |  | S | 1.3 | 1 | 1.2 | 1.2 | 0.1 | N |  |  | N | Electric Utility | 1 | X | WAT
Natural Gas Fired Combined Cycle.NG | natural gas combined cycle | TRUE | 30151 | Tri-State G & T Assn, Inc | 50707 | JM Shafer Generating Station | CO | Weld | LMA | Natural Gas Fired Combined Cycle | CT | J272 | S | 58.5 | 0.85 | 272 | 272 | 12 | N |  |  | Y | Electric Utility | 1 | T | NG
Natural Gas Fired Combined Cycle.NG | natural gas combined cycle | TRUE | 30151 | Tri-State G & T Assn, Inc | 50707 | JM Shafer Generating Station | CO | Weld | LMB | Natural Gas Fired Combined Cycle | CT | J272 | S | 58.5 | 0.85 |  |  | 12 | N |  |  | Y | Electric Utility | 1 | T | NG
Natural Gas Fired Combined Cycle.NG | natural gas combined cycle | TRUE | 30151 | Tri-State G & T Assn, Inc | 50707 | JM Shafer Generating Station | CO | Weld | LMC | Natural Gas Fired Combined Cycle | CT | J272 | S | 58.5 | 0.85 |  |  | 12 | N |  |  | Y | Electric Utility | 1 | T | NG
Natural Gas Fired Combined Cycle.NG | natural gas combined cycle | TRUE | 30151 | Tri-State G & T Assn, Inc | 50707 | JM Shafer Generating Station | CO | Weld | LMD | Natural Gas Fired Combined Cycle | CT | J272 | S | 58.5 | 0.85 |  |  | 12 | N |  |  | Y | Electric Utility | 1 | T | NG
Natural Gas Fired Combined Cycle.NG | natural gas combined cycle | TRUE | 30151 | Tri-State G & T Assn, Inc | 50707 | JM Shafer Generating Station | CO | Weld | LME | Natural Gas Fired Combined Cycle | CT | J272 | S | 58.5 | 0.85 |  |  | 12 | N |  |  | Y | Electric Utility | 1 | T | NG
Natural Gas Fired Combined Cycle.NG | natural gas combined cycle | TRUE | 30151 | Tri-State G & T Assn, Inc | 50707 | JM Shafer Generating Station | CO | Weld | STA | Natural Gas Fired Combined Cycle | CA | J272 | S | 52.2 | 1 |  |  | 5.2 | N |  |  | Y | Electric Utility | 1 | T | NG
Natural Gas Fired Combined Cycle.NG | natural gas combined cycle | TRUE | 30151 | Tri-State G & T Assn, Inc | 50707 | JM Shafer Generating Station | CO | Weld | STB | Natural Gas Fired Combined Cycle | CA | J272 | S | 52.2 | 1 |  |  | 5.2 | N |  |  | Y | Electric Utility | 1 | T | NG
Conventional Steam Coal.SUB | hard coal | FALSE | 19511 | University of Alaska | 50711 | University of Alaska Fairbanks | AK | Fairbanks North Star | GEN1 | Conventional Steam Coal | ST |  | S | 1.5 | 0.8 | 0.5 | 1.4 | 0.2 | N |  |  | Y | Commercial CHP | 5 | T | SUB | DFO | JF
Conventional Steam Coal.SUB | hard coal | FALSE | 19511 | University of Alaska | 50711 | University of Alaska Fairbanks | AK | Fairbanks North Star | GEN2 | Conventional Steam Coal | ST |  | S | 1.5 | 0.8 | 0.5 | 1.4 | 0.2 | N |  |  | Y | Commercial CHP | 5 | T | SUB | DFO | JF
Conventional Steam Coal.SUB | hard coal | FALSE | 19511 | University of Alaska | 50711 | University of Alaska Fairbanks | AK | Fairbanks North Star | GEN3 | Conventional Steam Coal | ST |  | S | 10 | 0.85 | 8.1 | 10 | 2.5 | N |  |  | Y | Commercial CHP | 5 | T | SUB | DFO | NG | JF
Petroleum Liquids.DFO | petroleum | FALSE | 19511 | University of Alaska | 50711 | University of Alaska Fairbanks | AK | Fairbanks North Star | GEN4 | Petroleum Liquids | IC |  | S | 9.6 | 0.8 | 9.6 | 9.6 | 2 | N |  |  | Y | Commercial CHP | 5 | T | DFO
Conventional Steam Coal.SUB | hard coal | FALSE | 19511 | University of Alaska | 50711 | University of Alaska Fairbanks | AK | Fairbanks North Star | GEN5 | Conventional Steam Coal | ST |  | S | 17 | 0.94 | 17 | 17 | 4 | N |  |  | Y | Commercial CHP | 5 | T | SUB | DFO | NG | JF
Conventional Hydroelectric.WAT | hydro | TRUE | 7601 | Green Mountain Power Corp | 50713 | Huntington Falls | VT | Addison | GEN1 | Conventional Hydroelectric | HY |  | S | 0.8 | 0.8 | 0.8 | 0.7 | 0.2 | N |  |  | N | Electric Utility | 1 | X | WAT
Conventional Hydroelectric.WAT | hydro | TRUE | 7601 | Green Mountain Power Corp | 50713 | Huntington Falls | VT | Addison | GEN2 | Conventional Hydroelectric | HY |  | S | 0.8 | 0.8 | 0.8 | 0.7 | 0.2 | N |  |  | N | Electric Utility | 1 | X | WAT
Conventional Hydroelectric.WAT | hydro | TRUE | 7601 | Green Mountain Power Corp | 50713 | Huntington Falls | VT | Addison | GEN3 | Conventional Hydroelectric | HY |  | S | 4.1 | 0.8 | 3.9 | 3.8 | 0.2 | N |  |  | N | Electric Utility | 1 | X | WAT
Conventional Hydroelectric.WAT | hydro | TRUE | 64961 | Koosh, Inc. | 50718 | GeoBon II | ID | Lincoln | HYD1 | Conventional Hydroelectric | HY |  | S | 1 | 1 | 1 | 0.9 | 0.1 | N |  |  | N | IPP Non-CHP | 2 | X | WAT
Landfill Gas.LFG | natural gas peaker | TRUE | 54843 | WM Illinois Renewable Energy LLC | 50721 | Tazewell Gas Recovery | IL | Tazewell | GEN1 | Landfill Gas | IC |  | S | 0.8 | 0.98 | 0.8 | 0.8 | 0.5 | N |  |  | N | IPP Non-CHP | 2 | X | LFG
Landfill Gas.LFG | natural gas peaker | TRUE | 54843 | WM Illinois Renewable Energy LLC | 50721 | Tazewell Gas Recovery | IL | Tazewell | GEN2 | Landfill Gas | IC |  | S | 0.8 | 0.98 | 0.8 | 0.8 | 0.5 | N |  |  | N | IPP Non-CHP | 2 | X | LFG
Landfill Gas.LFG | natural gas peaker | TRUE | 54843 | WM Illinois Renewable Energy LLC | 50721 | Tazewell Gas Recovery | IL | Tazewell | GEN3 | Landfill Gas | IC |  | S | 0.8 | 0.98 | 0.8 | 0.8 | 0.5 | N |  |  | N | IPP Non-CHP | 2 | X | LFG
Natural Gas Fired Combustion Turbine.NG | natural gas peaker | FALSE | 64451 | INEOS US Chemicals Company - Naperville Campus | 50722 | INEOS Naperville Cogeneration Plant | IL | DuPage | GEN1 | Natural Gas Fired Combustion Turbine | GT |  | S | 8.3 | 0.8 | 7 | 11 | 4.3 | N |  |  | Y | Commercial CHP | 5 | T | NG
Other Gases.OG | other | FALSE | 19517 | United States Steel- Clairton | 50729 | Clairton Works | PA | Allegheny | GEN1 | Other Gases | ST |  | S | 21 | 0.85 | 16 | 18 | 2 | N |  |  | Y | Industrial CHP | 7 | T | OG | NG
Other Gases.OG | other | FALSE | 19517 | United States Steel- Clairton | 50729 | Clairton Works | PA | Allegheny | GEN3 | Other Gases | ST |  | S | 10 | 0.8 | 8 | 8 | 1 | N |  |  | N | Industrial CHP | 7 | X | OG | NG
Other Gases.BFG | other | FALSE | 19519 | United States Steel-Mon Valley | 50732 | Mon Valley Works | PA | Allegheny | GEN1 | Other Gases | ST |  | S | 25 | 0.8 | 30 | 33 | 6 | N |  |  | N | Industrial CHP | 7 | X | BFG | OG | NG
Other Gases.BFG | other | FALSE | 19519 | United States Steel-Mon Valley | 50732 | Mon Valley Works | PA | Allegheny | GEN2 | Other Gases | ST |  | S | 25 | 0.8 | 30 | 33 | 6 | N |  |  | N | Industrial CHP | 7 | X | BFG | OG | NG
Other Gases.BFG | other | FALSE | 19519 | United States Steel-Mon Valley | 50732 | Mon Valley Works | PA | Allegheny | GEN3 | Other Gases | ST |  | S | 2.5 | 0.85 | 1.9 | 1.9 | 0.3 | N |  |  | Y | Industrial CHP | 7 | T | BFG | OG | NG
Other Gases.BFG | other | FALSE | 19526 | United States Steel-Gary | 50733 | Gary Works | IN | Lake | STG1 | Other Gases | ST |  | S | 161 | 0.9 | 161 | 150 | 50 | N |  |  | Y | Industrial CHP | 7 | B | BFG | NG | RFO | OG
Wood/Wood Waste Biomass.WDS | biomass | TRUE | 65547 | NE Renewable Tamworth, LLC | 50739 | NE Renewable Tamworth, LLC | NH | Carroll | GEN1 | Wood/Wood Waste Biomass | ST |  | S | 25 | 0.8 | 20 | 20 | 14 | N |  |  | N | IPP Non-CHP | 2 | X | WDS
Conventional Hydroelectric.WAT | hydro | TRUE | 15213 | Pontook Operating LP | 50741 | Pontook Hydro Facility | NH | Coos | GEN1 | Conventional Hydroelectric | HY |  | S | 3.5 | 0.9 | 3.5 | 3.5 | 1 | N |  |  | N | IPP Non-CHP | 2 | X | WAT
Conventional Hydroelectric.WAT | hydro | TRUE | 15213 | Pontook Operating LP | 50741 | Pontook Hydro Facility | NH | Coos | GEN2 | Conventional Hydroelectric | HY |  | S | 3.5 | 0.9 | 3.5 | 3.5 | 1 | N |  |  | N | IPP Non-CHP | 2 | X | WAT
Conventional Hydroelectric.WAT | hydro | TRUE | 15213 | Pontook Operating LP | 50741 | Pontook Hydro Facility | NH | Coos | GEN3 | Conventional Hydroelectric | HY |  | S | 3.5 | 0.9 | 3.5 | 3.5 | 1 | N |  |  | N | IPP Non-CHP | 2 | X | WAT
Natural Gas Fired Combined Cycle.NG | natural gas combined cycle | TRUE | 14182 | Sterling Power Partners LP | 50744 | Sterling Power Plant | NY | Oneida | GEN1 | Natural Gas Fired Combined Cycle | CT | CC1 | S | 47.7 | 0.9 | 38.8 | 47.6 | 35 | N |  |  | N | IPP Non-CHP | 2 | X | NG
Natural Gas Fired Combined Cycle.NG | natural gas combined cycle | TRUE | 14182 | Sterling Power Partners LP | 50744 | Sterling Power Plant | NY | Oneida | GEN2 | Natural Gas Fired Combined Cycle | CA | CC1 | S | 16.5 | 0.9 | 16 | 16.5 | 12 | N |  |  | N | IPP Non-CHP | 2 | X | NG
Petroleum Liquids.DFO | petroleum | TRUE | 14182 | Sterling Power Partners LP | 50744 | Sterling Power Plant | NY | Oneida | GEN3 | Petroleum Liquids | IC |  | S | 1.1 | 0.9 | 1.1 | 1.1 | 0.2 | N |  |  | N | IPP Non-CHP | 2 | X | DFO
Natural Gas Fired Combined Cycle.NG | natural gas combined cycle | TRUE | 2871 | OLS Energy-Agnews Inc. | 50748 | Agnews Power Plant | CA | Santa Clara | GEN1 | Natural Gas Fired Combined Cycle | CT | CC1 | S | 24.4 | 0.9 | 24.4 | 24.4 | 16.5 | N |  |  | N | IPP Non-CHP | 2 | X | NG
Natural Gas Fired Combined Cycle.NG | natural gas combined cycle | TRUE | 2871 | OLS Energy-Agnews Inc. | 50748 | Agnews Power Plant | CA | Santa Clara | GEN2 | Natural Gas Fired Combined Cycle | CA | CC1 | S | 7.6 | 0.8 | 7.3 | 7.4 | 4 | N |  |  | N | IPP Non-CHP | 2 | X | NG
Natural Gas Fired Combustion Turbine.NG | natural gas peaker | FALSE | 23005 | Aera Energy LLC-Coalinga | 50750 | Coalinga Cogeneration Facility | CA | Fresno | GEN1 | Natural Gas Fired Combustion Turbine | GT |  | W | 3.4 | 0.8 | 3.2 | 3.3 | 1.8 | N |  |  | Y | Industrial CHP | 7 | T | NG
Natural Gas Fired Combustion Turbine.NG | natural gas peaker | FALSE | 23005 | Aera Energy LLC-Coalinga | 50750 | Coalinga Cogeneration Facility | CA | Fresno | GEN2 | Natural Gas Fired Combustion Turbine | GT |  | W | 3.4 | 0.8 | 3.2 | 3.3 | 1.8 | N |  |  | Y | Industrial CHP | 7 | T | NG
Natural Gas Fired Combustion Turbine.NG | natural gas peaker | FALSE | 54713 | Chevron USA Inc | 50751 | Southeast Kern River Cogen | CA | Kern | GTG1 | Natural Gas Fired Combustion Turbine | GT |  | S | 24 | 0.9 | 20.8 | 21.7 | 12 | N |  |  | Y | Industrial CHP | 7 | T | NG
Natural Gas Fired Combustion Turbine.NG | natural gas peaker | FALSE | 54713 | Chevron USA Inc | 50751 | Southeast Kern River Cogen | CA | Kern | GTG2 | Natural Gas Fired Combustion Turbine | GT |  | S | 3.4 | 0.9 | 3 | 3.2 | 1.5 | N |  |  | Y | Industrial CHP | 7 | T | NG
Natural Gas Fired Combustion Turbine.NG | natural gas peaker | FALSE | 54713 | Chevron USA Inc | 50751 | Southeast Kern River Cogen | CA | Kern | GTG3 | Natural Gas Fired Combustion Turbine | GT |  | S | 3.4 | 0.9 | 3 | 3.2 | 1.5 | N |  |  | Y | Industrial CHP | 7 | T | NG
Natural Gas Fired Combustion Turbine.NG | natural gas peaker | FALSE | 164 | AERA Energy LLC | 50752 | South Belridge Cogeneration Facility | CA | Kern | GEN1 | Natural Gas Fired Combustion Turbine | GT |  | S | 31.4 | 0.9 | 19 | 21 | 10 | N |  |  | Y | Industrial CHP | 7 | T | NG
Natural Gas Fired Combustion Turbine.NG | natural gas peaker | FALSE | 164 | AERA Energy LLC | 50752 | South Belridge Cogeneration Facility | CA | Kern | GEN2 | Natural Gas Fired Combustion Turbine | GT |  | S | 31.4 | 0.9 | 19 | 21 | 10 | N |  |  | Y | Industrial CHP | 7 | T | NG
Natural Gas Fired Combustion Turbine.NG | natural gas peaker | FALSE | 164 | AERA Energy LLC | 50752 | South Belridge Cogeneration Facility | CA | Kern | GEN3 | Natural Gas Fired Combustion Turbine | GT |  | S | 31.4 | 0.9 | 19 | 21 | 10 | N |  |  | Y | Industrial CHP | 7 | T | NG
Onshore Wind Turbine.WND | onshore wind | TRUE | 2770 | Terra-Gen Operating Co-Wind | 50754 | Oak Creek Energy Systems I | CA | Kern | GEN1 | Onshore Wind Turbine | WT |  | S | 3.5 |  | 3.5 | 3.5 | 0 | N |  |  | N | IPP Non-CHP | 2 | X | WND
Onshore Wind Turbine.WND | onshore wind | TRUE | 2770 | Terra-Gen Operating Co-Wind | 50754 | Oak Creek Energy Systems I | CA | Kern | GEN2 | Onshore Wind Turbine | WT |  | S | 4.2 |  | 4.2 | 4.2 | 0 | N |  |  | N | IPP Non-CHP | 2 | X | WND
Onshore Wind Turbine.WND | onshore wind | TRUE | 2770 | Terra-Gen Operating Co-Wind | 50754 | Oak Creek Energy Systems I | CA | Kern | GEN3 | Onshore Wind Turbine | WT |  | S | 23.1 |  | 23.1 | 23.1 | 0 | N |  |  | N | IPP Non-CHP | 2 | X | WND
Onshore Wind Turbine.WND | onshore wind | TRUE | 2770 | Terra-Gen Operating Co-Wind | 50754 | Oak Creek Energy Systems I | CA | Kern | GEN4 | Onshore Wind Turbine | WT |  | S | 3.7 |  | 3.7 | 3.7 | 0 | N |  |  | N | IPP Non-CHP | 2 | X | WND
Conventional Hydroelectric.WAT | hydro | TRUE | 12745 | Modesto Irrigation District | 50755 | New Hogan Power Plant | CA | Calaveras | GEN1 | Conventional Hydroelectric | HY |  | W | 2 | 0.9 | 1.9 | 1.9 | 0.2 | N |  |  | N | Electric Utility | 1 | X | WAT
Conventional Hydroelectric.WAT | hydro | TRUE | 12745 | Modesto Irrigation District | 50755 | New Hogan Power Plant | CA | Calaveras | GEN2 | Conventional Hydroelectric | HY |  | W | 1 | 0.9 | 0.9 | 0.9 | 0.1 | N |  |  | N | Electric Utility | 1 | X | WAT
Conventional Hydroelectric.WAT | hydro | TRUE | 19013 | Topsham Hydro Partners | 50758 | Pejepscot Hydroelectric Project | ME | Sagadahoc | GEN1 | Conventional Hydroelectric | HY |  | S | 12.3 | 0.95 | 11.7 | 11.3 | 1.5 | N |  |  | N | IPP Non-CHP | 2 | X | WAT
Conventional Hydroelectric.WAT | hydro | TRUE | 19013 | Topsham Hydro Partners | 50758 | Pejepscot Hydroelectric Project | ME | Sagadahoc | GEN2 | Conventional Hydroelectric | HY |  | S | 0.4 | 0.95 | 0.4 | 0.4 | 0.1 | N |  |  | N | IPP Non-CHP | 2 | X | WAT
Conventional Hydroelectric.WAT | hydro | TRUE | 19013 | Topsham Hydro Partners | 50758 | Pejepscot Hydroelectric Project | ME | Sagadahoc | GEN3 | Conventional Hydroelectric | HY |  | S | 0.3 | 0.95 | 0.3 | 0.3 | 0.1 | N |  |  | N | IPP Non-CHP | 2 | X | WAT
Conventional Hydroelectric.WAT | hydro | TRUE | 19013 | Topsham Hydro Partners | 50758 | Pejepscot Hydroelectric Project | ME | Sagadahoc | GEN4 | Conventional Hydroelectric | HY |  | S | 0.5 | 0.95 | 0.5 | 0.5 | 0.1 | N |  |  | N | IPP Non-CHP | 2 | X | WAT
Conventional Hydroelectric.WAT | hydro | TRUE | 65466 | Dichotomy Power, LLC | 50759 | West End Dam Hydroelectric Project | NY | Jefferson | GEN1 | Conventional Hydroelectric | HY |  | S | 2.2 | 0.9 | 2.1 | 2 | 0.3 | N |  |  | N | IPP Non-CHP | 2 | X | WAT
Conventional Hydroelectric.WAT | hydro | TRUE | 65466 | Dichotomy Power, LLC | 50759 | West End Dam Hydroelectric Project | NY | Jefferson | GEN2 | Conventional Hydroelectric | HY |  | S | 2.2 | 0.9 | 2.1 | 2 | 0.3 | N |  |  | N | IPP Non-CHP | 2 | X | WAT
Solar Photovoltaic.SUN | solar PV | TRUE | 50131 | Enel Stillwater LLC | 50765 | Stillwater Facility | NV | Churchill | 1 | Solar Photovoltaic | PV |  | W | 22 |  | 21.8 | 21.8 |  | N |  |  | N | IPP Non-CHP | 2 | X | SUN
Geothermal.GEO | geothermal | TRUE | 50131 | Enel Stillwater LLC | 50765 | Stillwater Facility | NV | Churchill | 1-1 | Geothermal | BT |  | S | 11.8 | 1 | 10.1 | 14.3 | 0.1 | N |  |  | N | IPP Non-CHP | 2 | X | GEO
Geothermal.GEO | geothermal | TRUE | 50131 | Enel Stillwater LLC | 50765 | Stillwater Facility | NV | Churchill | 1-2 | Geothermal | BT |  | S | 11.8 | 1 | 10.1 | 14.3 | 0.1 | N |  |  | N | IPP Non-CHP | 2 | X | GEO
Geothermal.GEO | geothermal | TRUE | 50131 | Enel Stillwater LLC | 50765 | Stillwater Facility | NV | Churchill | 2-1 | Geothermal | BT |  | S | 11.8 | 1 | 10.1 | 14.3 | 0.1 | N |  |  | N | IPP Non-CHP | 2 | X | GEO
Geothermal.GEO | geothermal | TRUE | 50131 | Enel Stillwater LLC | 50765 | Stillwater Facility | NV | Churchill | 2-2 | Geothermal | BT |  | S | 11.8 | 1 | 10.1 | 14.3 | 0.1 | N |  |  | N | IPP Non-CHP | 2 | X | GEO
Geothermal.GEO | geothermal | TRUE | 34691 | Ormat Nevada Inc | 50766 | Ormesa I | CA | Imperial | ITLU1 | Geothermal | BT |  | S | 12 | 0.8 | 8 | 12 | 8 | N |  |  | N | IPP Non-CHP | 2 | X | GEO
Geothermal.GEO | geothermal | TRUE | 34691 | Ormat Nevada Inc | 50766 | Ormesa I | CA | Imperial | ITLU2 | Geothermal | BT |  | S | 12 | 0.8 | 8 | 12 | 8 | N |  |  | N | IPP Non-CHP | 2 | X | GEO
Geothermal.GEO | geothermal | TRUE | 34691 | Ormat Nevada Inc | 50766 | Ormesa I | CA | Imperial | OE31 | Geothermal | BT |  | S | 1.2 | 0.8 | 0.8 | 1.2 | 0.8 | N |  |  | N | IPP Non-CHP | 2 | X | GEO
Geothermal.GEO | geothermal | TRUE | 34691 | Ormat Nevada Inc | 50766 | Ormesa I | CA | Imperial | OE32 | Geothermal | BT |  | S | 1.2 | 0.8 | 0.8 | 1.2 | 0.8 | N |  |  | N | IPP Non-CHP | 2 | X | GEO
Conventional Hydroelectric.WAT | hydro | TRUE | 63840 | Clear Energy Capital, LLC | 50768 | Forestport | NY | Oneida | 1 | Conventional Hydroelectric | HY |  | S | 3.4 | 0.9 | 3.4 | 3.4 | 0.5 | N |  |  | N | IPP Non-CHP | 2 | X | WAT
Wood/Wood Waste Biomass.WDS | biomass | TRUE | 19781 | National Salvage & Service Corporation | 50770 | National Energy of McBain | MI | Missaukee | GEN1 | Wood/Wood Waste Biomass | ST |  | W | 18 | 0.9 | 16.3 | 18 | 10 | N |  |  | N | IPP Non-CHP | 2 | X | WDS | TDF | NG
Wood/Wood Waste Biomass.WDS | biomass | TRUE | 19781 | National Salvage & Service Corporation | 50772 | National Energy of Lincoln | MI | Alcona | GEN1 | Wood/Wood Waste Biomass | ST |  | W | 18 | 0.9 | 16.3 | 18 | 10 | N |  |  | N | IPP Non-CHP | 2 | X | WDS | TDF | NG
Conventional Steam Coal.WC | hard coal | TRUE | 14432 | Panther Creek Power Operating, LLC | 50776 | Panther Creek Energy Facility | PA | Carbon | GEN1 | Conventional Steam Coal | ST |  | S | 94 | 0.85 | 80 | 80 | 35 | N |  |  | N | IPP Non-CHP | 2 | X | WC
Natural Gas Fired Combined Cycle.NG | natural gas combined cycle | TRUE | 61536 | Consolidated Edison Energy, Inc. | 50799 | Parlin Power Plant | NJ | Middlesex | GEN1 | Natural Gas Fired Combined Cycle | CT | PEC | W | 45.9 | 0.85 | 35.9 | 42.2 | 30 | N |  |  | N | IPP Non-CHP | 2 | X | NG | DFO
Natural Gas Fired Combined Cycle.NG | natural gas combined cycle | TRUE | 61536 | Consolidated Edison Energy, Inc. | 50799 | Parlin Power Plant | NJ | Middlesex | GEN2 | Natural Gas Fired Combined Cycle | CT | PEC | W | 45.9 | 0.85 | 37.5 | 43.7 | 30 | N |  |  | N | IPP Non-CHP | 2 | X | NG | DFO
Natural Gas Fired Combined Cycle.NG | natural gas combined cycle | TRUE | 61536 | Consolidated Edison Energy, Inc. | 50799 | Parlin Power Plant | NJ | Middlesex | GEN3 | Natural Gas Fired Combined Cycle | CA | PEC | W | 21.6 | 0.85 | 20.6 | 20.6 | 5 | N |  |  | N | IPP Non-CHP | 2 | X | NG
Natural Gas Fired Combined Cycle.NG | natural gas combined cycle | TRUE | 61536 | Consolidated Edison Energy, Inc. | 50799 | Parlin Power Plant | NJ | Middlesex | GEN4 | Natural Gas Fired Combined Cycle | CA | PEC | W | 21.6 | 0.9 | 20.6 | 20.6 | 5 | N |  |  | N | IPP Non-CHP | 2 | X | NG
Natural Gas Steam Turbine.NG | natural gas steam turbine | FALSE | 27718 | WestRock Seminole | 50803 | Seminole Mill | FL | Duval | GEN3 | Natural Gas Steam Turbine | ST |  | S | 30 | 0.85 | 20 | 18 | 4 | N |  |  | Y | Industrial CHP | 7 | T | NG | PUR
Wood/Wood Waste Biomass.BLQ | biomass | TRUE | 20505 | International Paper Port Wentworth Mill | 50804 | Port Wentworth Mill | GA | Chatham | GEN4 | Wood/Wood Waste Biomass | ST |  | S | 47.3 | 0.85 | 47.3 | 47.3 | 1 | N |  |  | Y | Industrial CHP | 7 | B | BLQ | WDS | OBG | OBL | SLW | DFO
Wood/Wood Waste Biomass.BLQ | biomass | TRUE | 20505 | International Paper Port Wentworth Mill | 50804 | Port Wentworth Mill | GA | Chatham | GEN5 | Wood/Wood Waste Biomass | ST |  | S | 25 | 0.85 | 25 | 25 | 1 | N |  |  | N | Industrial CHP | 7 | X | BLQ | WDS | OBG | OBL | SLW | DFO
Wood/Wood Waste Biomass.BLQ | biomass | TRUE | 18162 | WestRock-Florence | 50806 | Florence Mill | SC | Florence | GEN1 | Wood/Wood Waste Biomass | ST |  | S | 12.3 | 0.85 | 12.3 | 12.3 | 5 | N |  |  | Y | Industrial CHP | 7 | T | BLQ | WDS | RFO | NG
Wood/Wood Waste Biomass.BLQ | biomass | TRUE | 18162 | WestRock-Florence | 50806 | Florence Mill | SC | Florence | GEN2 | Wood/Wood Waste Biomass | ST |  | S | 15 | 0.85 | 12.5 | 12.5 | 6 | N |  |  | Y | Industrial CHP | 7 | T | BLQ | WDS | RFO | NG
Wood/Wood Waste Biomass.WDS | biomass | TRUE | 18162 | WestRock-Florence | 50806 | Florence Mill | SC | Florence | GEN3 | Wood/Wood Waste Biomass | ST |  | S | 76.5 | 0.87 | 74 | 74 | 5 | N |  |  | Y | Industrial CHP | 7 | T | WDS | BIT | RFO | NG
Wood/Wood Waste Biomass.BLQ | biomass | TRUE | 18157 | WestRock Corp-Panama City | 50807 | WestRock Panama City Mill | FL | Bay | GEN3 | Wood/Wood Waste Biomass | ST |  | S | 4 | 0.8 | 4 | 4 | 1 | N |  |  | Y | Industrial CHP | 7 | B | BLQ | NG | RFO
Wood/Wood Waste Biomass.BLQ | biomass | TRUE | 18157 | WestRock Corp-Panama City | 50807 | WestRock Panama City Mill | FL | Bay | GEN4 | Wood/Wood Waste Biomass | ST |  | S | 10 | 0.8 | 10 | 10 | 3 | N |  |  | Y | Industrial CHP | 7 | B | BLQ | NG | RFO
Wood/Wood Waste Biomass.WDS | biomass | TRUE | 18157 | WestRock Corp-Panama City | 50807 | WestRock Panama City Mill | FL | Bay | GEN6 | Wood/Wood Waste Biomass | ST |  | S | 20 | 0.85 | 21.8 | 21.8 | 3 | N |  |  | Y | Industrial CHP | 7 | B | WDS | NG | RFO | BIT
Wood/Wood Waste Biomass.BLQ | biomass | TRUE | 18155 | Westrock (LA) | 50810 | Westrock Hodge (LA) | LA | Jackson | NO 7 | Wood/Wood Waste Biomass | ST |  | S | 15.6 | 0.85 | 15.6 | 15.6 | 1 | N |  |  | Y | Industrial CHP | 7 | T | BLQ | NG | WDS
Wood/Wood Waste Biomass.BLQ | biomass | TRUE | 18155 | Westrock (LA) | 50810 | Westrock Hodge (LA) | LA | Jackson | NO 8 | Wood/Wood Waste Biomass | ST |  | S | 27.5 | 0.9 | 27.5 | 27.5 | 1 | N |  |  | Y | Industrial CHP | 7 | T | BLQ | NG | WDS
Wood/Wood Waste Biomass.BLQ | biomass | TRUE | 18155 | Westrock (LA) | 50810 | Westrock Hodge (LA) | LA | Jackson | NO 9 | Wood/Wood Waste Biomass | ST |  | S | 23.3 | 0.9 | 23.3 | 23.3 | 1 | N |  |  | Y | Industrial CHP | 7 | T | BLQ | NG | WDS
Wood/Wood Waste Biomass.BLQ | biomass | TRUE | 18147 | RockTenn-Hopewell | 50813 | Hopewell Mill | VA | Hopewell City | GEN1 | Wood/Wood Waste Biomass | ST |  | S | 47.6 | 0.85 | 40.7 | 40.7 | 8 | N |  |  | Y | Industrial CHP | 7 | B | BLQ | WDS | NG | BIT | RFO
Natural Gas Fired Combined Cycle.NG | natural gas combined cycle | TRUE | 55879 | Odyssey Operating Services | 50815 | Odyssey Energy Altura Cogen, LLC | TX | Harris | GEN1 | Natural Gas Fired Combined Cycle | CT | CC1 | W | 84.9 | 0.85 | 80 | 68 | 40 | N |  |  | Y | IPP CHP | 3 | T | NG
Natural Gas Fired Combined Cycle.NG | natural gas combined cycle | TRUE | 55879 | Odyssey Operating Services | 50815 | Odyssey Energy Altura Cogen, LLC | TX | Harris | GEN2 | Natural Gas Fired Combined Cycle | CT | CC1 | W | 84.9 | 0.85 | 80 | 68 | 40 | N |  |  | Y | IPP CHP | 3 | T | NG
Natural Gas Fired Combined Cycle.NG | natural gas combined cycle | TRUE | 55879 | Odyssey Operating Services | 50815 | Odyssey Energy Altura Cogen, LLC | TX | Harris | GEN3 | Natural Gas Fired Combined Cycle | CT | CC1 | W | 84.9 | 0.85 | 80 | 70 | 40 | N |  |  | Y | IPP CHP | 3 | T | NG
Natural Gas Fired Combined Cycle.NG | natural gas combined cycle | TRUE | 55879 | Odyssey Operating Services | 50815 | Odyssey Energy Altura Cogen, LLC | TX | Harris | GEN4 | Natural Gas Fired Combined Cycle | CT | CC1 | W | 84.9 | 0.85 | 80 | 70 | 40 | N |  |  | Y | IPP CHP | 3 | T | NG
Natural Gas Fired Combined Cycle.NG | natural gas combined cycle | TRUE | 55879 | Odyssey Operating Services | 50815 | Odyssey Energy Altura Cogen, LLC | TX | Harris | GEN5 | Natural Gas Fired Combined Cycle | CT | CC1 | W | 84.9 | 0.85 | 80 | 70 | 40 | N |  |  | Y | IPP CHP | 3 | T | NG
Natural Gas Fired Combined Cycle.NG | natural gas combined cycle | TRUE | 55879 | Odyssey Operating Services | 50815 | Odyssey Energy Altura Cogen, LLC | TX | Harris | GEN6 | Natural Gas Fired Combined Cycle | CA | CC1 | W | 129.2 | 0.85 | 127 | 127 | 34 | N |  |  | Y | IPP CHP | 3 | T | NG
Natural Gas Fired Combined Cycle.NG | natural gas combined cycle | TRUE | 55879 | Odyssey Operating Services | 50815 | Odyssey Energy Altura Cogen, LLC | TX | Harris | GEN7 | Natural Gas Fired Combined Cycle | CT | CC1 | W | 89.9 | 0.85 | 80 | 69 | 40 | N |  |  | Y | IPP CHP | 3 | T | NG
Onshore Wind Turbine.WND | onshore wind | TRUE | 2770 | Terra-Gen Operating Co-Wind | 50820 | East Winds Project | CA | Riverside | GEN1 | Onshore Wind Turbine | WT |  | S | 3 |  | 3 | 3 | 0 | N |  |  | N | IPP Non-CHP | 2 | X | WND
Onshore Wind Turbine.WND | onshore wind | TRUE | 2770 | Terra-Gen Operating Co-Wind | 50821 | Mojave 16/17/18 | CA | Kern | GEN1 | Onshore Wind Turbine | WT |  | S | 88.5 |  | 88.5 | 88.5 | 5.2 | N |  |  | N | IPP Non-CHP | 2 | X | WND
Conventional Hydroelectric.WAT | hydro | TRUE | 64078 | Central Rivers Power US, LLC | 50827 | Twin Falls Hydro | WA | King | UNI1 | Conventional Hydroelectric | HY |  | J | 12 | 1 | 11.4 | 11 | 0.1 | N |  |  | N | IPP Non-CHP | 2 | X | WAT
Conventional Hydroelectric.WAT | hydro | TRUE | 64078 | Central Rivers Power US, LLC | 50827 | Twin Falls Hydro | WA | King | UNI2 | Conventional Hydroelectric | HY |  | J | 12 | 1 | 11.4 | 11 | 0.1 | N |  |  | N | IPP Non-CHP | 2 | X | WAT
Landfill Gas.LFG | natural gas peaker | TRUE | 13876 | Nove Investments I LLC | 50831 | Nove Power Plant | CA | Contra Costa | GEN1 | Landfill Gas | IC |  | S | 1 | 1 | 1 | 1 | 0.5 | N |  |  | N | IPP Non-CHP | 2 | X | LFG
Landfill Gas.LFG | natural gas peaker | TRUE | 13876 | Nove Investments I LLC | 50831 | Nove Power Plant | CA | Contra Costa | GEN2 | Landfill Gas | IC |  | S | 1 | 1 | 1 | 1 | 0.5 | N |  |  | N | IPP Non-CHP | 2 | X | LFG
Landfill Gas.LFG | natural gas peaker | TRUE | 13876 | Nove Investments I LLC | 50831 | Nove Power Plant | CA | Contra Costa | GEN3 | Landfill Gas | IC |  | S | 1 | 1 | 1 | 1 | 0.5 | N |  |  | N | IPP Non-CHP | 2 | X | LFG
Conventional Hydroelectric.WAT | hydro | TRUE | 3477 | City of Chicopee - (MA) | 50832 | Chicopee Hydroelectric Station | MA | Hampden | 1 | Conventional Hydroelectric | HY |  | S | 1.2 | 0.9 | 1.2 | 1.2 | 0 | N |  |  | N | Electric Utility | 1 | X | WAT
Conventional Hydroelectric.WAT | hydro | TRUE | 3477 | City of Chicopee - (MA) | 50832 | Chicopee Hydroelectric Station | MA | Hampden | 2 | Conventional Hydroelectric | HY |  | S | 1.2 | 0.9 | 1.2 | 1.2 | 0 | N |  |  | N | Electric Utility | 1 | X | WAT
Conventional Steam Coal.BIT | hard coal | TRUE | 18414 | TES Filer City Station LP | 50835 | TES Filer City Station | MI | Manistee | GEN1 | Conventional Steam Coal | ST |  | J | 70 | 0.85 | 60 | 60 | 7 | N | 6 | 2025 | Y | IPP CHP | 3 | T | BIT | NG | WDS | TDF
Municipal Solid Waste.MSW | municipal solid waste | TRUE | 16899 | SERRF Joint Powers Authority | 50837 | Southeast Resource Recovery | CA | Los Angeles | GEN1 | Municipal Solid Waste | ST |  | J | 35.6 | 0.9 | 28 | 26 | 2 | N |  |  | Y | IPP CHP | 3 | T | MSW
Natural Gas Fired Combustion Turbine.NG | natural gas peaker | FALSE | 56097 | Gramercy Holdings I LLC | 50846 | Gramercy Holdings LLC | LA | St James | GT3 | Natural Gas Fired Combustion Turbine | GT |  | S | 16 | 0.95 | 15 | 17 | 1 | N |  |  | Y | Industrial CHP | 7 | T | NG
Natural Gas Fired Combustion Turbine.NG | natural gas peaker | FALSE | 56097 | Gramercy Holdings I LLC | 50846 | Gramercy Holdings LLC | LA | St James | GT4 | Natural Gas Fired Combustion Turbine | GT |  | S | 24.7 | 0.95 | 21 | 24 | 1 | N |  |  | Y | Industrial CHP | 7 | T | NG
Natural Gas Steam Turbine.NG | natural gas steam turbine | FALSE | 56097 | Gramercy Holdings I LLC | 50846 | Gramercy Holdings LLC | LA | St James | ST1 | Natural Gas Steam Turbine | ST |  | S | 18.7 | 0.95 | 17 | 17 | 2 | N |  |  | Y | Industrial CHP | 7 | T | NG
Natural Gas Steam Turbine.NG | natural gas steam turbine | FALSE | 56097 | Gramercy Holdings I LLC | 50846 | Gramercy Holdings LLC | LA | St James | ST2 | Natural Gas Steam Turbine | ST |  | S | 18.7 | 0.95 | 17 | 17 | 2 | N |  |  | Y | Industrial CHP | 7 | T | NG
Natural Gas Steam Turbine.NG | natural gas steam turbine | FALSE | 56097 | Gramercy Holdings I LLC | 50846 | Gramercy Holdings LLC | LA | St James | ST3 | Natural Gas Steam Turbine | ST |  | S | 7.2 | 0.95 | 6 | 6 | 3 | N |  |  | Y | Industrial CHP | 7 | T | NG
Natural Gas Fired Combined Cycle.NG | natural gas combined cycle | FALSE | 61261 | Berkeley Cogeneration Facility | 50849 | PE Berkeley | CA | Alameda | GEN1 | Natural Gas Fired Combined Cycle | CT | CC1 | W | 23 | 0.85 | 22 | 23 | 18 | N |  |  | Y | Commercial CHP | 5 | T | NG
Natural Gas Fired Combined Cycle.NG | natural gas combined cycle | FALSE | 61261 | Berkeley Cogeneration Facility | 50849 | PE Berkeley | CA | Alameda | GEN2 | Natural Gas Fired Combined Cycle | CA | CC1 | W | 5.5 | 0.85 | 2 | 4 | 1 | N |  |  | Y | Commercial CHP | 5 | B | NG
Natural Gas Fired Combined Cycle.NG | natural gas combined cycle | TRUE | 14265 | OLS Energy-Chino | 50850 | OLS Energy Chino | CA | San Bernardino | GEN1 | Natural Gas Fired Combined Cycle | CT | CC1 | S | 23.5 | 0.8 | 22.5 | 22.5 | 15 | N |  |  | Y | IPP CHP | 3 | T | NG
Natural Gas Fired Combined Cycle.NG | natural gas combined cycle | TRUE | 14265 | OLS Energy-Chino | 50850 | OLS Energy Chino | CA | San Bernardino | GEN2 | Natural Gas Fired Combined Cycle | CA | CC1 | S | 7.3 | 0.8 | 6.5 | 6 | 2 | N |  |  | Y | IPP CHP | 3 | B | NG
Natural Gas Fired Combined Cycle.NG | natural gas combined cycle | TRUE | 56835 | CSUCI Site Authority | 50851 | CSUCI Site Authority | CA | Ventura | GEN1 | Natural Gas Fired Combined Cycle | CT | CC1 | S | 23.5 | 0.9 | 21.5 | 22.1 | 21.5 | N |  |  | Y | IPP CHP | 3 | T | NG
Natural Gas Fired Combined Cycle.NG | natural gas combined cycle | TRUE | 56835 | CSUCI Site Authority | 50851 | CSUCI Site Authority | CA | Ventura | GEN2 | Natural Gas Fired Combined Cycle | CA | CC1 | S | 7.6 | 0.8 | 6.8 | 6.9 | 6.5 | N |  |  | Y | IPP CHP | 3 | B | NG
Municipal Solid Waste.MSW | municipal solid waste | TRUE | 8633 | Hillsborough County | 50858 | Hillsborough County Resource Recovery | FL | Hillsborough | GEN1 | Municipal Solid Waste | ST |  | S | 29 | 1 | 26 | 26 | 5 | N |  |  | N | IPP Non-CHP | 2 | X | MSW
Municipal Solid Waste.MSW | municipal solid waste | TRUE | 8633 | Hillsborough County | 50858 | Hillsborough County Resource Recovery | FL | Hillsborough | GEN2 | Municipal Solid Waste | ST |  | S | 18 | 1 | 16 | 16 | 3 | N |  |  | N | IPP Non-CHP | 2 | X | MSW
Municipal Solid Waste.MSW | municipal solid waste | TRUE | 4447 | Covanta Lancaster Inc | 50859 | Lancaster County Resource Recovery | PA | Lancaster | GEN1 | Municipal Solid Waste | ST |  | W | 35.7 | 0.9 | 32.4 | 32.4 | 1 | N |  |  | N | IPP Non-CHP | 2 | X | MSW
Municipal Solid Waste.MSW | municipal solid waste | FALSE | 10162 | Kent County | 50860 | Kent County Waste to Energy Facility | MI | Kent | GEN1 | Municipal Solid Waste | ST |  | S | 18 | 0.9 | 15.7 | 15.7 | 1 | N |  |  | N | Commercial Non-CHP | 4 | X | MSW
Natural Gas Fired Combustion Turbine.NG | natural gas peaker | TRUE | 16636 | Sargent Canyon Cogeneration Co | 50864 | Sargent Canyon Cogeneration | CA | Monterey | K100 | Natural Gas Fired Combustion Turbine | GT |  | S | 38.2 | 1 | 30 | 34 | 30 | N |  |  | Y | IPP CHP | 3 | T | NG
Natural Gas Fired Combustion Turbine.NG | natural gas peaker | TRUE | 16506 | Salinas River Cogeneration Co | 50865 | Salinas River Cogeneration | CA | Monterey | K100 | Natural Gas Fired Combustion Turbine | GT |  | S | 38.9 | 1 | 33 | 35 | 30 | N |  |  | Y | IPP CHP | 3 | T | NG
Municipal Solid Waste.MSW | municipal solid waste | TRUE | 20541 | Wheelabrator Environmental Systems | 50873 | Wheelabrator Concord Facility | NH | Merrimack | GEN1 | Municipal Solid Waste | ST |  | S | 14 | 0.85 | 12 | 12 | 4 | N |  |  | N | IPP Non-CHP | 2 | X | MSW
Municipal Solid Waste.MSW | municipal solid waste | TRUE | 63619 | City of Tampa | 50875 | McKay Bay Facility | FL | Hillsborough | GEN1 | Municipal Solid Waste | ST |  | W | 22.1 | 0.9 | 18 | 18 | 9 | N |  |  | N | IPP Non-CHP | 2 | X | MSW
Municipal Solid Waste.MSW | municipal solid waste | TRUE | 20541 | Wheelabrator Environmental Systems | 50877 | Wheelabrator North Andover | MA | Essex | GEN1 | Municipal Solid Waste | ST |  | S | 40.3 | 0.85 | 30 | 30 | 8 | N |  |  | N | IPP Non-CHP | 2 | X | MSW
Municipal Solid Waste.MSW | municipal solid waste | TRUE | 20541 | Wheelabrator Environmental Systems | 50878 | Wheelabrator Millbury Facility | MA | Worcester | GEN1 | Municipal Solid Waste | ST |  | S | 47.6 | 0.85 | 40 | 40 | 14 | N |  |  | N | IPP Non-CHP | 2 | X | MSW
Municipal Solid Waste.MSW | municipal solid waste | TRUE | 20541 | Wheelabrator Environmental Systems | 50880 | Wheelabrator Saugus | MA | Essex | GEN1 | Municipal Solid Waste | ST |  | S | 57.8 | 0.8 | 32.8 | 32.8 | 7 | N |  |  | N | IPP Non-CHP | 2 | X | MSW
Wood/Wood Waste Biomass.WDS | biomass | TRUE | 64579 | Shasta Sustainable Resource Management, Inc. | 50881 | Wheelabrator Shasta | CA | Shasta | GEN1 | Wood/Wood Waste Biomass | ST |  | S | 18.3 | 0.95 | 18.8 | 18.8 | 2 | N |  |  | N | IPP Non-CHP | 2 | X | WDS | AB
Wood/Wood Waste Biomass.WDS | biomass | TRUE | 64579 | Shasta Sustainable Resource Management, Inc. | 50881 | Wheelabrator Shasta | CA | Shasta | GEN2 | Wood/Wood Waste Biomass | ST |  | S | 18.3 | 0.95 | 18.8 | 18.8 | 2 | N |  |  | N | IPP Non-CHP | 2 | X | WDS | AB
Wood/Wood Waste Biomass.WDS | biomass | TRUE | 64579 | Shasta Sustainable Resource Management, Inc. | 50881 | Wheelabrator Shasta | CA | Shasta | GEN3 | Wood/Wood Waste Biomass | ST |  | S | 18.3 | 0.95 | 18.8 | 18.8 | 2 | N |  |  | N | IPP Non-CHP | 2 | X | WDS | AB
Municipal Solid Waste.MSW | municipal solid waste | TRUE | 20541 | Wheelabrator Environmental Systems | 50882 | Wheelabrator Westchester | NY | Westchester | GEN1 | Municipal Solid Waste | ST |  | S | 59.7 | 0.8 | 51 | 53 | 7 | N |  |  | Y | IPP CHP | 3 | B | MSW
Municipal Solid Waste.MSW | municipal solid waste | TRUE | 20541 | Wheelabrator Environmental Systems | 50883 | Wheelabrator Bridgeport | CT | Fairfield | GEN1 | Municipal Solid Waste | ST |  | S | 67 | 0.85 | 58 | 59 | 10 | N |  |  | N | IPP Non-CHP | 2 | X | MSW
Municipal Solid Waste.MSW | municipal solid waste | TRUE | 55871 | Covanta Projects, LLC | 50884 | Pinellas County Resource Recovery | FL | Pinellas | GEN1 | Municipal Solid Waste | ST |  | W | 50.5 | 0.85 | 41.1 | 41.1 | 7 | N |  |  | N | IPP Non-CHP | 2 | X | MSW
Municipal Solid Waste.MSW | municipal solid waste | TRUE | 55871 | Covanta Projects, LLC | 50884 | Pinellas County Resource Recovery | FL | Pinellas | GEN2 | Municipal Solid Waste | ST |  | W | 26 | 0.85 | 17 | 17 | 4 | N |  |  | N | IPP Non-CHP | 2 | X | MSW
Municipal Solid Waste.MSW | municipal solid waste | TRUE | 20541 | Wheelabrator Environmental Systems | 50885 | Wheelabrator Gloucester LP | NJ | Gloucester | GEN1 | Municipal Solid Waste | ST |  | S | 14 | 0.85 | 12 | 12 | 4 | N |  |  | N | IPP Non-CHP | 2 | X | MSW
Municipal Solid Waste.MSW | municipal solid waste | TRUE | 42892 | City of Spokane | 50886 | Spokane Waste to Energy | WA | Spokane | GEN1 | Municipal Solid Waste | ST |  | S | 26 | 0.85 | 22.7 | 22.7 | 4 | N |  |  | N | IPP Non-CHP | 2 | X | MSW
Municipal Solid Waste.MSW | municipal solid waste | TRUE | 20541 | Wheelabrator Environmental Systems | 50887 | Wheelabrator South Broward | FL | Broward | GEN1 | Municipal Solid Waste | ST |  | S | 66 | 0.85 | 54 | 54 | 10 | N |  |  | N | IPP Non-CHP | 2 | X | MSW
Conventional Steam Coal.WC | hard coal | TRUE | 23013 | EIF Northampton GP, LLC | 50888 | Northampton Generating Company LP | PA | Northampton | GEN1 | Conventional Steam Coal | ST |  | S | 134.1 | 0.85 | 112 | 112 | 65 | N |  |  | N | IPP Non-CHP | 2 | X | WC | TDF | WDS | PC | WO
Conventional Hydroelectric.WAT | hydro | TRUE | 11468 | Madison Hydro Partners | 50890 | Ivy River Hydro | NC | Madison | GEN1 | Conventional Hydroelectric | HY |  | S | 0.2 | 1 | 0.2 | 0.2 | 0 | N |  |  | N | IPP Non-CHP | 2 | X | WAT
Conventional Hydroelectric.WAT | hydro | TRUE | 11468 | Madison Hydro Partners | 50890 | Ivy River Hydro | NC | Madison | GEN2 | Conventional Hydroelectric | HY |  | S | 0.2 | 1 | 0.2 | 0.2 | 0 | N |  |  | N | IPP Non-CHP | 2 | X | WAT
Conventional Hydroelectric.WAT | hydro | TRUE | 11468 | Madison Hydro Partners | 50890 | Ivy River Hydro | NC | Madison | GEN3 | Conventional Hydroelectric | HY |  | S | 0.2 | 1 | 0.2 | 0.2 | 0 | N |  |  | N | IPP Non-CHP | 2 | X | WAT
Conventional Hydroelectric.WAT | hydro | TRUE | 11468 | Madison Hydro Partners | 50890 | Ivy River Hydro | NC | Madison | GEN4 | Conventional Hydroelectric | HY |  | S | 0.2 | 1 | 0.2 | 0.2 | 0 | N |  |  | N | IPP Non-CHP | 2 | X | WAT
Conventional Hydroelectric.WAT | hydro | TRUE | 11468 | Madison Hydro Partners | 50890 | Ivy River Hydro | NC | Madison | GEN5 | Conventional Hydroelectric | HY |  | S | 0.2 | 1 | 0.2 | 0.2 | 0 | N |  |  | N | IPP Non-CHP | 2 | X | WAT
Conventional Hydroelectric.WAT | hydro | TRUE | 11468 | Madison Hydro Partners | 50890 | Ivy River Hydro | NC | Madison | GEN6 | Conventional Hydroelectric | HY |  | S | 0.2 | 1 | 0.2 | 0.2 | 0 | N |  |  | N | IPP Non-CHP | 2 | X | WAT
Conventional Hydroelectric.WAT | hydro | TRUE | 63985 | Hydroland Omega LLC | 50891 | El Dorado Hydro Elk Creek | ID | Idaho | GEN1 | Conventional Hydroelectric | HY |  | S | 2.6 | 1 | 2.3 | 2.3 | 0.1 | N |  |  | N | IPP Non-CHP | 2 | X | WAT
Conventional Hydroelectric.WAT | hydro | TRUE | 63985 | Hydroland Omega LLC | 50892 | Rock Creek LP | CA | El Dorado | GEN1 | Conventional Hydroelectric | HY |  | S | 1.5 | 1 | 1.5 | 1.5 | 0.1 | N |  |  | N | IPP Non-CHP | 2 | X | WAT
Conventional Hydroelectric.WAT | hydro | TRUE | 63985 | Hydroland Omega LLC | 50892 | Rock Creek LP | CA | El Dorado | GEN2 | Conventional Hydroelectric | HY |  | S | 1.5 | 1 | 1.5 | 1.5 | 0.1 | N |  |  | N | IPP Non-CHP | 2 | X | WAT
Conventional Hydroelectric.WAT | hydro | TRUE | 57280 | Eagle Creek Renewable Energy, LLC | 50893 | Allegheny No. 5 Hydro Station | PA | Armstrong | GEN1 | Conventional Hydroelectric | HY |  | W | 4.6 | 0.9 | 3 | 5 | 2 | N |  |  | N | IPP Non-CHP | 2 | X | WAT
Conventional Hydroelectric.WAT | hydro | TRUE | 57280 | Eagle Creek Renewable Energy, LLC | 50893 | Allegheny No. 5 Hydro Station | PA | Armstrong | GEN2 | Conventional Hydroelectric | HY |  | W | 4.6 | 0.9 | 3 | 5 | 2 | N |  |  | N | IPP Non-CHP | 2 | X | WAT
Conventional Hydroelectric.WAT | hydro | TRUE | 57280 | Eagle Creek Renewable Energy, LLC | 50894 | Allegheny No 6 Hydro Station | PA | Armstrong | GEN1 | Conventional Hydroelectric | HY |  | W | 4.6 | 0.9 | 4 | 6 | 2 | N |  |  | N | IPP Non-CHP | 2 | X | WAT
Conventional Hydroelectric.WAT | hydro | TRUE | 57280 | Eagle Creek Renewable Energy, LLC | 50894 | Allegheny No 6 Hydro Station | PA | Armstrong | GEN2 | Conventional Hydroelectric | HY |  | W | 4.6 | 0.9 | 4 | 6 | 2 | N |  |  | N | IPP Non-CHP | 2 | X | WAT
Conventional Hydroelectric.WAT | hydro | TRUE | 60851 | North Side Energy Company | 50895 | Bypass | ID | Jerome | GEN1 | Conventional Hydroelectric | HY |  | S | 3.3 | 1 | 3.3 | 3.3 | 0.1 | N |  |  | N | IPP Non-CHP | 2 | X | WAT
Conventional Hydroelectric.WAT | hydro | TRUE | 60851 | North Side Energy Company | 50895 | Bypass | ID | Jerome | GEN2 | Conventional Hydroelectric | HY |  | S | 3.3 | 1 | 3.3 | 3.3 | 0.1 | N |  |  | N | IPP Non-CHP | 2 | X | WAT
Conventional Hydroelectric.WAT | hydro | TRUE | 60851 | North Side Energy Company | 50895 | Bypass | ID | Jerome | GEN3 | Conventional Hydroelectric | HY |  | S | 3.3 | 1 | 3.3 | 3.3 | 0.1 | N |  |  | N | IPP Non-CHP | 2 | X | WAT
Conventional Hydroelectric.WAT | hydro | TRUE | 60851 | North Side Energy Company | 50896 | S E Hazelton A | ID | Jerome | GEN1 | Conventional Hydroelectric | HY |  | S | 2.8 | 1 | 2.8 | 2.8 | 0.1 | N |  |  | N | IPP Non-CHP | 2 | X | WAT
Conventional Hydroelectric.WAT | hydro | TRUE | 60851 | North Side Energy Company | 50896 | S E Hazelton A | ID | Jerome | GEN2 | Conventional Hydroelectric | HY |  | S | 2.8 | 1 | 2.8 | 2.8 | 0.1 | N |  |  | N | IPP Non-CHP | 2 | X | WAT
Conventional Hydroelectric.WAT | hydro | TRUE | 60851 | North Side Energy Company | 50896 | S E Hazelton A | ID | Jerome | GEN3 | Conventional Hydroelectric | HY |  | S | 2.8 | 1 | 2.8 | 2.8 | 0.1 | N |  |  | N | IPP Non-CHP | 2 | X | WAT
Conventional Hydroelectric.WAT | hydro | TRUE | 56813 | Allegheny Hydro LP | 50897 | Allegheny Hydro No 8 | PA | Armstrong | GEN1 | Conventional Hydroelectric | HY |  | S | 6.8 | 0.9 | 6.8 | 6.8 | 1 | N |  |  | N | IPP Non-CHP | 2 | X | WAT
Conventional Hydroelectric.WAT | hydro | TRUE | 56813 | Allegheny Hydro LP | 50897 | Allegheny Hydro No 8 | PA | Armstrong | GEN2 | Conventional Hydroelectric | HY |  | S | 6.8 | 0.9 | 6.8 | 6.8 | 1 | N |  |  | N | IPP Non-CHP | 2 | X | WAT
Conventional Hydroelectric.WAT | hydro | TRUE | 56813 | Allegheny Hydro LP | 50898 | Allegheny Hydro No 9 | PA | Armstrong | GEN1 | Conventional Hydroelectric | HY |  | S | 8.9 | 0.9 | 8.9 | 8.9 | 1 | N |  |  | N | IPP Non-CHP | 2 | X | WAT
Conventional Hydroelectric.WAT | hydro | TRUE | 56813 | Allegheny Hydro LP | 50898 | Allegheny Hydro No 9 | PA | Armstrong | GEN2 | Conventional Hydroelectric | HY |  | S | 8.9 | 0.9 | 8.9 | 8.9 | 1 | N |  |  | N | IPP Non-CHP | 2 | X | WAT
Conventional Steam Coal.BIT | hard coal | FALSE | 20508 | WestRock Corp | 50900 | Covington Facility | VA | Alleghany | GEN3 | Conventional Steam Coal | ST |  | S | 10.5 | 0.85 | 10.5 | 10.5 | 5 | N |  |  | Y | Industrial CHP | 7 | T | BIT | NG | WDS | RFO | DFO | BLQ
Wood/Wood Waste Biomass.BLQ | biomass | TRUE | 20508 | WestRock Corp | 50900 | Covington Facility | VA | Alleghany | GEN4 | Wood/Wood Waste Biomass | ST |  | S | 34 | 0.85 | 32.5 | 32.5 | 3 | N |  |  | Y | Industrial CHP | 7 | T | BLQ | BIT | WDS | RFO | NG | DFO
Conventional Steam Coal.BIT | hard coal | FALSE | 20508 | WestRock Corp | 50900 | Covington Facility | VA | Alleghany | GEN5 | Conventional Steam Coal | ST |  | S | 34 | 0.85 | 32.5 | 32.5 | 3 | N |  |  | Y | Industrial CHP | 7 | T | BIT | WDS | RFO | NG | DFO | BLQ
Wood/Wood Waste Biomass.WDS | biomass | TRUE | 20508 | WestRock Corp | 50900 | Covington Facility | VA | Alleghany | GEN7 | Wood/Wood Waste Biomass | ST |  | S | 82.4 | 0.85 | 81 | 82.4 | 7 | N |  |  | Y | Industrial CHP | 7 | T | WDS | BLQ | NG | RFO
Natural Gas Steam Turbine.NG | natural gas steam turbine | FALSE | 8 | Tate & Lyle Ingredients Americas Inc | 50903 | Sagamore Plant Cogeneration | IN | Tippecanoe | GEN1 | Natural Gas Steam Turbine | ST |  | S | 7.4 | 0.85 | 7.4 | 7.4 | 1.5 | N |  |  | Y | Industrial CHP | 7 | B | NG
Natural Gas Fired Combustion Turbine.NG | natural gas peaker | FALSE | 21964 | University of New Mexico | 50906 | Ford Utilities Center | NM | Bernalillo | 3 | Natural Gas Fired Combustion Turbine | GT |  | S | 7 | 0.9 | 6 | 6.3 | 0.1 | N |  |  | Y | Commercial CHP | 5 | T | NG
All Other.WH | other | FALSE | 21964 | University of New Mexico | 50906 | Ford Utilities Center | NM | Bernalillo | 4 | All Other | ST |  | S | 1.1 | 0.8 | 0.7 | 0.7 | 0.2 | N |  |  | N | Commercial CHP | 5 | X | WH
Natural Gas Fired Combustion Turbine.NG | natural gas peaker | FALSE | 21964 | University of New Mexico | 50906 | Ford Utilities Center | NM | Bernalillo | 5 | Natural Gas Fired Combustion Turbine | GT |  | S | 6.7 | 0.9 | 6.2 | 7 | 0.1 | N |  |  | Y | Commercial CHP | 5 | T | NG
Municipal Solid Waste.MSW | municipal solid waste | FALSE | 14222 | Oswego County | 50907 | Oswego County Energy Recovery | NY | Oswego | UNT1 | Municipal Solid Waste | ST |  | S | 1.8 | 0.8 | 1.7 | 1.7 | 0.6 | N |  |  | Y | Commercial CHP | 5 | B | MSW | NG
Municipal Solid Waste.MSW | municipal solid waste | FALSE | 14222 | Oswego County | 50907 | Oswego County Energy Recovery | NY | Oswego | UNT2 | Municipal Solid Waste | ST |  | S | 1.8 | 0.8 | 1.7 | 1.7 | 0.6 | N |  |  | Y | Commercial CHP | 5 | B | MSW | NG
Conventional Hydroelectric.WAT | hydro | TRUE | 12502 | Middle Fork Irrigation Dist | 50917 | Middle Fork Irrigation District | OR | Hood River | GEN1 | Conventional Hydroelectric | HY |  | S | 2 | 0.97 | 2 | 2 | 0.2 | N |  |  | N | IPP Non-CHP | 2 | X | WAT
Conventional Hydroelectric.WAT | hydro | TRUE | 12502 | Middle Fork Irrigation Dist | 50917 | Middle Fork Irrigation District | OR | Hood River | GEN2 | Conventional Hydroelectric | HY |  | S | 0.5 | 0.95 | 0.5 | 0.5 | 0.1 | N |  |  | N | IPP Non-CHP | 2 | X | WAT
Conventional Hydroelectric.WAT | hydro | TRUE | 12502 | Middle Fork Irrigation Dist | 50917 | Middle Fork Irrigation District | OR | Hood River | GEN3 | Conventional Hydroelectric | HY |  | S | 0.8 | 0.95 | 0.8 | 0.8 | 0.1 | N |  |  | N | IPP Non-CHP | 2 | X | WAT
Wood/Wood Waste Biomass.WDS | biomass | TRUE | 3770 | Co-Generation Co | 50921 | Co-Gen LLC | OR | Grant | GEN1 | Wood/Wood Waste Biomass | ST |  | S | 7.5 | 0.9 | 7.5 | 7.5 | 4 | N |  |  | Y | IPP CHP | 3 | T | WDS
Petroleum Coke.PC | petroleum | TRUE | 21773 | Yellowstone Energy LP | 50931 | Yellowstone Energy LP | MT | Yellowstone | GEN1 | Petroleum Coke | ST |  | S | 68 | 0.9 | 52 | 55 | 22 | N |  |  | Y | IPP CHP | 3 | T | PC | OG
Other Waste Biomass.OBG | biomass | TRUE | 5089 | Des Moines Metro WRF | 50932 | Des Moines Wastewater Reclamation Fac | IA | Polk | 72-04 | Other Waste Biomass | IC |  | S | 1.4 | 0.8 | 1.4 | 1.4 | 0.7 | N |  |  | Y | Commercial CHP | 5 | T | OBG | NG
Other Waste Biomass.OBG | biomass | TRUE | 5089 | Des Moines Metro WRF | 50932 | Des Moines Wastewater Reclamation Fac | IA | Polk | 72-05 | Other Waste Biomass | IC |  | S | 1.4 | 0.8 | 1.4 | 1.4 | 0.7 | N |  |  | Y | Commercial CHP | 5 | T | OBG | NG
Natural Gas Steam Turbine.NG | natural gas steam turbine | FALSE | 61707 | Ahlstrom-Munksjo | 50933 | Rhinelander Mill | WI | Oneida | GEN5 | Natural Gas Steam Turbine | ST |  | S | 10 | 0.85 | 4 | 7 | 3 | N |  |  | Y | Industrial CHP | 7 | B | NG | DFO
Conventional Steam Coal.BIT | hard coal | FALSE | 61707 | Ahlstrom-Munksjo | 50933 | Rhinelander Mill | WI | Oneida | GEN6 | Conventional Steam Coal | ST |  | S | 9.3 | 0.8 | 6.3 | 8.5 | 3.8 | N |  |  | Y | Industrial CHP | 7 | B | BIT
Conventional Hydroelectric.WAT | hydro | FALSE | 61707 | Ahlstrom-Munksjo | 50933 | Rhinelander Mill | WI | Oneida | HYD1 | Conventional Hydroelectric | HY |  | S | 0.5 | 0.8 | 0.5 | 0.5 | 0.3 | N |  |  | N | Industrial CHP | 7 | X | WAT
Conventional Hydroelectric.WAT | hydro | FALSE | 61707 | Ahlstrom-Munksjo | 50933 | Rhinelander Mill | WI | Oneida | HYD2 | Conventional Hydroelectric | HY |  | S | 0.5 | 0.8 | 0.5 | 0.5 | 0.3 | N |  |  | N | Industrial CHP | 7 | X | WAT
Conventional Hydroelectric.WAT | hydro | FALSE | 61707 | Ahlstrom-Munksjo | 50933 | Rhinelander Mill | WI | Oneida | HYD3 | Conventional Hydroelectric | HY |  | S | 1 | 0.8 | 1 | 1 | 0.6 | N |  |  | N | Industrial CHP | 7 | X | WAT
Petroleum Liquids.DFO | petroleum | FALSE | 3179 | Caterpillar Inc | 50935 | Caterpillar | IN | Tippecanoe | 3512 | Petroleum Liquids | IC |  | S | 0.9 | 0.8 | 0.8 | 0.8 | 0.2 | N |  |  | N | Industrial Non-CHP | 6 | X | DFO
Petroleum Liquids.DFO | petroleum | FALSE | 3179 | Caterpillar Inc | 50935 | Caterpillar | IN | Tippecanoe | 3516 | Petroleum Liquids | IC |  | S | 1.2 | 0.8 | 0.8 | 0.8 | 0.3 | N |  |  | N | Industrial Non-CHP | 6 | X | DFO
Petroleum Liquids.DFO | petroleum | FALSE | 3179 | Caterpillar Inc | 50935 | Caterpillar | IN | Tippecanoe | 516A | Petroleum Liquids | IC |  | S | 1.8 | 0.8 | 1.8 | 1.8 | 0.5 | N |  |  | N | Industrial Non-CHP | 6 | X | DFO
Natural Gas Internal Combustion Engine.NG | natural gas peaker | FALSE | 3179 | Caterpillar Inc | 50935 | Caterpillar | IN | Tippecanoe | ET1-1 | Natural Gas Internal Combustion Engine | IC |  | S | 3 | 0.8 | 3 | 3 | 0.5 | N |  |  | N | Industrial Non-CHP | 6 | X | NG
Natural Gas Internal Combustion Engine.NG | natural gas peaker | FALSE | 3179 | Caterpillar Inc | 50935 | Caterpillar | IN | Tippecanoe | ET2 | Natural Gas Internal Combustion Engine | IC |  | S | 2 | 0.8 | 2 | 2 | 0.5 | N |  |  | N | Industrial Non-CHP | 6 | X | NG
Natural Gas Internal Combustion Engine.NG | natural gas peaker | FALSE | 3179 | Caterpillar Inc | 50935 | Caterpillar | IN | Tippecanoe | ET4 | Natural Gas Internal Combustion Engine | IC |  | S | 2.5 | 0.8 | 2.5 | 2.5 | 0.6 | N |  |  | N | Industrial Non-CHP | 6 | X | NG
Petroleum Liquids.DFO | petroleum | FALSE | 3179 | Caterpillar Inc | 50935 | Caterpillar | IN | Tippecanoe | R12 | Petroleum Liquids | IC |  | S | 0.4 | 0.8 | 0.3 | 0.3 | 0.1 | N |  |  | N | Industrial Non-CHP | 6 | X | DFO
Landfill Gas.LFG | natural gas peaker | TRUE | 20854 | Winnebago County | 50936 | Winnebago County Landfill Gas | WI | Winnebago | EG2R | Landfill Gas | IC |  | S | 0.6 | 1 | 0.6 | 0.6 | 0.4 | N |  |  | N | IPP CHP | 3 | X | LFG
Landfill Gas.LFG | natural gas peaker | TRUE | 20854 | Winnebago County | 50936 | Winnebago County Landfill Gas | WI | Winnebago | EG3 | Landfill Gas | IC |  | S | 0.9 | 1 | 0.9 | 0.9 | 0.7 | N |  |  | N | IPP CHP | 3 | X | LFG | NG
Landfill Gas.LFG | natural gas peaker | TRUE | 20854 | Winnebago County | 50936 | Winnebago County Landfill Gas | WI | Winnebago | EG4 | Landfill Gas | IC |  | S | 1 | 1 | 1 | 1 | 0.7 | N |  |  | Y | IPP CHP | 3 | T | LFG
Conventional Hydroelectric.WAT | hydro | TRUE | 5187 | Douglas County | 50938 | Galesville Project | OR | Douglas | GV1 | Conventional Hydroelectric | HY |  | S | 0.8 | 0.9 | 0.8 | 1 | 0.1 | N |  |  | N | IPP Non-CHP | 2 | X | WAT
Conventional Hydroelectric.WAT | hydro | TRUE | 5187 | Douglas County | 50938 | Galesville Project | OR | Douglas | GV2 | Conventional Hydroelectric | HY |  | S | 0.8 | 0.9 | 0.8 | 1 | 0.1 | N |  |  | N | IPP Non-CHP | 2 | X | WAT
Natural Gas Internal Combustion Engine.NG | natural gas peaker | FALSE | 10657 | Lagoon Corp | 50942 | Lagoon Cogeneration Facility | UT | Davis | 1 | Natural Gas Internal Combustion Engine | IC |  | S | 1 | 0.8 | 0.5 | 0.1 | 0.1 | N |  |  | Y | Commercial CHP | 5 | T | NG | DFO
Natural Gas Internal Combustion Engine.NG | natural gas peaker | FALSE | 10657 | Lagoon Corp | 50942 | Lagoon Cogeneration Facility | UT | Davis | 2 | Natural Gas Internal Combustion Engine | IC |  | S | 1 | 0.8 | 0.5 | 0.1 | 0.1 | N |  |  | Y | Commercial CHP | 5 | T | NG | DFO
Natural Gas Internal Combustion Engine.NG | natural gas peaker | FALSE | 10657 | Lagoon Corp | 50942 | Lagoon Cogeneration Facility | UT | Davis | 3 | Natural Gas Internal Combustion Engine | IC |  | S | 1 | 0.8 | 0.5 | 0.1 | 0.1 | N |  |  | Y | Commercial CHP | 5 | T | NG | DFO
Natural Gas Fired Combined Cycle.NG | natural gas combined cycle | TRUE | 49893 | Invenergy Services LLC | 50949 | Hardee Power Station | FL | Hardee | GEN1 | Natural Gas Fired Combined Cycle | CT | CC01 | W | 95.9 | 0.85 | 70 | 85 | 20 | N |  |  | N | IPP Non-CHP | 2 | X | NG | DFO
Natural Gas Fired Combined Cycle.NG | natural gas combined cycle | TRUE | 49893 | Invenergy Services LLC | 50949 | Hardee Power Station | FL | Hardee | GEN2 | Natural Gas Fired Combined Cycle | CT | CC01 | W | 95.9 | 0.85 | 70 | 85 | 20 | N |  |  | N | IPP Non-CHP | 2 | X | NG | DFO
Natural Gas Fired Combined Cycle.NG | natural gas combined cycle | TRUE | 49893 | Invenergy Services LLC | 50949 | Hardee Power Station | FL | Hardee | GEN3 | Natural Gas Fired Combined Cycle | CA | CC01 | W | 95.9 | 0.85 | 78 | 85 | 25 | N |  |  | N | IPP Non-CHP | 2 | X | NG | DFO
Natural Gas Fired Combustion Turbine.NG | natural gas peaker | TRUE | 49893 | Invenergy Services LLC | 50949 | Hardee Power Station | FL | Hardee | GEN4 | Natural Gas Fired Combustion Turbine | GT |  | W | 86.5 | 0.85 | 70 | 84 | 20 | N |  |  | N | IPP Non-CHP | 2 | X | NG | DFO
Natural Gas Fired Combustion Turbine.NG | natural gas peaker | TRUE | 49893 | Invenergy Services LLC | 50949 | Hardee Power Station | FL | Hardee | GEN5 | Natural Gas Fired Combustion Turbine | GT |  | W | 95.9 | 0.85 | 85 | 85 | 55 | N |  |  | N | IPP Non-CHP | 2 | X | NG | DFO
Conventional Steam Coal.WC | hard coal | TRUE | 21734 | Sunnyside Cogeneration Assoc | 50951 | Sunnyside Cogen Associates | UT | Carbon | GEN1 | Conventional Steam Coal | ST |  | J | 58.1 | 0.95 | 51 | 51 | 35 | N |  |  | N | IPP Non-CHP | 2 | X | WC
Natural Gas Steam Turbine.NG | natural gas steam turbine | FALSE | 5623 | Rousselot Inc | 50955 | Rousselot Inc | MA | Essex | GEN1 | Natural Gas Steam Turbine | ST |  | S | 1.5 | 1 | 1.5 | 1.5 | 0.4 | N |  |  | Y | Industrial CHP | 7 | B | NG | RFO
Natural Gas Steam Turbine.NG | natural gas steam turbine | FALSE | 5623 | Rousselot Inc | 50955 | Rousselot Inc | MA | Essex | GEN2 | Natural Gas Steam Turbine | ST |  | S | 1.5 | 0.8 | 1.5 | 1.5 | 0.4 | N |  |  | Y | Industrial CHP | 7 | B | NG | RFO
Natural Gas Steam Turbine.NG | natural gas steam turbine | FALSE | 5623 | Rousselot Inc | 50955 | Rousselot Inc | MA | Essex | GEN3 | Natural Gas Steam Turbine | ST |  | S | 3.7 | 0.8 | 3.3 | 3.3 | 0.5 | N |  |  | Y | Industrial CHP | 7 | B | NG | RFO
Wood/Wood Waste Biomass.BLQ | biomass | TRUE | 23931 | Resolute Forest Products | 50956 | Bowater Newsprint Calhoun Operation | TN | McMinn | GEN1 | Wood/Wood Waste Biomass | ST |  | S | 19 | 0.95 | 17 | 17 | 2 | N |  |  | Y | Industrial CHP | 7 | B | BLQ | NG | WDS | TDF | SLW
Wood/Wood Waste Biomass.BLQ | biomass | TRUE | 23931 | Resolute Forest Products | 50956 | Bowater Newsprint Calhoun Operation | TN | McMinn | GEN2 | Wood/Wood Waste Biomass | ST |  | S | 19.2 | 0.95 | 19 | 19 | 2 | N |  |  | Y | Industrial CHP | 7 | B | BLQ | NG | WDS | TDF | SLW
Wood/Wood Waste Biomass.BLQ | biomass | TRUE | 23931 | Resolute Forest Products | 50956 | Bowater Newsprint Calhoun Operation | TN | McMinn | GEN3 | Wood/Wood Waste Biomass | ST |  | S | 25 | 0.95 | 27 | 27 | 2 | N |  |  | Y | Industrial CHP | 7 | B | BLQ | NG | WDS | TDF | SLW
Municipal Solid Waste.MSW | municipal solid waste | FALSE | 4440 | Covanta Union Operations LLC | 50960 | Union County Resource Recovery | NJ | Union | GEN1 | Municipal Solid Waste | ST |  | W | 45 | 0.9 | 37.5 | 38.5 | 18 | N |  |  | N | Commercial Non-CHP | 4 | X | MSW
Conventional Hydroelectric.WAT | hydro | TRUE | 64078 | Central Rivers Power US, LLC | 50961 | Slate Creek | CA | Shasta | GEN1 | Conventional Hydroelectric | HY |  | S | 4.2 | 1 | 4 | 3.9 | 0.1 | N |  |  | N | IPP Non-CHP | 2 | X | WAT
Natural Gas Fired Combustion Turbine.NG | natural gas peaker | FALSE | 2844 | Department of the Navy | 50963 | Naval Hospital Medical Center | CA | San Diego | 4TG | Natural Gas Fired Combustion Turbine | GT |  | S | 5.3 | 0.97 | 4.4 | 4.4 | 2.7 | N |  |  | Y | Commercial CHP | 5 | T | NG
Geothermal.GEO | geothermal | TRUE | 472 | Amedee Gethrm Venture I LP | 50964 | Amedee Geothermal Venture I | CA | Lassen | IND | Geothermal | ST |  | S | 1.5 | 1 | 1.1 | 0.7 | 0.1 | N |  |  | N | IPP Non-CHP | 2 | X | GEO
Geothermal.GEO | geothermal | TRUE | 472 | Amedee Gethrm Venture I LP | 50964 | Amedee Geothermal Venture I | CA | Lassen | SYN | Geothermal | ST |  | S | 1.5 | 1 | 1.1 | 0.7 | 0.1 | N |  |  | N | IPP Non-CHP | 2 | X | GEO
Petroleum Coke.PC | petroleum | FALSE | 18323 | Toledo Refining Company | 50965 | Toledo Ref Power Recovery Train | OH | Lucas | GEN1 | Petroleum Coke | OT |  | S | 6 | 0.922 | 6 | 6 | 0 | N |  |  | Y | Industrial CHP | 7 | B | PC | OG | NG
Natural Gas Steam Turbine.NG | natural gas steam turbine | FALSE | 34359 | Curators of the University of Missouri | 50969 | MU Combined Heat and Power Plant | MO | Boone | 6025 | Natural Gas Steam Turbine | ST |  | S | 0.3 | 0.8 | 0.3 | 0.3 | 0.1 | N |  |  | Y | Commercial CHP | 5 | B | NG | WDS | DFO | BIT
Petroleum Liquids.DFO | petroleum | FALSE | 34359 | Curators of the University of Missouri | 50969 | MU Combined Heat and Power Plant | MO | Boone | DGT1 | Petroleum Liquids | IC |  | S | 2 | 0.8 | 2 | 2 | 1 | N |  |  | N | Commercial CHP | 5 | X | DFO
Natural Gas Steam Turbine.NG | natural gas steam turbine | FALSE | 34359 | Curators of the University of Missouri | 50969 | MU Combined Heat and Power Plant | MO | Boone | GEN1 | Natural Gas Steam Turbine | ST |  | S | 6.2 | 0.8 | 6 | 6.1 | 2 | N | 10 | 2023 | Y | Commercial CHP | 5 | T | NG | WDS | DFO | BIT
Natural Gas Steam Turbine.NG | natural gas steam turbine | FALSE | 34359 | Curators of the University of Missouri | 50969 | MU Combined Heat and Power Plant | MO | Boone | GEN2 | Natural Gas Steam Turbine | ST |  | S | 12.5 | 0.8 | 12.2 | 12.3 | 3 | N |  |  | Y | Commercial CHP | 5 | T | NG | DFO | BIT
Natural Gas Steam Turbine.NG | natural gas steam turbine | FALSE | 34359 | Curators of the University of Missouri | 50969 | MU Combined Heat and Power Plant | MO | Boone | GEN3 | Natural Gas Steam Turbine | ST |  | S | 19.8 | 0.85 | 19.2 | 19.4 | 3 | N |  |  | Y | Commercial CHP | 5 | T | NG | DFO | BIT
Natural Gas Steam Turbine.NG | natural gas steam turbine | FALSE | 34359 | Curators of the University of Missouri | 50969 | MU Combined Heat and Power Plant | MO | Boone | GEN4 | Natural Gas Steam Turbine | ST |  | S | 14.5 | 0.85 | 13.3 | 13.4 | 3 | N |  |  | Y | Commercial CHP | 5 | T | NG | DFO | BIT
Petroleum Liquids.DFO | petroleum | FALSE | 34359 | Curators of the University of Missouri | 50969 | MU Combined Heat and Power Plant | MO | Boone | GEN6 | Petroleum Liquids | IC |  | S | 0.5 | 0.8 | 0.5 | 0.5 | 0.3 | N |  |  | N | Commercial CHP | 5 | X | DFO
Petroleum Liquids.DFO | petroleum | FALSE | 34359 | Curators of the University of Missouri | 50969 | MU Combined Heat and Power Plant | MO | Boone | GEN7 | Petroleum Liquids | IC |  | S | 1 | 0.8 | 1 | 1 | 0.5 | N |  |  | N | Commercial CHP | 5 | X | DFO
Natural Gas Fired Combustion Turbine.NG | natural gas peaker | FALSE | 34359 | Curators of the University of Missouri | 50969 | MU Combined Heat and Power Plant | MO | Boone | NTG1 | Natural Gas Fired Combustion Turbine | GT |  | S | 17.3 | 0.8 | 11.4 | 14.5 | 2 | N |  |  | Y | Commercial CHP | 5 | T | NG | DFO
Natural Gas Fired Combustion Turbine.NG | natural gas peaker | FALSE | 34359 | Curators of the University of Missouri | 50969 | MU Combined Heat and Power Plant | MO | Boone | NTG2 | Natural Gas Fired Combustion Turbine | GT |  | S | 17.3 | 0.8 | 11.4 | 14.5 | 2 | N |  |  | Y | Commercial CHP | 5 | T | NG | DFO
Natural Gas Fired Combustion Turbine.NG | natural gas peaker | FALSE | 19216 | Tropicana Products Inc | 50971 | Tropicana Products Bradent | FL | Manatee | GEN1 | Natural Gas Fired Combustion Turbine | GT |  | S | 46.8 | 0.85 | 31 | 35 | 10 | N |  |  | Y | Industrial CHP | 7 | T | NG
Conventional Hydroelectric.WAT | hydro | TRUE | 11716 | Marsh Valley Development Inc | 50972 | Marsh Valley Development | ID | Bannock | 1 | Conventional Hydroelectric | HY |  | S | 1.6 | 1 | 1.5 | 1.5 | 0.1 | N |  |  | N | IPP Non-CHP | 2 | X | WAT
Natural Gas Fired Combined Cycle.NG | natural gas combined cycle | FALSE | 12981 | Motiva Enterprises LLC | 50973 | Motiva Enterprises Port Arthur Refinery | TX | Jefferson | GN31 | Natural Gas Fired Combined Cycle | CA | BLK1 | S | 10 | 0.8 | 8.4 | 8.6 | 3 | N |  |  | Y | Industrial CHP | 7 | T | NG | OG
Natural Gas Fired Combined Cycle.NG | natural gas combined cycle | FALSE | 12981 | Motiva Enterprises LLC | 50973 | Motiva Enterprises Port Arthur Refinery | TX | Jefferson | GN32 | Natural Gas Fired Combined Cycle | CA | BLK1 | S | 15.6 | 0.8 | 10.5 | 10.7 | 3 | N |  |  | Y | Industrial CHP | 7 | T | NG | OG
Natural Gas Fired Combined Cycle.NG | natural gas combined cycle | FALSE | 12981 | Motiva Enterprises LLC | 50973 | Motiva Enterprises Port Arthur Refinery | TX | Jefferson | GN33 | Natural Gas Fired Combined Cycle | CA | BLK1 | S | 25.5 | 0.8 | 21.5 | 22 | 3 | N |  |  | Y | Industrial CHP | 7 | T | NG | OG
Natural Gas Fired Combustion Turbine.NG | natural gas peaker | FALSE | 12981 | Motiva Enterprises LLC | 50973 | Motiva Enterprises Port Arthur Refinery | TX | Jefferson | GN34 | Natural Gas Fired Combustion Turbine | GT |  | S | 18.8 | 0.8 | 15.6 | 16 | 3 | N |  |  | Y | Industrial CHP | 7 | T | NG
Natural Gas Fired Combined Cycle.NG | natural gas combined cycle | FALSE | 12981 | Motiva Enterprises LLC | 50973 | Motiva Enterprises Port Arthur Refinery | TX | Jefferson | GN35 | Natural Gas Fired Combined Cycle | CT | BLK1 | S | 40.5 | 0.85 | 39 | 38 | 3 | N |  |  | Y | Industrial CHP | 7 | T | NG
Natural Gas Fired Combined Cycle.NG | natural gas combined cycle | FALSE | 12981 | Motiva Enterprises LLC | 50973 | Motiva Enterprises Port Arthur Refinery | TX | Jefferson | GN41 | Natural Gas Fired Combined Cycle | CT | BLK1 | S | 41.6 | 0.85 | 36.1 | 46.4 | 3 | N |  |  | Y | Industrial CHP | 7 | T | NG
Natural Gas Fired Combined Cycle.NG | natural gas combined cycle | FALSE | 12981 | Motiva Enterprises LLC | 50973 | Motiva Enterprises Port Arthur Refinery | TX | Jefferson | GN42 | Natural Gas Fired Combined Cycle | CT | BLK1 | S | 41.6 | 0.85 | 36.1 | 46.4 | 3 | N |  |  | Y | Industrial CHP | 7 | T | NG
Natural Gas Fired Combined Cycle.NG | natural gas combined cycle | FALSE | 12981 | Motiva Enterprises LLC | 50973 | Motiva Enterprises Port Arthur Refinery | TX | Jefferson | GN43 | Natural Gas Fired Combined Cycle | CT | BLK1 | S | 41.6 | 0.85 | 36.1 | 46.4 | 3 | N |  |  | Y | Industrial CHP | 7 | T | NG
Natural Gas Fired Combined Cycle.NG | natural gas combined cycle | FALSE | 12981 | Motiva Enterprises LLC | 50973 | Motiva Enterprises Port Arthur Refinery | TX | Jefferson | GN44 | Natural Gas Fired Combined Cycle | CT | BLK1 | S | 41.6 | 0.85 | 36.1 | 46.4 | 3 | N |  |  | Y | Industrial CHP | 7 | T | NG
Conventional Steam Coal.WC | hard coal | TRUE | 16814 | Scrubgrass Reclamation CO. LP. | 50974 | Scrubgrass Reclamation CO. LP. | PA | Venango | GEN1 | Conventional Steam Coal | ST |  | S | 94.7 | 0.85 | 82.8 | 85.2 | 0 | N |  |  | N | IPP Non-CHP | 2 | X | WC | BIT | SUB | WDS
Natural Gas Fired Combined Cycle.NG | natural gas combined cycle | TRUE | 24202 | Carr Street Generating Sta LP | 50978 | Carr Street Generating Station | NY | Onondaga | GEN1 | Natural Gas Fired Combined Cycle | CT | CC1 | W | 48.8 | 0.85 | 35 | 40 | 16 | N |  |  | N | IPP Non-CHP | 2 | X | NG | DFO
Natural Gas Fired Combined Cycle.NG | natural gas combined cycle | TRUE | 24202 | Carr Street Generating Sta LP | 50978 | Carr Street Generating Station | NY | Onondaga | GEN2 | Natural Gas Fired Combined Cycle | CT | CC1 | W | 48.8 | 0.85 | 35 | 40 | 16 | N |  |  | N | IPP Non-CHP | 2 | X | NG | DFO
Natural Gas Fired Combined Cycle.NG | natural gas combined cycle | TRUE | 24202 | Carr Street Generating Sta LP | 50978 | Carr Street Generating Station | NY | Onondaga | GEN3 | Natural Gas Fired Combined Cycle | CA | CC1 | W | 25 | 0.9 | 23 | 25 | 10 | N |  |  | N | IPP Non-CHP | 2 | X | NG | DFO
Conventional Hydroelectric.WAT | hydro | TRUE | 3220 | Central Oregon Irrigation Dist | 50980 | Siphon Power Project | OR | Deschutes | GEN1 | Conventional Hydroelectric | HY |  | S | 2.7 | 0.9 | 2.7 | 2.7 | 0.8 | N |  |  | N | IPP Non-CHP | 2 | X | WAT
Conventional Hydroelectric.WAT | hydro | TRUE | 3220 | Central Oregon Irrigation Dist | 50980 | Siphon Power Project | OR | Deschutes | GEN2 | Conventional Hydroelectric | HY |  | S | 2.7 | 0.9 | 2.7 | 2.7 | 0.8 | N |  |  | N | IPP Non-CHP | 2 | X | WAT
Natural Gas Internal Combustion Engine.NG | natural gas peaker | FALSE | 17711 | Solano County | 50985 | Solano County Cogen Plant | CA | Solano | 3163 | Natural Gas Internal Combustion Engine | IC |  | S | 1 | 1 | 1 | 1 | 0.5 | N |  |  | Y | Commercial CHP | 5 | T | NG
Natural Gas Internal Combustion Engine.NG | natural gas peaker | FALSE | 17711 | Solano County | 50985 | Solano County Cogen Plant | CA | Solano | 3164 | Natural Gas Internal Combustion Engine | IC |  | S | 0.4 | 1 | 0.4 | 0.4 | 0.2 | N |  |  | Y | Commercial CHP | 5 | T | NG
Natural Gas Internal Combustion Engine.NG | natural gas peaker | FALSE | 17711 | Solano County | 50985 | Solano County Cogen Plant | CA | Solano | 3165 | Natural Gas Internal Combustion Engine | IC |  | S | 1.4 | 1 | 1.4 | 1 | 0.7 | N |  |  | Y | Commercial CHP | 5 | T | NG
Conventional Hydroelectric.WAT | hydro | TRUE | 17150 | Shorock Hydro Inc | 50987 | Rock Creek I | ID | Twin Falls | GEN1 | Conventional Hydroelectric | HY |  | S | 2.1 | 0.8 | 2 | 1 | 0.2 | N |  |  | N | IPP Non-CHP | 2 | X | WAT
Wood/Wood Waste Biomass.WDS | biomass | TRUE | 3930 | Co-Gen II | 50993 | Co-Gen II LLC | OR | Douglas | GEN1 | Wood/Wood Waste Biomass | ST |  | S | 7.5 | 0.9 | 7.8 | 7.3 | 4 | N |  |  | Y | IPP CHP | 3 | T | WDS | NG
Conventional Hydroelectric.WAT | hydro | TRUE | 39006 | Brookfield White Pine Hydro LLC | 50999 | Aziscohos Hydroelectric Project | ME | Oxford | GEN1 | Conventional Hydroelectric | HY |  | W | 6.7 | 0.9 | 6.8 | 6.8 | 0.1 | N |  |  | N | IPP Non-CHP | 2 | X | WAT
Other Waste Biomass.AB | biomass | TRUE | 11415 | M.A. Patout & Son Limited, LLC | 51008 | Enterprise Sugar Factory | LA | Iberia | 1000 | Other Waste Biomass | ST |  | S | 1 | 0.8 | 1 | 1 | 0 | N |  |  | Y | Industrial CHP | 7 | T | AB | NG
Other Waste Biomass.AB | biomass | TRUE | 11415 | M.A. Patout & Son Limited, LLC | 51008 | Enterprise Sugar Factory | LA | Iberia | 2000 | Other Waste Biomass | ST |  | S | 2 | 0.8 | 2 | 2 | 0 | N |  |  | Y | Industrial CHP | 7 | T | AB | NG
Wood/Wood Waste Biomass.WDS | biomass | TRUE | 64003 | Stored Solar Services, LLC | 51026 | Ryegate Associates, LLC | VT | CALEDONIA | GEN1 | Wood/Wood Waste Biomass | ST |  | W | 21.5 | 1 | 20 | 20 | 13.2 | N |  |  | N | IPP Non-CHP | 2 | X | WDS
Natural Gas Fired Combined Cycle.NG | natural gas combined cycle | TRUE | 27769 | Ocean State Power Co | 51030 | Ocean State Power | RI | Providence | GEN1 | Natural Gas Fired Combined Cycle | CT | OSP1 | S | 82.8 | 0.85 | 71.2 | 77.8 | 45 | N |  |  | N | IPP Non-CHP | 2 | X | NG | DFO
Natural Gas Fired Combined Cycle.NG | natural gas combined cycle | TRUE | 27769 | Ocean State Power Co | 51030 | Ocean State Power | RI | Providence | GEN2 | Natural Gas Fired Combined Cycle | CT | OSP1 | S | 82.8 | 0.85 | 71.2 | 77.8 | 45 | N |  |  | N | IPP Non-CHP | 2 | X | NG | DFO
Natural Gas Fired Combined Cycle.NG | natural gas combined cycle | TRUE | 27769 | Ocean State Power Co | 51030 | Ocean State Power | RI | Providence | GEN3 | Natural Gas Fired Combined Cycle | CA | OSP1 | S | 88.6 | 0.85 | 76.2 | 83.3 | 38 | N |  |  | N | IPP Non-CHP | 2 | X | NG | DFO
Conventional Hydroelectric.WAT | hydro | TRUE | 5914 | Erie Boulevard Hydropower LP | 51033 | West Delaware Tunnel Plant | NY | Sullivan | GEN1 | Conventional Hydroelectric | HY |  | S | 7.5 | 0.8 | 7 | 7.6 | 5 | N |  |  | N | IPP Non-CHP | 2 | X | WAT
Conventional Hydroelectric.WAT | hydro | TRUE | 57280 | Eagle Creek Renewable Energy, LLC | 51034 | Little Falls Hydro | NY | Herkimer | GEN1 | Conventional Hydroelectric | HY |  | W | 6.5 | 0.9 | 6.5 | 6.5 | 0.8 | N |  |  | N | IPP Non-CHP | 2 | X | WAT
Conventional Hydroelectric.WAT | hydro | TRUE | 57280 | Eagle Creek Renewable Energy, LLC | 51034 | Little Falls Hydro | NY | Herkimer | GEN2 | Conventional Hydroelectric | HY |  | W | 6.5 | 0.9 | 6.5 | 6.5 | 0.8 | N |  |  | N | IPP Non-CHP | 2 | X | WAT
Municipal Solid Waste.MSW | municipal solid waste | FALSE | 56601 | Covanta MacArthur Renewable Energy | 51038 | MacArthur Waste to Energy Facility | NY | Suffolk | GEN1 | Municipal Solid Waste | ST |  | W | 12.5 | 1 | 11 | 11 | 1 | N |  |  | N | Commercial Non-CHP | 4 | X | MSW
Natural Gas Fired Combined Cycle.NG | natural gas combined cycle | FALSE | 5347 | Dow Chemical Co | 52006 | LaO Energy Systems | LA | Iberville | GEN1 | Natural Gas Fired Combined Cycle | CA | CC1 | S | 57 | 0.85 | 57 | 57 | 8 | N |  |  | Y | Industrial CHP | 7 | T | NG | OG | OTH
Natural Gas Fired Combined Cycle.NG | natural gas combined cycle | FALSE | 5347 | Dow Chemical Co | 52006 | LaO Energy Systems | LA | Iberville | GEN2 | Natural Gas Fired Combined Cycle | CA | CC1 | S | 88 | 0.85 | 80 | 80 | 22 | N |  |  | Y | Industrial CHP | 7 | T | NG | OG | OTH
Natural Gas Fired Combined Cycle.NG | natural gas combined cycle | FALSE | 5347 | Dow Chemical Co | 52006 | LaO Energy Systems | LA | Iberville | GEN3 | Natural Gas Fired Combined Cycle | CA | CC1 | S | 90 | 0.85 | 94 | 94 | 13 | N |  |  | Y | Industrial CHP | 7 | T | NG | OG | OTH
Natural Gas Fired Combined Cycle.NG | natural gas combined cycle | FALSE | 5347 | Dow Chemical Co | 52006 | LaO Energy Systems | LA | Iberville | GEN4 | Natural Gas Fired Combined Cycle | CA | CC1 | S | 76.5 | 0.9 | 49 | 49 | 3 | N |  |  | Y | Industrial CHP | 7 | T | NG | OG | OTH
Natural Gas Fired Combined Cycle.NG | natural gas combined cycle | FALSE | 5347 | Dow Chemical Co | 52006 | LaO Energy Systems | LA | Iberville | GEN5 | Natural Gas Fired Combined Cycle | CT | CC1 | S | 76.5 | 0.9 | 52 | 65 | 45 | N |  |  | Y | Industrial CHP | 7 | T | NG
Natural Gas Fired Combined Cycle.NG | natural gas combined cycle | FALSE | 5347 | Dow Chemical Co | 52006 | LaO Energy Systems | LA | Iberville | GEN6 | Natural Gas Fired Combined Cycle | CT | CC1 | S | 76.5 | 0.9 | 52 | 65 | 45 | N |  |  | Y | Industrial CHP | 7 | T | NG
Municipal Solid Waste.MSW | municipal solid waste | TRUE | 10875 | Lee County Board-Commissioners | 52010 | Lee County Solid Waste Energy | FL | Lee | GEN1 | Municipal Solid Waste | ST |  | S | 39 | 0.85 | 39 | 39 | 19 | N | 9 | 2029 | N | IPP Non-CHP | 2 | X | MSW
Municipal Solid Waste.MSW | municipal solid waste | TRUE | 10875 | Lee County Board-Commissioners | 52010 | Lee County Solid Waste Energy | FL | Lee | GEN2 | Municipal Solid Waste | ST |  | S | 20 | 0.85 | 16 | 16 | 10 | N | 8 | 2072 | N | IPP Non-CHP | 2 | X | MSW
Geothermal.GEO | geothermal | TRUE | 34691 | Ormat Nevada Inc | 52015 | Dixie Valley | NV | Churchill | GEN1 | Geothermal | ST |  | S | 64.7 | 0.963 | 56 | 57 | 5 | N |  |  | N | IPP Non-CHP | 2 | X | GEO
Geothermal.GEO | geothermal | TRUE | 34691 | Ormat Nevada Inc | 52015 | Dixie Valley | NV | Churchill | GEN2 | Geothermal | BT |  | S | 6.2 | 0.8 | 2.5 | 5.1 | 1 | N |  |  | N | IPP Non-CHP | 2 | X | GEO
Natural Gas Fired Combined Cycle.NG | natural gas combined cycle | TRUE | 5310 | Doswell Ltd Partnership | 52019 | Doswell Energy Center | VA | Hanover | GEN1 | Natural Gas Fired Combined Cycle | CT | UNT5 | S | 122 | 0.85 | 104.7 | 122 | 73.3 | N |  |  | N | IPP Non-CHP | 2 | X | NG | DFO
Natural Gas Fired Combined Cycle.NG | natural gas combined cycle | TRUE | 5310 | Doswell Ltd Partnership | 52019 | Doswell Energy Center | VA | Hanover | GEN2 | Natural Gas Fired Combined Cycle | CT | UNT5 | S | 122 | 0.85 | 104.7 | 122 | 73.3 | N |  |  | N | IPP Non-CHP | 2 | X | NG | DFO
Natural Gas Fired Combined Cycle.NG | natural gas combined cycle | TRUE | 5310 | Doswell Ltd Partnership | 52019 | Doswell Energy Center | VA | Hanover | GEN3 | Natural Gas Fired Combined Cycle | CA | UNT5 | S | 132 | 0.9 | 123 | 132 | 28.7 | N |  |  | N | IPP Non-CHP | 2 | X | NG
Natural Gas Fired Combined Cycle.NG | natural gas combined cycle | TRUE | 5310 | Doswell Ltd Partnership | 52019 | Doswell Energy Center | VA | Hanover | GEN4 | Natural Gas Fired Combined Cycle | CT | UNT6 | S | 122 | 0.85 | 104.7 | 122 | 73.3 | N |  |  | N | IPP Non-CHP | 2 | X | NG | DFO
Natural Gas Fired Combined Cycle.NG | natural gas combined cycle | TRUE | 5310 | Doswell Ltd Partnership | 52019 | Doswell Energy Center | VA | Hanover | GEN5 | Natural Gas Fired Combined Cycle | CT | UNT6 | S | 122 | 0.85 | 104.7 | 122 | 73.3 | N |  |  | N | IPP Non-CHP | 2 | X | NG | DFO
Natural Gas Fired Combined Cycle.NG | natural gas combined cycle | TRUE | 5310 | Doswell Ltd Partnership | 52019 | Doswell Energy Center | VA | Hanover | GEN6 | Natural Gas Fired Combined Cycle | CA | UNT6 | S | 132 | 0.9 | 123 | 132 | 28.7 | N |  |  | N | IPP Non-CHP | 2 | X | NG
Natural Gas Fired Combustion Turbine.NG | natural gas peaker | TRUE | 5310 | Doswell Ltd Partnership | 52019 | Doswell Energy Center | VA | Hanover | GEN7 | Natural Gas Fired Combustion Turbine | GT |  | S | 187 | 0.9 | 170 | 188 | 74.5 | N |  |  | N | IPP Non-CHP | 2 | X | NG | DFO
Natural Gas Fired Combustion Turbine.NG | natural gas peaker | TRUE | 5310 | Doswell Ltd Partnership | 52019 | Doswell Energy Center | VA | Hanover | GEN8 | Natural Gas Fired Combustion Turbine | GT |  | S | 187 | 0.9 | 165 | 188 | 90 | N |  |  | N | IPP Non-CHP | 2 | X | NG
Natural Gas Fired Combustion Turbine.NG | natural gas peaker | TRUE | 5310 | Doswell Ltd Partnership | 52019 | Doswell Energy Center | VA | Hanover | GEN9 | Natural Gas Fired Combustion Turbine | GT |  | S | 187 | 0.9 | 165 | 188 | 90 | N |  |  | N | IPP Non-CHP | 2 | X | NG
Natural Gas Fired Combustion Turbine.NG | natural gas peaker | FALSE | 29767 | Illinois Institute-Technology | 52021 | ITT Cogen Facility | IL | Cook | GEN1 | Natural Gas Fired Combustion Turbine | GT |  | S | 3.7 | 0.8 | 3.5 | 3.7 | 0.1 | N | 4 | 2025 | Y | Commercial CHP | 5 | T | NG | DFO
Natural Gas Fired Combustion Turbine.NG | natural gas peaker | FALSE | 29767 | Illinois Institute-Technology | 52021 | ITT Cogen Facility | IL | Cook | GEN2 | Natural Gas Fired Combustion Turbine | GT |  | S | 3.7 | 0.8 | 3.5 | 3.7 | 0.1 | N | 4 | 2025 | Y | Commercial CHP | 5 | T | NG | DFO
Natural Gas Steam Turbine.NG | natural gas steam turbine | FALSE | 16001 | Rhode Island Hospital | 52024 | Rhode Island Hospital | RI | Providence | GEN2 | Natural Gas Steam Turbine | ST |  | S | 1.7 | 0.8 | 1.7 | 1.7 | 0.3 | N |  |  | Y | Commercial CHP | 5 | T | NG | RFO
Natural Gas Steam Turbine.NG | natural gas steam turbine | FALSE | 16001 | Rhode Island Hospital | 52024 | Rhode Island Hospital | RI | Providence | GEN4 | Natural Gas Steam Turbine | ST |  | S | 1.7 | 0.8 | 1.7 | 1.7 | 0.3 | N |  |  | Y | Commercial CHP | 5 | T | NG | RFO
Natural Gas Steam Turbine.NG | natural gas steam turbine | FALSE | 16001 | Rhode Island Hospital | 52024 | Rhode Island Hospital | RI | Providence | NEW1 | Natural Gas Steam Turbine | ST |  | S | 3.5 | 0.8 | 3.5 | 3.5 | 0.3 | N |  |  | Y | Commercial CHP | 5 | T | NG | RFO
Natural Gas Steam Turbine.NG | natural gas steam turbine | FALSE | 16001 | Rhode Island Hospital | 52024 | Rhode Island Hospital | RI | Providence | NEW3 | Natural Gas Steam Turbine | ST |  | S | 3.5 | 0.8 | 3.5 | 3.5 | 0.3 | N |  |  | Y | Commercial CHP | 5 | T | NG | RFO
Natural Gas Fired Combined Cycle.NG | natural gas combined cycle | TRUE | 56516 | Morris Energy Operations Company, LLC | 52026 | Dartmouth Power Associates LP | MA | Bristol | GEN1 | Natural Gas Fired Combined Cycle | CT | CC1 | W | 41.9 | 0.9 | 62.1 | 67.7 | 24 | N |  |  | N | IPP Non-CHP | 2 | X | NG | DFO
Natural Gas Fired Combined Cycle.NG | natural gas combined cycle | TRUE | 56516 | Morris Energy Operations Company, LLC | 52026 | Dartmouth Power Associates LP | MA | Bristol | GEN2 | Natural Gas Fired Combined Cycle | CA | CC1 | W | 32.2 | 0.9 |  |  | 12 | N |  |  | N | IPP Non-CHP | 2 | X | NG | DFO
Natural Gas Fired Combustion Turbine.NG | natural gas peaker | TRUE | 56516 | Morris Energy Operations Company, LLC | 52026 | Dartmouth Power Associates LP | MA | Bristol | GEN3 | Natural Gas Fired Combustion Turbine | GT |  | W | 23.3 | 0.85 | 19.6 | 21.8 | 19 | N |  |  | N | IPP Non-CHP | 2 | X | NG | DFO
Geothermal.GEO | geothermal | TRUE | 3608 | Puna Geothermal Venture | 52028 | Puna Geothermal Venture I | HI | Hawaii | OEC11 | Geothermal | ST |  | S | 3.5 | 0.8 | 3.1 | 3.1 | 0.5 | N |  |  | N | IPP Non-CHP | 2 | X | GEO
Geothermal.GEO | geothermal | TRUE | 3608 | Puna Geothermal Venture | 52028 | Puna Geothermal Venture I | HI | Hawaii | OEC12 | Geothermal | ST |  | S | 3.5 | 0.8 | 3.1 | 3.1 | 0.5 | N |  |  | N | IPP Non-CHP | 2 | X | GEO
Geothermal.GEO | geothermal | TRUE | 3608 | Puna Geothermal Venture | 52028 | Puna Geothermal Venture I | HI | Hawaii | OEC13 | Geothermal | ST |  | S | 3.5 | 0.8 | 3.1 | 3.1 | 0.5 | N |  |  | N | IPP Non-CHP | 2 | X | GEO
Geothermal.GEO | geothermal | TRUE | 3608 | Puna Geothermal Venture | 52028 | Puna Geothermal Venture I | HI | Hawaii | OEC14 | Geothermal | ST |  | S | 3.5 | 0.8 | 3.1 | 3.1 | 0.5 | N |  |  | N | IPP Non-CHP | 2 | X | GEO
Geothermal.GEO | geothermal | TRUE | 3608 | Puna Geothermal Venture | 52028 | Puna Geothermal Venture I | HI | Hawaii | OEC15 | Geothermal | ST |  | S | 3.5 | 0.8 | 3.1 | 3.1 | 0.5 | N |  |  | N | IPP Non-CHP | 2 | X | GEO
Geothermal.GEO | geothermal | TRUE | 3608 | Puna Geothermal Venture | 52028 | Puna Geothermal Venture I | HI | Hawaii | OEC21 | Geothermal | ST |  | S | 3.5 | 0.8 | 3.1 | 3.1 | 0.5 | N |  |  | N | IPP Non-CHP | 2 | X | GEO
Geothermal.GEO | geothermal | TRUE | 3608 | Puna Geothermal Venture | 52028 | Puna Geothermal Venture I | HI | Hawaii | OEC22 | Geothermal | ST |  | S | 3.5 | 0.8 | 3.1 | 3.1 | 0.5 | N |  |  | N | IPP Non-CHP | 2 | X | GEO
Geothermal.GEO | geothermal | TRUE | 3608 | Puna Geothermal Venture | 52028 | Puna Geothermal Venture I | HI | Hawaii | OEC23 | Geothermal | ST |  | S | 3.5 | 0.8 | 3.1 | 3.1 | 0.5 | N |  |  | N | IPP Non-CHP | 2 | X | GEO
Geothermal.GEO | geothermal | TRUE | 3608 | Puna Geothermal Venture | 52028 | Puna Geothermal Venture I | HI | Hawaii | OEC24 | Geothermal | ST |  | S | 3.5 | 0.8 | 3.1 | 3.1 | 0.5 | N |  |  | N | IPP Non-CHP | 2 | X | GEO
Geothermal.GEO | geothermal | TRUE | 3608 | Puna Geothermal Venture | 52028 | Puna Geothermal Venture I | HI | Hawaii | OEC25 | Geothermal | ST |  | S | 3.5 | 0.8 | 3.1 | 3.1 | 0.5 | N |  |  | N | IPP Non-CHP | 2 | X | GEO
Geothermal.GEO | geothermal | TRUE | 3608 | Puna Geothermal Venture | 52028 | Puna Geothermal Venture I | HI | Hawaii | OEC31 | Geothermal | BT |  | S | 8 | 0.8 | 6 | 6 | 0.5 | N |  |  | N | IPP Non-CHP | 2 | X | GEO
Geothermal.GEO | geothermal | TRUE | 3608 | Puna Geothermal Venture | 52028 | Puna Geothermal Venture I | HI | Hawaii | OEC32 | Geothermal | BT |  | S | 8 | 0.8 | 6 | 6 | 0.5 | N |  |  | N | IPP Non-CHP | 2 | X | GEO
Conventional Hydroelectric.WAT | hydro | TRUE | 59092 | Moretown Hydroelectric LLC | 52033 | Moretown Generating Station | VT | Washington | 1 | Conventional Hydroelectric | HY |  | S | 1.2 | 1 | 0.3 | 0.1 | 0.1 | N |  |  | N | IPP Non-CHP | 2 | X | WAT
Conventional Hydroelectric.WAT | hydro | TRUE | 4713 | D/R Hydro Co | 52036 | Yough Hydro Power | PA | Somerset | GEN1 | Conventional Hydroelectric | HY |  | S | 6.1 | 0.9 | 6.1 | 5 | 1 | N |  |  | N | IPP Non-CHP | 2 | X | WAT
Conventional Hydroelectric.WAT | hydro | TRUE | 4713 | D/R Hydro Co | 52036 | Yough Hydro Power | PA | Somerset | GEN2 | Conventional Hydroelectric | HY |  | S | 6.1 | 0.9 | 6.1 | 5 | 1 | N |  |  | N | IPP Non-CHP | 2 | X | WAT
Conventional Hydroelectric.WAT | hydro | TRUE | 31613 | Washington Cnty Wtr Consv Dist | 52039 | Quail Creek Hydro Plant #1 | UT | Washington | 1 | Conventional Hydroelectric | HY |  | S | 2.3 | 0.95 | 2.3 | 2.3 | 0.5 | N |  |  | N | IPP Non-CHP | 2 | X | WAT
Natural Gas Fired Combustion Turbine.NG | natural gas peaker | FALSE | 19724 | Vanderbilt University | 52048 | Vanderbilt University Power Plant | TN | Davidson | GT1B | Natural Gas Fired Combustion Turbine | GT |  | S | 6.3 | 0.8 | 5.8 | 6.5 | 1 | N |  |  | Y | Commercial CHP | 5 | T | NG
Natural Gas Fired Combustion Turbine.NG | natural gas peaker | FALSE | 19724 | Vanderbilt University | 52048 | Vanderbilt University Power Plant | TN | Davidson | GT2 | Natural Gas Fired Combustion Turbine | GT |  | S | 5.2 | 0.93 | 4 | 5 | 1 | N |  |  | Y | Commercial CHP | 5 | T | NG
Natural Gas Fired Combustion Turbine.NG | natural gas peaker | FALSE | 19724 | Vanderbilt University | 52048 | Vanderbilt University Power Plant | TN | Davidson | GT3 | Natural Gas Fired Combustion Turbine | GT |  | S | 7.2 | 0.8 | 7.8 | 8.7 | 1 | N |  |  | Y | Commercial CHP | 5 | T | NG
Conventional Hydroelectric.WAT | hydro | TRUE | 4277 | Converse Energy Inc | 52049 | Clifton Dam 3 Power Station | SC | Spartanburg | 1H | Conventional Hydroelectric | HY |  | S | 0.7 | 0.8 | 0.7 | 0.7 | 0.1 | N |  |  | N | IPP Non-CHP | 2 | X | WAT
Conventional Hydroelectric.WAT | hydro | TRUE | 4277 | Converse Energy Inc | 52049 | Clifton Dam 3 Power Station | SC | Spartanburg | 2V | Conventional Hydroelectric | HY |  | S | 0.5 | 0.8 | 0.5 | 0.5 | 0.1 | N |  |  | N | IPP Non-CHP | 2 | X | WAT
Conventional Hydroelectric.WAT | hydro | TRUE | 57280 | Eagle Creek Renewable Energy, LLC | 52054 | Rapidan Hydro Facility | MN | Blue Earth | GEN1 | Conventional Hydroelectric | HY |  | W | 3.4 | 1 | 3.2 | 3.1 | 1 | N |  |  | N | IPP Non-CHP | 2 | X | WAT
Conventional Hydroelectric.WAT | hydro | TRUE | 57280 | Eagle Creek Renewable Energy, LLC | 52054 | Rapidan Hydro Facility | MN | Blue Earth | GEN2 | Conventional Hydroelectric | HY |  | W | 3.4 | 1 | 3.2 | 3.1 | 1 | N |  |  | N | IPP Non-CHP | 2 | X | WAT
Conventional Hydroelectric.WAT | hydro | TRUE | 60082 | ECOsponsible LLC | 52057 | Herkimer | NY | Herkimer | 01 | Conventional Hydroelectric | HY |  | S | 0.4 |  | 0.1 | 0.1 | 0.1 | N |  |  | N | IPP Non-CHP | 2 | X | WAT
Conventional Hydroelectric.WAT | hydro | TRUE | 60082 | ECOsponsible LLC | 52057 | Herkimer | NY | Herkimer | 02 | Conventional Hydroelectric | HY |  | S | 0.4 |  | 0.1 | 0.1 |  | N |  |  | N | IPP Non-CHP | 2 | X | WAT
Conventional Hydroelectric.WAT | hydro | TRUE | 60082 | ECOsponsible LLC | 52057 | Herkimer | NY | Herkimer | 03 | Conventional Hydroelectric | HY |  | S | 0.4 |  | 0.1 | 0.1 |  | N |  |  | N | IPP Non-CHP | 2 | X | WAT
Conventional Hydroelectric.WAT | hydro | TRUE | 60082 | ECOsponsible LLC | 52057 | Herkimer | NY | Herkimer | 04 | Conventional Hydroelectric | HY |  | S | 0.4 |  | 0.1 | 0.1 |  | N |  |  | N | IPP Non-CHP | 2 | X | WAT
Conventional Hydroelectric.WAT | hydro | TRUE | 57184 | Mount Ida Hydro, LLC | 52058 | Ogdensburg | NY | St Lawrence | 01 | Conventional Hydroelectric | HY |  | S | 0.7 | 0.9 | 0.2 | 0.2 | 0.1 | N |  |  | N | IPP Non-CHP | 2 | X | WAT
Conventional Hydroelectric.WAT | hydro | TRUE | 57184 | Mount Ida Hydro, LLC | 52058 | Ogdensburg | NY | St Lawrence | 02 | Conventional Hydroelectric | HY |  | S | 0.7 | 0.9 | 0.2 | 0.1 | 0.1 | N |  |  | N | IPP Non-CHP | 2 | X | WAT
Conventional Hydroelectric.WAT | hydro | TRUE | 57184 | Mount Ida Hydro, LLC | 52058 | Ogdensburg | NY | St Lawrence | 03 | Conventional Hydroelectric | HY |  | S | 0.7 | 0.9 | 0.2 | 0.1 | 0.1 | N |  |  | N | IPP Non-CHP | 2 | X | WAT
Conventional Hydroelectric.WAT | hydro | TRUE | 57184 | Mount Ida Hydro, LLC | 52058 | Ogdensburg | NY | St Lawrence | 04 | Conventional Hydroelectric | HY |  | S | 0.7 | 0.9 | 0.2 | 0.1 | 0.1 | N |  |  | N | IPP Non-CHP | 2 | X | WAT
Conventional Hydroelectric.WAT | hydro | TRUE | 57184 | Mount Ida Hydro, LLC | 52058 | Ogdensburg | NY | St Lawrence | 05 | Conventional Hydroelectric | HY |  | S | 0.7 | 0.9 | 0.2 | 0.1 | 0.1 | N |  |  | N | IPP Non-CHP | 2 | X | WAT
Natural Gas Fired Combined Cycle.NG | natural gas combined cycle | FALSE | 65384 | Cartier Energy, LLC | 52061 | Hartford Hospital Cogeneration | CT | Hartford | GEN2 | Natural Gas Fired Combined Cycle | CA | CC1 | S | 4.2 | 1 | 2.4 | 2.4 | 0.3 | N | 12 | 2025 | Y | Commercial CHP | 5 | T | NG
Natural Gas Fired Combined Cycle.NG | natural gas combined cycle | FALSE | 65384 | Cartier Energy, LLC | 52061 | Hartford Hospital Cogeneration | CT | Hartford | GEN3 | Natural Gas Fired Combined Cycle | CT | CC1 | S | 6.2 | 0.95 | 6.2 | 6.2 | 3 | N | 12 | 2025 | Y | Commercial CHP | 5 | T | NG | DFO
Other Natural Gas.NG | natural gas peaker | FALSE | 65384 | Cartier Energy, LLC | 52061 | Hartford Hospital Cogeneration | CT | Hartford | GEN4 | Other Natural Gas | FC |  | S | 1.4 |  | 1.4 | 1.4 | 0 | N | 6 | 2029 | N | Commercial CHP | 5 | X | NG
All Other.WH | other | FALSE | 59409 | Eco Services Corp. | 52063 | Martinez Sulfuric Acid Regeneration Plt | CA | Contra Costa | GEN1 | All Other | ST |  | S | 4 | 0.8 | 4 | 4 | 0.3 | N |  |  | Y | Industrial CHP | 7 | B | WH | NG
All Other.WH | other | FALSE | 59409 | Eco Services Corp. | 52064 | Dominguez Plant | CA | Los Angeles | GEN1 | All Other | ST |  | S | 5 | 0.8 | 3.5 | 3.5 | 1 | N |  |  | Y | Industrial CHP | 7 | B | WH | NG
All Other.WH | other | FALSE | 59409 | Eco Services Corp. | 52065 | Houston Plant | TX | Harris | GEN1 | All Other | ST |  | S | 6 | 0.8 | 5.5 | 6.1 | 5 | N |  |  | Y | Industrial CHP | 7 | B | WH
All Other.WH | other | FALSE | 59409 | Eco Services Corp. | 52065 | Houston Plant | TX | Harris | GEN2 | All Other | ST |  | S | 1.5 | 0.8 | 1.5 | 1.5 | 1.2 | N |  |  | Y | Industrial CHP | 7 | B | WH
Conventional Hydroelectric.WAT | hydro | TRUE | 57280 | Eagle Creek Renewable Energy, LLC | 52068 | Great Falls Hydro Project | NJ | Passaic | GEN1 | Conventional Hydroelectric | HY |  | W | 4.1 | 0.9 | 3.3 | 3.3 | 0.3 | N |  |  | N | IPP Non-CHP | 2 | X | WAT
Conventional Hydroelectric.WAT | hydro | TRUE | 57280 | Eagle Creek Renewable Energy, LLC | 52068 | Great Falls Hydro Project | NJ | Passaic | GEN2 | Conventional Hydroelectric | HY |  | W | 4.1 | 0.9 | 3.3 | 3.3 | 0.3 | N |  |  | N | IPP Non-CHP | 2 | X | WAT
Conventional Hydroelectric.WAT | hydro | TRUE | 57280 | Eagle Creek Renewable Energy, LLC | 52068 | Great Falls Hydro Project | NJ | Passaic | GEN3 | Conventional Hydroelectric | HY |  | W | 4.1 | 0.9 | 3.3 | 3.3 | 0.3 | N |  |  | N | IPP Non-CHP | 2 | X | WAT
Natural Gas Steam Turbine.NG | natural gas steam turbine | FALSE | 22218 | U S Army-Radford | 52072 | Radford Army Ammunition Plant | VA | Montgomery | GEN1 | Natural Gas Steam Turbine | ST |  | S | 6 | 0.85 | 5.6 | 5.6 | 2 | N |  |  | Y | Industrial CHP | 7 | T | NG | DFO
Natural Gas Steam Turbine.NG | natural gas steam turbine | FALSE | 22218 | U S Army-Radford | 52072 | Radford Army Ammunition Plant | VA | Montgomery | GEN2 | Natural Gas Steam Turbine | ST |  | S | 6 | 0.85 | 5.6 | 5.6 | 2 | N |  |  | Y | Industrial CHP | 7 | T | NG | DFO
Natural Gas Steam Turbine.NG | natural gas steam turbine | FALSE | 22218 | U S Army-Radford | 52072 | Radford Army Ammunition Plant | VA | Montgomery | GEN3 | Natural Gas Steam Turbine | ST |  | S | 6 | 0.85 | 5.6 | 5.6 | 2 | N |  |  | Y | Industrial CHP | 7 | T | NG | DFO
Natural Gas Fired Combined Cycle.NG | natural gas combined cycle | FALSE | 19524 | University of California-LA | 52073 | UCLA So Campus Cogen Project | CA | Los Angeles | GEN1 | Natural Gas Fired Combined Cycle | CT | CC1 | S | 14.5 | 0.8 | 12.5 | 13.5 | 5 | N |  |  | Y | Commercial CHP | 5 | T | NG | DFO
Natural Gas Fired Combined Cycle.NG | natural gas combined cycle | FALSE | 19524 | University of California-LA | 52073 | UCLA So Campus Cogen Project | CA | Los Angeles | GEN2 | Natural Gas Fired Combined Cycle | CT | CC1 | S | 14.5 | 0.8 | 12.5 | 13.5 | 5 | N |  |  | Y | Commercial CHP | 5 | T | NG | DFO
Natural Gas Fired Combined Cycle.NG | natural gas combined cycle | FALSE | 19524 | University of California-LA | 52073 | UCLA So Campus Cogen Project | CA | Los Angeles | GEN3 | Natural Gas Fired Combined Cycle | CA | CC1 | S | 14 | 0.8 | 11 | 12 | 1 | N |  |  | Y | Commercial CHP | 5 | T | NG
Natural Gas Fired Combustion Turbine.NG | natural gas peaker | FALSE | 54713 | Chevron USA Inc | 52076 | McKittrick Cogen | CA | Kern | UNIT1 | Natural Gas Fired Combustion Turbine | GT |  | S | 6 | 0.9 | 4.8 | 5.5 | 1.5 | N |  |  | Y | Industrial CHP | 7 | T | NG
Natural Gas Fired Combustion Turbine.NG | natural gas peaker | FALSE | 54713 | Chevron USA Inc | 52076 | McKittrick Cogen | CA | Kern | UNIT2 | Natural Gas Fired Combustion Turbine | GT |  | S | 6 | 0.9 | 4.8 | 5.5 | 1.5 | N |  |  | Y | Industrial CHP | 7 | T | NG
Natural Gas Fired Combustion Turbine.NG | natural gas peaker | FALSE | 164 | AERA Energy LLC | 52077 | Lost Hills Cogeneration Plant | CA | Kern | GEN5 | Natural Gas Fired Combustion Turbine | GT |  | S | 3.5 | 0.9 | 2.7 | 3 | 2.5 | N |  |  | Y | Industrial CHP | 7 | T | NG
Natural Gas Fired Combustion Turbine.NG | natural gas peaker | FALSE | 164 | AERA Energy LLC | 52077 | Lost Hills Cogeneration Plant | CA | Kern | GEN6 | Natural Gas Fired Combustion Turbine | GT |  | S | 3.5 | 0.9 | 2.7 | 3 | 2.5 | N |  |  | Y | Industrial CHP | 7 | T | NG
Natural Gas Fired Combustion Turbine.NG | natural gas peaker | FALSE | 54713 | Chevron USA Inc | 52078 | North Midway Cogen | CA | Kern | GEN7 | Natural Gas Fired Combustion Turbine | GT |  | S | 3.5 | 0.9 | 3 | 3.2 | 1.5 | N |  |  | Y | Industrial CHP | 7 | T | NG
Natural Gas Fired Combustion Turbine.NG | natural gas peaker | FALSE | 54713 | Chevron USA Inc | 52078 | North Midway Cogen | CA | Kern | GEN8 | Natural Gas Fired Combustion Turbine | GT |  | S | 3.5 | 0.9 | 3 | 3.2 | 1.5 | N |  |  | Y | Industrial CHP | 7 | T | NG
Natural Gas Fired Combustion Turbine.NG | natural gas peaker | FALSE | 54713 | Chevron USA Inc | 52078 | North Midway Cogen | CA | Kern | GEN9 | Natural Gas Fired Combustion Turbine | GT |  | S | 3.5 | 0.9 | 3 | 3.2 | 1.5 | N |  |  | Y | Industrial CHP | 7 | T | NG
Natural Gas Fired Combustion Turbine.NG | natural gas peaker | FALSE | 54713 | Chevron USA Inc | 52081 | Cymric 31X Cogen | CA | Kern | TG1 | Natural Gas Fired Combustion Turbine | GT |  | S | 3.4 | 0.9 | 2.7 | 2.9 | 1.5 | N |  |  | Y | Industrial CHP | 7 | T | NG
Natural Gas Fired Combustion Turbine.NG | natural gas peaker | FALSE | 54713 | Chevron USA Inc | 52081 | Cymric 31X Cogen | CA | Kern | TG2 | Natural Gas Fired Combustion Turbine | GT |  | S | 3.4 | 0.9 | 2.7 | 2.9 | 1.5 | N |  |  | Y | Industrial CHP | 7 | T | NG
Natural Gas Fired Combustion Turbine.NG | natural gas peaker | FALSE | 54713 | Chevron USA Inc | 52082 | Cymric 6Z Cogen | CA | Kern | TG1 | Natural Gas Fired Combustion Turbine | GT |  | S | 3.4 | 0.9 | 2.7 | 2.9 | 1.5 | N |  |  | Y | Industrial CHP | 7 | T | NG
Natural Gas Fired Combustion Turbine.NG | natural gas peaker | FALSE | 54713 | Chevron USA Inc | 52082 | Cymric 6Z Cogen | CA | Kern | TG2 | Natural Gas Fired Combustion Turbine | GT |  | S | 3.4 | 0.9 | 2.7 | 2.9 | 1.5 | N |  |  | Y | Industrial CHP | 7 | T | NG
Natural Gas Fired Combustion Turbine.NG | natural gas peaker | FALSE | 54713 | Chevron USA Inc | 52083 | Coalinga 6C Cogen | CA | Fresno | TG1 | Natural Gas Fired Combustion Turbine | GT |  | S | 3.4 | 0.9 | 2.7 | 2.9 | 1.5 | N |  |  | Y | Industrial CHP | 7 | T | NG
Natural Gas Fired Combustion Turbine.NG | natural gas peaker | FALSE | 54713 | Chevron USA Inc | 52083 | Coalinga 6C Cogen | CA | Fresno | TG2 | Natural Gas Fired Combustion Turbine | GT |  | S | 3.4 | 0.9 | 2.7 | 2.9 | 1.5 | N |  |  | Y | Industrial CHP | 7 | T | NG
Natural Gas Fired Combustion Turbine.NG | natural gas peaker | FALSE | 54713 | Chevron USA Inc | 52085 | Taft 26C Cogen | CA | Kern | TG1 | Natural Gas Fired Combustion Turbine | GT |  | S | 3.1 | 0.9 | 2.7 | 2.9 | 1.5 | N |  |  | Y | Industrial CHP | 7 | T | NG
Natural Gas Fired Combustion Turbine.NG | natural gas peaker | FALSE | 54713 | Chevron USA Inc | 52085 | Taft 26C Cogen | CA | Kern | TG2 | Natural Gas Fired Combustion Turbine | GT |  | S | 3.1 | 0.9 | 2.7 | 2.9 | 1.5 | N |  |  | Y | Industrial CHP | 7 | T | NG
Natural Gas Fired Combustion Turbine.NG | natural gas peaker | FALSE | 54713 | Chevron USA Inc | 52085 | Taft 26C Cogen | CA | Kern | TG3 | Natural Gas Fired Combustion Turbine | GT |  | S | 3.1 | 0.9 | 2.7 | 2.9 | 1.5 | N |  |  | Y | Industrial CHP | 7 | T | NG
Natural Gas Fired Combustion Turbine.NG | natural gas peaker | FALSE | 54713 | Chevron USA Inc | 52085 | Taft 26C Cogen | CA | Kern | TG4 | Natural Gas Fired Combustion Turbine | GT |  | S | 3.1 | 0.9 | 2.7 | 2.9 | 1.5 | N |  |  | Y | Industrial CHP | 7 | T | NG
Natural Gas Fired Combustion Turbine.NG | natural gas peaker | FALSE | 54713 | Chevron USA Inc | 52086 | Coalinga 25D Cogen | CA | Fresno | TG1 | Natural Gas Fired Combustion Turbine | GT |  | S | 3.4 | 0.9 | 2.7 | 2.9 | 1.5 | N |  |  | Y | Industrial CHP | 7 | T | NG
Natural Gas Fired Combustion Turbine.NG | natural gas peaker | FALSE | 54713 | Chevron USA Inc | 52086 | Coalinga 25D Cogen | CA | Fresno | TG2 | Natural Gas Fired Combustion Turbine | GT |  | S | 3.4 | 0.9 | 2.7 | 2.9 | 1.5 | N |  |  | Y | Industrial CHP | 7 | T | NG
Natural Gas Fired Combustion Turbine.NG | natural gas peaker | FALSE | 54713 | Chevron USA Inc | 52086 | Coalinga 25D Cogen | CA | Fresno | TG3 | Natural Gas Fired Combustion Turbine | GT |  | S | 3.4 | 0.9 | 2.7 | 2.9 | 1.5 | N |  |  | Y | Industrial CHP | 7 | T | NG
Natural Gas Fired Combustion Turbine.NG | natural gas peaker | FALSE | 54713 | Chevron USA Inc | 52086 | Coalinga 25D Cogen | CA | Fresno | TG4 | Natural Gas Fired Combustion Turbine | GT |  | S | 3.4 | 0.9 | 2.7 | 2.9 | 1.5 | N |  |  | Y | Industrial CHP | 7 | T | NG
Natural Gas Fired Combustion Turbine.NG | natural gas peaker | TRUE | 19876 | Virginia Electric & Power Co | 52087 | Elizabeth River Power Station | VA | Chesapeake City | GEN1 | Natural Gas Fired Combustion Turbine | GT |  | S | 129.6 | 0.9 | 116 | 121 | 78 | N |  |  | N | Electric Utility | 1 | X | NG | DFO
Natural Gas Fired Combustion Turbine.NG | natural gas peaker | TRUE | 19876 | Virginia Electric & Power Co | 52087 | Elizabeth River Power Station | VA | Chesapeake City | GEN2 | Natural Gas Fired Combustion Turbine | GT |  | S | 129.6 | 0.9 | 116 | 120 | 78 | N |  |  | N | Electric Utility | 1 | X | NG | DFO
Natural Gas Fired Combustion Turbine.NG | natural gas peaker | TRUE | 19876 | Virginia Electric & Power Co | 52087 | Elizabeth River Power Station | VA | Chesapeake City | GEN3 | Natural Gas Fired Combustion Turbine | GT |  | S | 129.6 | 0.9 | 116 | 124 | 78 | N |  |  | N | Electric Utility | 1 | X | NG | DFO
Natural Gas Fired Combined Cycle.NG | natural gas combined cycle | TRUE | 22652 | Texas City Cogeneration LLC | 52088 | Texas City Power Plant | TX | Galveston | GEN1 | Natural Gas Fired Combined Cycle | CA | CC1 | S | 141 | 0.95 | 139 | 139 | 5 | N |  |  | Y | IPP CHP | 3 | T | NG
Natural Gas Fired Combined Cycle.NG | natural gas combined cycle | TRUE | 22652 | Texas City Cogeneration LLC | 52088 | Texas City Power Plant | TX | Galveston | GEN2 | Natural Gas Fired Combined Cycle | CT | CC1 | S | 103 | 0.95 | 104 | 115 | 65 | N |  |  | Y | IPP CHP | 3 | T | NG
Natural Gas Fired Combined Cycle.NG | natural gas combined cycle | TRUE | 22652 | Texas City Cogeneration LLC | 52088 | Texas City Power Plant | TX | Galveston | GEN3 | Natural Gas Fired Combined Cycle | CT | CC1 | S | 103 | 0.95 | 104 | 115 | 65 | N |  |  | Y | IPP CHP | 3 | T | NG
Natural Gas Fired Combined Cycle.NG | natural gas combined cycle | TRUE | 22652 | Texas City Cogeneration LLC | 52088 | Texas City Power Plant | TX | Galveston | GEN4 | Natural Gas Fired Combined Cycle | CT | CC1 | S | 103 | 0.95 | 104 | 115 | 65 | N |  |  | Y | IPP CHP | 3 | T | NG
Natural Gas Steam Turbine.NG | natural gas steam turbine | FALSE | 57151 | Celanese Acetate LLC | 52089 | Celanese Acetate LLC | VA | Giles | GEN1 | Natural Gas Steam Turbine | ST |  | S | 6 | 0.7 | 6 | 6 | 2 | N |  |  | Y | Industrial CHP | 7 | T | NG | DFO
Natural Gas Steam Turbine.NG | natural gas steam turbine | FALSE | 57151 | Celanese Acetate LLC | 52089 | Celanese Acetate LLC | VA | Giles | GEN2 | Natural Gas Steam Turbine | ST |  | S | 6 | 0.7 | 6 | 6 | 2 | N |  |  | Y | Industrial CHP | 7 | T | NG | DFO
Natural Gas Steam Turbine.NG | natural gas steam turbine | FALSE | 57151 | Celanese Acetate LLC | 52089 | Celanese Acetate LLC | VA | Giles | GEN3 | Natural Gas Steam Turbine | ST |  | S | 6 | 0.7 | 6 | 6 | 2 | N |  |  | Y | Industrial CHP | 7 | T | NG | DFO
Natural Gas Steam Turbine.NG | natural gas steam turbine | FALSE | 57151 | Celanese Acetate LLC | 52089 | Celanese Acetate LLC | VA | Giles | GEN4 | Natural Gas Steam Turbine | ST |  | S | 9.2 | 0.9 | 9.2 | 9.2 | 2 | N |  |  | Y | Industrial CHP | 7 | T | NG | DFO
Petroleum Liquids.DFO | petroleum | TRUE | 13484 | NewYork-Presbyterian Brooklyn Methodist Hospital | 52091 | NewYork-Presbyterian Brooklyn Methodist Hospital | NY | Kings | 01-8N | Petroleum Liquids | IC |  | S | 0.8 | 0.8 | 0.8 | 0.8 | 0.1 | N |  |  | N | IPP Non-CHP | 2 | X | DFO
Petroleum Liquids.DFO | petroleum | TRUE | 13484 | NewYork-Presbyterian Brooklyn Methodist Hospital | 52091 | NewYork-Presbyterian Brooklyn Methodist Hospital | NY | Kings | 02-8P | Petroleum Liquids | IC |  | S | 1 | 1 | 1 | 1 | 0.1 | N |  |  | N | IPP Non-CHP | 2 | X | DFO
Petroleum Liquids.DFO | petroleum | TRUE | 13484 | NewYork-Presbyterian Brooklyn Methodist Hospital | 52091 | NewYork-Presbyterian Brooklyn Methodist Hospital | NY | Kings | 03-8L | Petroleum Liquids | IC |  | S | 1 | 1 | 1 | 1 | 0.1 | N |  |  | N | IPP Non-CHP | 2 | X | DFO
Petroleum Liquids.DFO | petroleum | TRUE | 13484 | NewYork-Presbyterian Brooklyn Methodist Hospital | 52091 | NewYork-Presbyterian Brooklyn Methodist Hospital | NY | Kings | 04-6Z | Petroleum Liquids | IC |  | S | 0.8 | 0.8 | 0.8 | 0.8 | 0.1 | N |  |  | N | IPP Non-CHP | 2 | X | DFO
Petroleum Liquids.DFO | petroleum | TRUE | 13484 | NewYork-Presbyterian Brooklyn Methodist Hospital | 52091 | NewYork-Presbyterian Brooklyn Methodist Hospital | NY | Kings | 05-6Z | Petroleum Liquids | IC |  | S | 0.8 | 0.8 | 0.8 | 0.8 | 0.1 | N |  |  | N | IPP Non-CHP | 2 | X | DFO
Petroleum Liquids.DFO | petroleum | TRUE | 13484 | NewYork-Presbyterian Brooklyn Methodist Hospital | 52091 | NewYork-Presbyterian Brooklyn Methodist Hospital | NY | Kings | CCHEG | Petroleum Liquids | IC |  | S | 1.5 | 0.8 | 1.5 | 1.5 | 0.4 | N |  |  | N | IPP Non-CHP | 2 | X | DFO
Natural Gas Fired Combustion Turbine.NG | natural gas peaker | FALSE | 65145 | Shadow Wolf Energy | 52096 | Berry Placerita Cogen | CA | Los Angeles | GEN1 | Natural Gas Fired Combustion Turbine | GT |  | S | 21.4 | 0.85 | 20 | 20.7 | 5 | N |  |  | Y | Industrial CHP | 7 | T | NG
Natural Gas Fired Combustion Turbine.NG | natural gas peaker | FALSE | 65145 | Shadow Wolf Energy | 52096 | Berry Placerita Cogen | CA | Los Angeles | GEN2 | Natural Gas Fired Combustion Turbine | GT |  | S | 21.4 | 0.85 | 20 | 20.7 | 5 | N |  |  | Y | Industrial CHP | 7 | T | NG
Other Waste Biomass.OBG | biomass | TRUE | 14155 | Orange County Sanitation Dist | 52099 | Plant No 2 Orange County | CA | Orange | GEN1 | Other Waste Biomass | IC |  | S | 3 | 0.8 | 2.7 | 2.7 | 2.2 | N |  |  | Y | Commercial CHP | 5 | T | OBG | NG
Other Waste Biomass.OBG | biomass | TRUE | 14155 | Orange County Sanitation Dist | 52099 | Plant No 2 Orange County | CA | Orange | GEN2 | Other Waste Biomass | IC |  | S | 3 | 0.8 | 2.7 | 2.7 | 2.2 | N |  |  | Y | Commercial CHP | 5 | T | OBG | NG
Other Waste Biomass.OBG | biomass | TRUE | 14155 | Orange County Sanitation Dist | 52099 | Plant No 2 Orange County | CA | Orange | GEN3 | Other Waste Biomass | IC |  | S | 3 | 0.8 | 2.7 | 2.7 | 2.2 | N |  |  | Y | Commercial CHP | 5 | T | OBG | NG
Other Waste Biomass.OBG | biomass | TRUE | 14155 | Orange County Sanitation Dist | 52099 | Plant No 2 Orange County | CA | Orange | GEN4 | Other Waste Biomass | IC |  | S | 3 | 0.8 | 2.7 | 2.7 | 2.2 | N |  |  | Y | Commercial CHP | 5 | T | OBG | NG
Other Waste Biomass.OBG | biomass | TRUE | 14155 | Orange County Sanitation Dist | 52099 | Plant No 2 Orange County | CA | Orange | GEN5 | Other Waste Biomass | IC |  | S | 3 | 0.8 | 2.7 | 2.7 | 2.2 | N |  |  | Y | Commercial CHP | 5 | T | OBG | NG
All Other.OTH | other | FALSE | 14155 | Orange County Sanitation Dist | 52099 | Plant No 2 Orange County | CA | Orange | GEN6 | All Other | ST |  | S | 1 | 0.8 | 0.9 | 0.9 | 0.1 | N |  |  | Y | Commercial CHP | 5 | B | OTH
Natural Gas Fired Combustion Turbine.NG | natural gas peaker | FALSE | 54713 | Chevron USA Inc | 52104 | Cymric 36W Cogen | CA | Kern | GEN1 | Natural Gas Fired Combustion Turbine | GT |  | S | 3.1 | 0.9 | 2.7 | 2.9 | 1.5 | N |  |  | Y | Industrial CHP | 7 | T | NG
Natural Gas Fired Combustion Turbine.NG | natural gas peaker | FALSE | 54713 | Chevron USA Inc | 52104 | Cymric 36W Cogen | CA | Kern | GEN2 | Natural Gas Fired Combustion Turbine | GT |  | S | 3.1 | 0.9 | 2.7 | 2.9 | 1.5 | N |  |  | Y | Industrial CHP | 7 | T | NG
Natural Gas Fired Combustion Turbine.NG | natural gas peaker | FALSE | 54713 | Chevron USA Inc | 52104 | Cymric 36W Cogen | CA | Kern | GEN3 | Natural Gas Fired Combustion Turbine | GT |  | S | 3.1 | 0.9 | 2.7 | 2.9 | 1.5 | N |  |  | Y | Industrial CHP | 7 | T | NG
Natural Gas Fired Combustion Turbine.NG | natural gas peaker | FALSE | 54713 | Chevron USA Inc | 52104 | Cymric 36W Cogen | CA | Kern | GEN4 | Natural Gas Fired Combustion Turbine | GT |  | S | 3.1 | 0.9 | 2.7 | 2.9 | 1.5 | N |  |  | Y | Industrial CHP | 7 | T | NG
Natural Gas Fired Combustion Turbine.NG | natural gas peaker | FALSE | 54713 | Chevron USA Inc | 52107 | Kern River Eastridge Cogen | CA | Kern | 101A | Natural Gas Fired Combustion Turbine | GT |  | S | 24.4 | 0.9 | 20.8 | 21.7 | 12 | N |  |  | Y | Industrial CHP | 7 | T | NG
Natural Gas Fired Combustion Turbine.NG | natural gas peaker | FALSE | 54713 | Chevron USA Inc | 52107 | Kern River Eastridge Cogen | CA | Kern | 101B | Natural Gas Fired Combustion Turbine | GT |  | S | 24.4 | 0.9 | 20.8 | 21.7 | 12 | N |  |  | Y | Industrial CHP | 7 | T | NG
Natural Gas Fired Combined Cycle.NG | natural gas combined cycle | FALSE | 49732 | Chevron Products Company-Richmond | 52109 | Richmond Cogen | CA | Contra Costa | GEN1 | Natural Gas Fired Combined Cycle | CT | CC1 | S | 62.6 | 0.8 | 50 | 52 | 25 | N |  |  | Y | Industrial CHP | 7 | T | NG | OG
Natural Gas Fired Combined Cycle.NG | natural gas combined cycle | FALSE | 49732 | Chevron Products Company-Richmond | 52109 | Richmond Cogen | CA | Contra Costa | GEN2 | Natural Gas Fired Combined Cycle | CT | CC1 | S | 62.6 | 0.8 | 50 | 52 | 25 | N |  |  | Y | Industrial CHP | 7 | T | NG | OG
Natural Gas Fired Combined Cycle.NG | natural gas combined cycle | FALSE | 49732 | Chevron Products Company-Richmond | 52109 | Richmond Cogen | CA | Contra Costa | GEN5 | Natural Gas Fired Combined Cycle | CA | CC1 | S | 30.4 | 0.85 | 30.4 | 30.4 | 1.5 | N |  |  | N | Industrial CHP | 7 | X | NG | OG
All Other.WH | other | FALSE | 49732 | Chevron Products Company-Richmond | 52109 | Richmond Cogen | CA | Contra Costa | GEN6 | All Other | ST |  | S | 17.9 | 0.85 | 17.9 | 17.9 | 1 | N |  |  | N | Industrial CHP | 7 | X | WH
Natural Gas Fired Combustion Turbine.NG | natural gas peaker | FALSE | 59875 | Olin Blue Cube Operations | 52120 | Freeport Energy | TX | Brazoria | G-37 | Natural Gas Fired Combustion Turbine | GT |  | S | 75 | 0.85 | 59.2 | 65.9 | 40 | N |  |  | Y | Industrial CHP | 7 | T | NG
Natural Gas Fired Combined Cycle.NG | natural gas combined cycle | FALSE | 59875 | Olin Blue Cube Operations | 52120 | Freeport Energy | TX | Brazoria | G-61 | Natural Gas Fired Combined Cycle | CT | PLTB | S | 94.5 | 0.85 | 68.3 | 76.1 | 50 | N |  |  | Y | Industrial CHP | 7 | T | NG
Natural Gas Fired Combined Cycle.NG | natural gas combined cycle | FALSE | 59875 | Olin Blue Cube Operations | 52120 | Freeport Energy | TX | Brazoria | G-63 | Natural Gas Fired Combined Cycle | CT | PLTB | S | 94.5 | 0.85 | 68.3 | 80 | 50 | N |  |  | Y | Industrial CHP | 7 | T | NG
Natural Gas Fired Combined Cycle.NG | natural gas combined cycle | FALSE | 59875 | Olin Blue Cube Operations | 52120 | Freeport Energy | TX | Brazoria | G-65 | Natural Gas Fired Combined Cycle | CA | PLTB | S | 111.3 | 0.85 | 95.2 | 95.2 | 30 | N |  |  | Y | Industrial CHP | 7 | T | NG
Natural Gas Fired Combined Cycle.NG | natural gas combined cycle | FALSE | 59875 | Olin Blue Cube Operations | 52120 | Freeport Energy | TX | Brazoria | G-66 | Natural Gas Fired Combined Cycle | CT | PLTB | S | 119 | 0.85 | 95.6 | 106.5 | 45 | N |  |  | Y | Industrial CHP | 7 | T | NG
Natural Gas Fired Combined Cycle.NG | natural gas combined cycle | FALSE | 59875 | Olin Blue Cube Operations | 52120 | Freeport Energy | TX | Brazoria | G-67 | Natural Gas Fired Combined Cycle | CT | PLTB | S | 119 | 0.85 | 95.6 | 106.5 | 45 | N |  |  | Y | Industrial CHP | 7 | T | NG
Natural Gas Fired Combustion Turbine.NG | natural gas peaker | FALSE | 429 | Occidental Permian Ltd | 52122 | Wasson CO2 Removal Plant | TX | Yoakum | GEN1 | Natural Gas Fired Combustion Turbine | GT |  | S | 23.4 | 0.85 | 16.9 | 16.6 | 10 | N |  |  | Y | Industrial CHP | 7 | T | NG
Other Gases.OG | other | FALSE | 64954 | Contango Oil and Gas | 52127 | Elk Basin Gasoline Plant | WY | Park | GEN1 | Other Gases | ST |  | J | 1 | 0.7 | 0.8 | 0.8 | 0.2 | N |  |  | Y | Industrial CHP | 7 | T | OG
Other Gases.OG | other | FALSE | 64954 | Contango Oil and Gas | 52127 | Elk Basin Gasoline Plant | WY | Park | GEN2 | Other Gases | ST |  | J | 1 | 0.7 | 0.8 | 0.8 | 0.2 | N |  |  | Y | Industrial CHP | 7 | T | OG
Other Gases.OG | other | FALSE | 44466 | BP PLC | 52130 | Whiting Refinery | IN | Lake | 31TG | Other Gases | ST |  | S | 12.5 | 0.95 | 11.2 | 11.2 | 5 | N |  |  | Y | Industrial CHP | 7 | T | OG | NG | PUR
Other Gases.OG | other | FALSE | 44466 | BP PLC | 52130 | Whiting Refinery | IN | Lake | 32TG | Other Gases | ST |  | S | 12.5 | 0.95 | 11.2 | 11.2 | 5 | N |  |  | Y | Industrial CHP | 7 | T | OG | NG | PUR
Other Gases.OG | other | FALSE | 44466 | BP PLC | 52130 | Whiting Refinery | IN | Lake | 33TG | Other Gases | ST |  | S | 18.8 | 0.95 | 16.4 | 16.4 | 5 | N |  |  | Y | Industrial CHP | 7 | T | OG | NG | PUR
Other Gases.OG | other | FALSE | 44466 | BP PLC | 52130 | Whiting Refinery | IN | Lake | 34TG | Other Gases | ST |  | S | 10 | 0.95 | 11.8 | 11.8 | 5 | N |  |  | Y | Industrial CHP | 7 | T | OG | NG | PUR
Other Gases.OG | other | FALSE | 44466 | BP PLC | 52130 | Whiting Refinery | IN | Lake | 35TG | Other Gases | ST |  | S | 30 | 0.95 | 38 | 38 | 5 | N |  |  | Y | Industrial CHP | 7 | T | OG | NG | PUR
Natural Gas Fired Combined Cycle.NG | natural gas combined cycle | FALSE | 17566 | South Houston Green Power LLC | 52132 | Power Station 4 | TX | Galveston | GEN1 | Natural Gas Fired Combined Cycle | CT | CC1 | W | 78.2 | 0.85 | 69 | 78 | 50 | N |  |  | Y | Industrial CHP | 7 | T | NG
Natural Gas Fired Combined Cycle.NG | natural gas combined cycle | FALSE | 17566 | South Houston Green Power LLC | 52132 | Power Station 4 | TX | Galveston | GEN2 | Natural Gas Fired Combined Cycle | CT | CC1 | W | 78.2 | 0.85 | 69 | 78 | 50 | N |  |  | Y | Industrial CHP | 7 | T | NG
Natural Gas Fired Combined Cycle.NG | natural gas combined cycle | FALSE | 17566 | South Houston Green Power LLC | 52132 | Power Station 4 | TX | Galveston | GEN3 | Natural Gas Fired Combined Cycle | CA | CC1 | W | 34.7 | 0.85 | 34 | 34 | 34 | N |  |  | Y | Industrial CHP | 7 | T | NG
Other Gases.OG | other | FALSE | 18668 | Tesoro Refining and Marketing Co LLC | 52133 | Tesoro Mandan Cogeneration Plant | ND | Morton | GEN1 | Other Gases | ST |  | S | 2.5 | 0.8 | 2.8 | 2.8 | 0.3 | N |  |  | Y | Industrial CHP | 7 | T | OG | NG | WO
Other Gases.OG | other | FALSE | 18668 | Tesoro Refining and Marketing Co LLC | 52133 | Tesoro Mandan Cogeneration Plant | ND | Morton | GEN2 | Other Gases | ST |  | S | 2.5 | 0.8 | 2.8 | 2.8 | 0.3 | N |  |  | Y | Industrial CHP | 7 | T | OG | NG | WO
Other Waste Biomass.AB | biomass | TRUE | 18668 | Tesoro Refining and Marketing Co LLC | 52133 | Tesoro Mandan Cogeneration Plant | ND | Morton | GEN3 | Other Waste Biomass | ST |  | S | 2.5 | 0.8 | 2.8 | 2.8 | 0.3 | N |  |  | Y | Industrial CHP | 7 | T | AB | NG | WO | RFO
Wood/Wood Waste Biomass.BLQ | biomass | TRUE | 8009 | International Paper Co | 52140 | International Paper Prattville Mill | AL | Autauga | GEN1 | Wood/Wood Waste Biomass | ST |  | S | 40.5 | 0.9 | 37 | 38 | 8 | N |  |  | Y | Industrial CHP | 7 | T | BLQ | NG | WDS | WO | OBG
Wood/Wood Waste Biomass.BLQ | biomass | TRUE | 8009 | International Paper Co | 52140 | International Paper Prattville Mill | AL | Autauga | GEN2 | Wood/Wood Waste Biomass | ST |  | S | 49.3 | 0.85 | 48 | 48 | 10 | N |  |  | Y | Industrial CHP | 7 | T | BLQ | NG | WDS | WO | OBG | BIT
Onshore Wind Turbine.WND | onshore wind | TRUE | 2770 | Terra-Gen Operating Co-Wind | 52142 | Mojave 3/4/5 | CA | Kern | GEN1 | Onshore Wind Turbine | WT |  | S | 75 |  | 67 | 67 | 5.2 | N |  |  | N | IPP Non-CHP | 2 | X | WND
Natural Gas Fired Combustion Turbine.NG | natural gas peaker | FALSE | 3221 | CPKelco U S Inc | 52147 | C P Kelco San Diego Plant | CA | San Diego | GEN1 | Natural Gas Fired Combustion Turbine | GT |  | S | 9.2 | 0.9 | 9.2 | 9.2 | 7 | N |  |  | Y | Industrial CHP | 7 | T | NG
Natural Gas Fired Combustion Turbine.NG | natural gas peaker | FALSE | 3221 | CPKelco U S Inc | 52147 | C P Kelco San Diego Plant | CA | San Diego | GEN2 | Natural Gas Fired Combustion Turbine | GT |  | S | 10 | 0.8 | 9.3 | 9.3 | 7 | N |  |  | Y | Industrial CHP | 7 | T | NG
Natural Gas Fired Combustion Turbine.NG | natural gas peaker | FALSE | 3221 | CPKelco U S Inc | 52147 | C P Kelco San Diego Plant | CA | San Diego | GEN3 | Natural Gas Fired Combustion Turbine | GT |  | S | 10 | 0.8 | 9.3 | 9.3 | 7 | N |  |  | Y | Industrial CHP | 7 | T | NG
Natural Gas Steam Turbine.NG | natural gas steam turbine | FALSE | 12320 | Merck & Co Inc | 52148 | Elkton | VA | Rockingham | GEN1 | Natural Gas Steam Turbine | ST |  | S | 7.2 | 0.8 | 6 | 6 | 0.5 | N |  |  | Y | Industrial CHP | 7 | T | NG | DFO
Natural Gas Internal Combustion Engine.NG | natural gas peaker | FALSE | 12320 | Merck & Co Inc | 52148 | Elkton | VA | Rockingham | GEN4 | Natural Gas Internal Combustion Engine | IC |  | S | 0.3 | 0.8 | 0.3 | 0.3 | 0.1 | N |  |  | N | Industrial CHP | 7 | X | NG
Natural Gas Steam Turbine.NG | natural gas steam turbine | FALSE | 12320 | Merck & Co Inc | 52148 | Elkton | VA | Rockingham | GEN5 | Natural Gas Steam Turbine | ST |  | S | 0.4 | 0.8 | 0.4 | 0.4 | 0.1 | N |  |  | Y | Industrial CHP | 7 | T | NG | DFO
Natural Gas Steam Turbine.NG | natural gas steam turbine | FALSE | 12320 | Merck & Co Inc | 52148 | Elkton | VA | Rockingham | GEN6 | Natural Gas Steam Turbine | ST |  | S | 1.2 | 0.8 | 1.2 | 1.2 | 0.1 | N |  |  | N | Industrial CHP | 7 | X | NG | DFO
Natural Gas Steam Turbine.NG | natural gas steam turbine | FALSE | 12320 | Merck & Co Inc | 52148 | Elkton | VA | Rockingham | GEN7 | Natural Gas Steam Turbine | ST |  | S | 1.2 | 0.8 | 1.2 | 1.2 | 1 | N |  |  | N | Industrial CHP | 7 | X | NG | DFO
Natural Gas Fired Combustion Turbine.NG | natural gas peaker | FALSE | 12303 | Merck & Co Inc-West Point | 52149 | West Point (PA) | PA | Montgomery | COG3 | Natural Gas Fired Combustion Turbine | GT |  | S | 38.4 | 0.85 | 38.5 | 40 | 20 | N |  |  | Y | Industrial CHP | 7 | T | NG
Natural Gas Internal Combustion Engine.NG | natural gas peaker | FALSE | 12303 | Merck & Co Inc-West Point | 52149 | West Point (PA) | PA | Montgomery | GEN14 | Natural Gas Internal Combustion Engine | IC |  | S | 1.5 | 0.8 | 1.5 | 1.5 | 0.8 | N |  |  | N | Industrial CHP | 7 | X | NG
Natural Gas Internal Combustion Engine.NG | natural gas peaker | FALSE | 12303 | Merck & Co Inc-West Point | 52149 | West Point (PA) | PA | Montgomery | GEN15 | Natural Gas Internal Combustion Engine | IC |  | S | 1.3 | 0.8 | 1.1 | 1.3 | 0.8 | N |  |  | N | Industrial CHP | 7 | X | NG
Natural Gas Internal Combustion Engine.NG | natural gas peaker | FALSE | 12303 | Merck & Co Inc-West Point | 52149 | West Point (PA) | PA | Montgomery | GEN16 | Natural Gas Internal Combustion Engine | IC |  | S | 1.3 | 0.8 | 1.1 | 1.3 | 0.8 | N |  |  | N | Industrial CHP | 7 | X | NG
Natural Gas Internal Combustion Engine.NG | natural gas peaker | FALSE | 12303 | Merck & Co Inc-West Point | 52149 | West Point (PA) | PA | Montgomery | GEN17 | Natural Gas Internal Combustion Engine | IC |  | S | 2 | 0.8 | 2 | 2 | 0 | N |  |  | N | Industrial CHP | 7 | X | NG
Natural Gas Fired Combustion Turbine.NG | natural gas peaker | FALSE | 12303 | Merck & Co Inc-West Point | 52149 | West Point (PA) | PA | Montgomery | GEN2 | Natural Gas Fired Combustion Turbine | GT |  | S | 32.3 | 0.9 | 24.5 | 26 | 15 | N |  |  | Y | Industrial CHP | 7 | T | NG
Petroleum Liquids.DFO | petroleum | FALSE | 12303 | Merck & Co Inc-West Point | 52149 | West Point (PA) | PA | Montgomery | GEN3 | Petroleum Liquids | IC |  | S | 2.5 | 0.85 | 2.4 | 2.5 | 1.8 | N |  |  | N | Industrial CHP | 7 | X | DFO
Petroleum Liquids.DFO | petroleum | FALSE | 12303 | Merck & Co Inc-West Point | 52149 | West Point (PA) | PA | Montgomery | GEN5 | Petroleum Liquids | IC |  | S | 1.2 | 0.85 | 1.2 | 1.2 | 0.8 | N |  |  | N | Industrial CHP | 7 | X | DFO
Natural Gas Internal Combustion Engine.NG | natural gas peaker | FALSE | 12303 | Merck & Co Inc-West Point | 52149 | West Point (PA) | PA | Montgomery | GEN8 | Natural Gas Internal Combustion Engine | IC |  | S | 1 | 0.85 | 1 | 1 | 0.8 | N |  |  | N | Industrial CHP | 7 | X | NG
Natural Gas Internal Combustion Engine.NG | natural gas peaker | FALSE | 12303 | Merck & Co Inc-West Point | 52149 | West Point (PA) | PA | Montgomery | GEN9 | Natural Gas Internal Combustion Engine | IC |  | S | 1.3 | 0.85 | 0.9 | 0.9 | 0.8 | N |  |  | N | Industrial CHP | 7 | X | NG
Natural Gas Internal Combustion Engine.NG | natural gas peaker | FALSE | 12303 | Merck & Co Inc-West Point | 52149 | West Point (PA) | PA | Montgomery | GN10 | Natural Gas Internal Combustion Engine | IC |  | S | 1.3 | 0.85 | 0.9 | 0.9 | 0.8 | N |  |  | N | Industrial CHP | 7 | X | NG
Petroleum Liquids.DFO | petroleum | FALSE | 12303 | Merck & Co Inc-West Point | 52149 | West Point (PA) | PA | Montgomery | GN11 | Petroleum Liquids | IC |  | S | 1 | 0.85 | 0.9 | 0.9 | 0.8 | N |  |  | N | Industrial CHP | 7 | X | DFO
Wood/Wood Waste Biomass.BLQ | biomass | TRUE | 9424 | Sylvamo Corporation - Eastover | 52151 | Sylvamo Corporation Eastover Facility | SC | Richland | GEN1 | Wood/Wood Waste Biomass | ST |  | S | 48.4 | 0.85 | 46 | 46 | 30 | N |  |  | Y | Industrial CHP | 7 | T | BLQ | NG | WDS | DFO | TDF
Wood/Wood Waste Biomass.BLQ | biomass | TRUE | 9424 | Sylvamo Corporation - Eastover | 52151 | Sylvamo Corporation Eastover Facility | SC | Richland | GEN2 | Wood/Wood Waste Biomass | ST |  | S | 61.2 | 0.85 | 57 | 57 | 30 | N |  |  | Y | Industrial CHP | 7 | T | BLQ | NG | WDS | DFO | TDF
Natural Gas Fired Combustion Turbine.NG | natural gas peaker | FALSE | 9348 | International Paper | 52152 | International Paper Franklin Mill | VA | Isle of Wight | GE10 | Natural Gas Fired Combustion Turbine | GT |  | S | 46.4 | 0.85 | 38 | 59.5 | 25 | N |  |  | Y | Industrial CHP | 7 | T | NG
Wood/Wood Waste Biomass.BLQ | biomass | TRUE | 9348 | International Paper | 52152 | International Paper Franklin Mill | VA | Isle of Wight | GEN9 | Wood/Wood Waste Biomass | ST |  | S | 36.1 | 0.85 | 36.1 | 36.1 | 5 | N |  |  | Y | Industrial CHP | 7 | T | BLQ | NG
Conventional Hydroelectric.WAT | hydro | TRUE | 11290 | Lacomb Irrigation Dist | 52155 | Lacomb Irrigation District | OR | Linn | GEN1 | Conventional Hydroelectric | HY |  | S | 1 | 0.96 | 1 | 1 | 0.2 | N |  |  | N | IPP Non-CHP | 2 | X | WAT
Geothermal.GEO | geothermal | TRUE | 7160 | Geysers Power Co LLC | 52158 | Aidlin Geothermal Power Plant | CA | Sonoma | GEN1 | Geothermal | ST |  | S | 12.5 | 1 | 9 | 10 | 8 | N |  |  | N | IPP Non-CHP | 2 | X | GEO
Geothermal.GEO | geothermal | TRUE | 7160 | Geysers Power Co LLC | 52158 | Aidlin Geothermal Power Plant | CA | Sonoma | GEN2 | Geothermal | ST |  | S | 12.5 | 1 | 9 | 10 | 8 | N |  |  | N | IPP Non-CHP | 2 | X | GEO
Onshore Wind Turbine.WND | onshore wind | TRUE | 64311 | Wind Wall 1 LLC | 52162 | 85 A | CA | Kern | MON1 | Onshore Wind Turbine | WT |  | S | 21.3 |  | 21.3 | 21.3 | 2 | N |  |  | N | IPP Non-CHP | 2 | X | WND
Onshore Wind Turbine.WND | onshore wind | TRUE | 64311 | Wind Wall 1 LLC | 52163 | 85 B | CA | Kern | MON2 | Onshore Wind Turbine | WT |  | S | 25.2 |  | 25.2 | 25.2 | 2 | N |  |  | N | IPP Non-CHP | 2 | X | WND
Conventional Hydroelectric.WAT | hydro | TRUE | 65466 | Dichotomy Power, LLC | 52166 | Collins Facility | MA | Hampden | 1 | Conventional Hydroelectric | HY |  | S | 0.6 | 0.83 | 0.8 | 0.8 | 0.2 | N |  |  | N | IPP Non-CHP | 2 | X | WAT
Conventional Hydroelectric.WAT | hydro | TRUE | 65466 | Dichotomy Power, LLC | 52166 | Collins Facility | MA | Hampden | 2 | Conventional Hydroelectric | HY |  | S | 0.6 | 0.83 | 0.8 | 0.8 | 0.2 | N |  |  | N | IPP Non-CHP | 2 | X | WAT
Natural Gas Fired Combined Cycle.NG | natural gas combined cycle | FALSE | 24210 | Riverbay Corp | 52168 | Riverbay | NY | Bronx | GEN2 | Natural Gas Fired Combined Cycle | CA | COG1 | S | 16 | 0.8 | 13.8 | 15 | 3 | N |  |  | Y | Commercial CHP | 5 | B | NG | DFO
Natural Gas Fired Combined Cycle.NG | natural gas combined cycle | FALSE | 24210 | Riverbay Corp | 52168 | Riverbay | NY | Bronx | GEN3 | Natural Gas Fired Combined Cycle | CT | COG1 | S | 12.9 | 0.8 | 12.3 | 12.6 | 10.3 | N |  |  | Y | Commercial CHP | 5 | T | NG | DFO
Natural Gas Fired Combined Cycle.NG | natural gas combined cycle | FALSE | 24210 | Riverbay Corp | 52168 | Riverbay | NY | Bronx | GEN4 | Natural Gas Fired Combined Cycle | CT | COG1 | S | 12.9 | 0.8 | 12.3 | 12.6 | 10.3 | N |  |  | Y | Commercial CHP | 5 | T | NG | DFO
Petroleum Liquids.DFO | petroleum | FALSE | 24210 | Riverbay Corp | 52168 | Riverbay | NY | Bronx | U0007 | Petroleum Liquids | IC |  | S | 1.7 | 0.8 | 1.5 | 1.5 | 0.3 | N |  |  | N | Commercial CHP | 5 | X | DFO
Natural Gas Fired Combustion Turbine.NG | natural gas peaker | TRUE | 12687 | Midway-Sunset Cogeneration Co | 52169 | Midway Sunset Cogen | CA | Kern | A | Natural Gas Fired Combustion Turbine | GT |  | J | 78 | 0.9 | 73 | 83 | 50 | N |  |  | Y | IPP CHP | 3 | T | NG
Natural Gas Fired Combustion Turbine.NG | natural gas peaker | TRUE | 12687 | Midway-Sunset Cogeneration Co | 52169 | Midway Sunset Cogen | CA | Kern | B | Natural Gas Fired Combustion Turbine | GT |  | J | 78 | 0.9 | 73 | 83 | 50 | N |  |  | Y | IPP CHP | 3 | T | NG
Natural Gas Fired Combustion Turbine.NG | natural gas peaker | TRUE | 12687 | Midway-Sunset Cogeneration Co | 52169 | Midway Sunset Cogen | CA | Kern | C | Natural Gas Fired Combustion Turbine | GT |  | J | 78 | 0.9 | 73 | 83 | 50 | N |  |  | Y | IPP CHP | 3 | T | NG
Conventional Hydroelectric.WAT | hydro | TRUE | 56838 | KEI (Maine) Power Management (III) LLC | 52171 | Upper Barker | ME | Androscoggin | GEN1 | Conventional Hydroelectric | HY |  | S | 1 | 0.99 | 1 | 1 | 0.2 | N |  |  | N | IPP Non-CHP | 2 | X | WAT
Conventional Hydroelectric.WAT | hydro | TRUE | 42659 | Pennsylvania Renewable Resources | 52173 | Conemaugh Hydro Plant | PA | Westmoreland | GEN1 | Conventional Hydroelectric | HY |  | W | 7.5 | 0.9 | 2 | 4 | 1.1 | N |  |  | N | IPP Non-CHP | 2 | X | WAT
Conventional Hydroelectric.WAT | hydro | TRUE | 42659 | Pennsylvania Renewable Resources | 52173 | Conemaugh Hydro Plant | PA | Westmoreland | GEN2 | Conventional Hydroelectric | HY |  | W | 7.5 | 0.9 | 2 | 4 | 1.1 | N |  |  | N | IPP Non-CHP | 2 | X | WAT
Other Gases.OG | other | FALSE | 7168 | CITGO Petroleum Corp | 52175 | CITGO Refinery Powerhouse | LA | Calcasieu | GEN1 | Other Gases | ST |  | S | 25 | 0.9 | 5.6 | 5.5 | 0 | N |  |  | Y | Industrial CHP | 7 | T | OG | NG
Other Gases.OG | other | FALSE | 7168 | CITGO Petroleum Corp | 52175 | CITGO Refinery Powerhouse | LA | Calcasieu | GEN2 | Other Gases | ST |  | S | 25 | 0.9 | 9.5 | 9 | 3.5 | N |  |  | Y | Industrial CHP | 7 | T | OG | NG
Other Gases.OG | other | FALSE | 7168 | CITGO Petroleum Corp | 52175 | CITGO Refinery Powerhouse | LA | Calcasieu | GEN3 | Other Gases | ST |  | S | 25 | 0.9 | 19.6 | 21.9 | 3.5 | N |  |  | Y | Industrial CHP | 7 | T | OG | NG
Natural Gas Fired Combined Cycle.NG | natural gas combined cycle | TRUE | 15300 | BHER Power Resources, Inc | 52176 | C R Wing Cogen Plant | TX | Howard | GEN1 | Natural Gas Fired Combined Cycle | CT | CC1 | S | 77.5 | 0.85 | 71 | 71 | 45 | N |  |  | Y | IPP CHP | 3 | T | NG
Natural Gas Fired Combined Cycle.NG | natural gas combined cycle | TRUE | 15300 | BHER Power Resources, Inc | 52176 | C R Wing Cogen Plant | TX | Howard | GEN2 | Natural Gas Fired Combined Cycle | CT | CC1 | S | 77.5 | 0.85 | 71 | 71 | 45 | N |  |  | Y | IPP CHP | 3 | T | NG
Natural Gas Fired Combined Cycle.NG | natural gas combined cycle | TRUE | 15300 | BHER Power Resources, Inc | 52176 | C R Wing Cogen Plant | TX | Howard | GEN3 | Natural Gas Fired Combined Cycle | CA | CC1 | S | 75 | 0.85 | 70 | 70 | 40 | N |  |  | Y | IPP CHP | 3 | B | NG
Natural Gas Fired Combustion Turbine.NG | natural gas peaker | FALSE | 18617 | Tesoro Alaska Company LLC | 52184 | Tesoro Kenai Cogeneration Plant | AK | Kenai Peninsula | GEN1 | Natural Gas Fired Combustion Turbine | GT |  | S | 4.3 | 0.8 | 4.2 | 4.7 | 0.4 | N |  |  | Y | Industrial CHP | 7 | T | NG | DFO
Natural Gas Fired Combustion Turbine.NG | natural gas peaker | FALSE | 18617 | Tesoro Alaska Company LLC | 52184 | Tesoro Kenai Cogeneration Plant | AK | Kenai Peninsula | GEN2 | Natural Gas Fired Combustion Turbine | GT |  | S | 4.3 | 0.8 | 4.2 | 4.7 | 0.4 | N |  |  | Y | Industrial CHP | 7 | T | NG | DFO
Natural Gas Fired Combustion Turbine.NG | natural gas peaker | TRUE | 20323 | Wellhead Services, Inc | 52186 | Yuba City Cogen Partners | CA | Sutter | GEN1 | Natural Gas Fired Combustion Turbine | GT |  | S | 49.9 | 0.9 | 49.9 | 49.9 | 42 | N |  |  | Y | IPP CHP | 3 | T | NG
Conventional Hydroelectric.WAT | hydro | TRUE | 57280 | Eagle Creek Renewable Energy, LLC | 52187 | Falls Creek | OR | Linn | GE-1 | Conventional Hydroelectric | HY |  | W | 4.1 | 0.85 | 3.9 | 4.8 | 0.2 | N |  |  | N | IPP Non-CHP | 2 | X | WAT
Natural Gas Fired Combustion Turbine.NG | natural gas peaker | FALSE | 56605 | Delaware City Refining Company LLC | 52193 | Delaware City Plant | DE | New Castle | CT1 | Natural Gas Fired Combustion Turbine | GT |  | S | 92 | 1 | 65 | 72 | 45 | N |  |  | Y | Industrial CHP | 7 | T | NG
Natural Gas Fired Combustion Turbine.NG | natural gas peaker | FALSE | 56605 | Delaware City Refining Company LLC | 52193 | Delaware City Plant | DE | New Castle | CT2 | Natural Gas Fired Combustion Turbine | GT |  | S | 92 | 1 | 65 | 72 | 45 | N |  |  | Y | Industrial CHP | 7 | T | NG
Other Gases.OG | other | FALSE | 56605 | Delaware City Refining Company LLC | 52193 | Delaware City Plant | DE | New Castle | G1 | Other Gases | ST |  | S | 27.5 | 1 | 29.5 | 29.5 | 15 | N |  |  | Y | Industrial CHP | 7 | T | OG | NG
Other Gases.OG | other | FALSE | 56605 | Delaware City Refining Company LLC | 52193 | Delaware City Plant | DE | New Castle | G2 | Other Gases | ST |  | S | 27.5 | 1 | 29.5 | 29.5 | 15 | N |  |  | Y | Industrial CHP | 7 | T | OG | NG
Other Gases.OG | other | FALSE | 56605 | Delaware City Refining Company LLC | 52193 | Delaware City Plant | DE | New Castle | G3 | Other Gases | ST |  | S | 75 | 1 | 66 | 66 | 17 | N |  |  | Y | Industrial CHP | 7 | T | OG | NG
Other Gases.OG | other | FALSE | 56605 | Delaware City Refining Company LLC | 52193 | Delaware City Plant | DE | New Castle | G4 | Other Gases | ST |  | S | 10 | 1 | 10 | 10 | 3 | N |  |  | Y | Industrial CHP | 7 | T | OG | NG
Wood/Wood Waste Biomass.WDS | biomass | TRUE | 17610 | WestRock Southeast, LLC | 54004 | WestRock Southeast, LLC. | GA | Laurens | GEN1 | Wood/Wood Waste Biomass | ST |  | S | 45 | 0.94 | 44 | 44 | 3 | N |  |  | Y | Industrial CHP | 7 | B | WDS | TDF | BIT | SLW | OBS | NG
Natural Gas Fired Combustion Turbine.NG | natural gas peaker | FALSE | 17610 | WestRock Southeast, LLC | 54004 | WestRock Southeast, LLC. | GA | Laurens | GEN2 | Natural Gas Fired Combustion Turbine | GT |  | S | 37.1 | 0.94 | 40 | 42 | 3 | N |  |  | Y | Industrial CHP | 7 | T | NG | DFO
Conventional Hydroelectric.WAT | hydro | TRUE | 12380 | Montana Dept-Natural Res&Consv | 54006 | Broadwater Power Project | MT | Broadwater | GEN1 | Conventional Hydroelectric | HY |  | S | 9.7 | 1 | 9.7 | 9.7 | 1.5 | N |  |  | N | IPP Non-CHP | 2 | X | WAT
Landfill Gas.LFG | natural gas peaker | TRUE | 57224 | MM West Covina Energy LLC | 54015 | MM West Covina | CA | Los Angeles | GEN2 | Landfill Gas | ST |  | S | 6.8 | 0.98 | 5.4 | 5.4 | 5.2 | N |  |  | N | IPP Non-CHP | 2 | X | LFG | NG
Conventional Hydroelectric.WAT | hydro | TRUE | 11295 | Los Angeles County-San Gabriel | 54017 | San Gabriel Hydro Project | CA | Los Angeles | U1 | Conventional Hydroelectric | HY |  | S | 3.9 | 0.9 | 3.7 | 3.6 | 0.8 | N |  |  | N | IPP Non-CHP | 2 | X | WAT
Conventional Hydroelectric.WAT | hydro | TRUE | 11295 | Los Angeles County-San Gabriel | 54017 | San Gabriel Hydro Project | CA | Los Angeles | U2 | Conventional Hydroelectric | HY |  | S | 1.1 | 0.9 | 1.1 | 1 | 0.1 | N |  |  | N | IPP Non-CHP | 2 | X | WAT
Natural Gas Fired Combined Cycle.NG | natural gas combined cycle | TRUE | 6838 | Rensselaer Generating LLC | 54034 | Rensselaer Cogen | NY | Rensselaer | GEN1 | Natural Gas Fired Combined Cycle | CT | G701 | S | 49.2 | 0.85 | 47 | 58 | 45 | N |  |  | N | IPP Non-CHP | 2 | X | NG | DFO
Natural Gas Fired Combined Cycle.NG | natural gas combined cycle | TRUE | 6838 | Rensselaer Generating LLC | 54034 | Rensselaer Cogen | NY | Rensselaer | GEN2 | Natural Gas Fired Combined Cycle | CA | G701 | S | 39 | 0.85 | 33.4 | 30 | 15 | N |  |  | N | IPP Non-CHP | 2 | X | NG | DFO
Geothermal.GEO | geothermal | TRUE | 34691 | Ormat Nevada Inc | 54038 | Geo East Mesa II | CA | Imperial | GEN1 | Geothermal | ST |  | S | 21.6 | 0.9 | 14.4 | 21.6 | 13.5 | N |  |  | N | IPP Non-CHP | 2 | X | GEO
Natural Gas Fired Combined Cycle.NG | natural gas combined cycle | TRUE | 11127 | Lockport Energy Associates LP | 54041 | Lockport Energy Associates LP | NY | Niagara | GEN1 | Natural Gas Fired Combined Cycle | CT | LEA1 | S | 48.7 | 0.85 | 42 | 49.3 | 30 | N |  |  | Y | IPP CHP | 3 | T | NG | DFO
Natural Gas Fired Combined Cycle.NG | natural gas combined cycle | TRUE | 11127 | Lockport Energy Associates LP | 54041 | Lockport Energy Associates LP | NY | Niagara | GEN2 | Natural Gas Fired Combined Cycle | CT | LEA1 | S | 48.7 | 0.85 | 42 | 49.3 | 30 | N |  |  | Y | IPP CHP | 3 | T | NG | DFO
Natural Gas Fired Combined Cycle.NG | natural gas combined cycle | TRUE | 11127 | Lockport Energy Associates LP | 54041 | Lockport Energy Associates LP | NY | Niagara | GEN3 | Natural Gas Fired Combined Cycle | CT | LEA1 | S | 48.7 | 0.85 | 42 | 49.3 | 30 | N |  |  | Y | IPP CHP | 3 | T | NG | DFO
Natural Gas Fired Combined Cycle.NG | natural gas combined cycle | TRUE | 11127 | Lockport Energy Associates LP | 54041 | Lockport Energy Associates LP | NY | Niagara | GEN4 | Natural Gas Fired Combined Cycle | CA | LEA1 | S | 75.2 | 0.98 | 78 | 80 | 14 | N |  |  | Y | IPP CHP | 3 | T | NG | DFO
Natural Gas Fired Combustion Turbine.NG | natural gas peaker | FALSE | 19528 | University of Illinois | 54044 | University of Illinois Cogen Facility | IL | Cook | CT1 | Natural Gas Fired Combustion Turbine | GT |  | S | 7.8 | 0.86 | 6.4 | 7.8 | 0.5 | N |  |  | Y | Commercial CHP | 5 | T | NG
Natural Gas Fired Combustion Turbine.NG | natural gas peaker | FALSE | 19528 | University of Illinois | 54044 | University of Illinois Cogen Facility | IL | Cook | CT2 | Natural Gas Fired Combustion Turbine | GT |  | S | 7.8 | 0.86 | 6.4 | 7.8 | 0.5 | N |  |  | Y | Commercial CHP | 5 | T | NG
Natural Gas Fired Combustion Turbine.NG | natural gas peaker | FALSE | 19528 | University of Illinois | 54044 | University of Illinois Cogen Facility | IL | Cook | CT3 | Natural Gas Fired Combustion Turbine | GT |  | S | 7.8 | 0.86 | 6.4 | 7.8 | 0.5 | N |  |  | Y | Commercial CHP | 5 | T | NG
Natural Gas Internal Combustion Engine.NG | natural gas peaker | FALSE | 19528 | University of Illinois | 54044 | University of Illinois Cogen Facility | IL | Cook | GEN1 | Natural Gas Internal Combustion Engine | IC |  | S | 6.3 | 0.8 | 6.3 | 6.3 | 3 | N |  |  | Y | Commercial CHP | 5 | T | NG | DFO
Natural Gas Internal Combustion Engine.NG | natural gas peaker | FALSE | 19528 | University of Illinois | 54044 | University of Illinois Cogen Facility | IL | Cook | GEN2 | Natural Gas Internal Combustion Engine | IC |  | S | 6.3 | 0.8 | 6.3 | 6.3 | 3 | N |  |  | Y | Commercial CHP | 5 | T | NG | DFO
Natural Gas Internal Combustion Engine.NG | natural gas peaker | FALSE | 19528 | University of Illinois | 54044 | University of Illinois Cogen Facility | IL | Cook | GEN3 | Natural Gas Internal Combustion Engine | IC |  | S | 3.7 | 0.8 | 3.7 | 3.7 | 1 | N |  |  | Y | Commercial CHP | 5 | T | NG
Natural Gas Internal Combustion Engine.NG | natural gas peaker | FALSE | 19528 | University of Illinois | 54044 | University of Illinois Cogen Facility | IL | Cook | GEN4 | Natural Gas Internal Combustion Engine | IC |  | S | 3.7 | 0.8 | 3.7 | 3.7 | 1 | N |  |  | Y | Commercial CHP | 5 | T | NG
Natural Gas Internal Combustion Engine.NG | natural gas peaker | FALSE | 19528 | University of Illinois | 54044 | University of Illinois Cogen Facility | IL | Cook | RE1 | Natural Gas Internal Combustion Engine | IC |  | S | 5.5 | 0.95 | 5.5 | 5.5 | 1 | N |  |  | Y | Commercial CHP | 5 | T | NG
Natural Gas Internal Combustion Engine.NG | natural gas peaker | FALSE | 19528 | University of Illinois | 54044 | University of Illinois Cogen Facility | IL | Cook | RE2 | Natural Gas Internal Combustion Engine | IC |  | S | 5.5 | 0.95 | 5.5 | 5.5 | 1 | N |  |  | Y | Commercial CHP | 5 | T | NG
Natural Gas Internal Combustion Engine.NG | natural gas peaker | FALSE | 19528 | University of Illinois | 54044 | University of Illinois Cogen Facility | IL | Cook | RE3 | Natural Gas Internal Combustion Engine | IC |  | S | 5.5 | 0.95 | 5.5 | 5.5 | 1 | N |  |  | Y | Commercial CHP | 5 | T | NG
Landfill Gas.LFG | natural gas peaker | TRUE | 16073 | Riverview Energy Systems | 54057 | Riverview Energy Systems | MI | Wayne | GEN1 | Landfill Gas | GT |  | S | 3.3 | 0.8 | 2.8 | 3.2 | 1.1 | N |  |  | N | IPP Non-CHP | 2 | X | LFG
Landfill Gas.LFG | natural gas peaker | TRUE | 16073 | Riverview Energy Systems | 54057 | Riverview Energy Systems | MI | Wayne | GEN2 | Landfill Gas | GT |  | S | 3.3 | 0.8 | 2.8 | 3.2 | 1.1 | N |  |  | N | IPP Non-CHP | 2 | X | LFG
Natural Gas Fired Combined Cycle.NG | natural gas combined cycle | TRUE | 9261 | Indeck-Olean Ltd Partnership | 54076 | Indeck Olean Energy Center | NY | Cattaraugus | GEN1 | Natural Gas Fired Combined Cycle | CT | G721 | S | 46 | 0.9 | 34.1 | 43.2 | 29 | N |  |  | Y | IPP CHP | 3 | T | NG | DFO
Natural Gas Fired Combined Cycle.NG | natural gas combined cycle | TRUE | 9261 | Indeck-Olean Ltd Partnership | 54076 | Indeck Olean Energy Center | NY | Cattaraugus | GEN2 | Natural Gas Fired Combined Cycle | CA | G721 | S | 44.6 | 0.9 | 44.6 | 44.6 | 34 | N |  |  | Y | IPP CHP | 3 | T | NG | DFO
Natural Gas Steam Turbine.NG | natural gas steam turbine | TRUE | 61854 | Veolia Energy Operating Service | 54081 | Spruance Operating Services LLC | VA | Richmond City | GEN3 | Natural Gas Steam Turbine | ST |  | W | 57.4 | 0.85 | 42.5 | 42.5 | 5 | N |  |  | Y | IPP CHP | 3 | T | NG
Natural Gas Steam Turbine.NG | natural gas steam turbine | TRUE | 61854 | Veolia Energy Operating Service | 54081 | Spruance Operating Services LLC | VA | Richmond City | GEN4 | Natural Gas Steam Turbine | ST |  | W | 57.4 | 0.85 | 12.5 | 12.5 | 5 | N |  |  | Y | IPP CHP | 3 | T | NG
Natural Gas Steam Turbine.NG | natural gas steam turbine | FALSE | 55738 | Pixelle Androscoggin LLC | 54085 | Androscoggin Mill | ME | Franklin | GEN1 | Natural Gas Steam Turbine | ST |  | S | 25 | 0.9 | 25 | 25 | 9 | N | 3 | 2023 | Y | Industrial CHP | 7 | T | NG | WDS | SLW | WO | BLQ
Natural Gas Steam Turbine.NG | natural gas steam turbine | FALSE | 55738 | Pixelle Androscoggin LLC | 54085 | Androscoggin Mill | ME | Franklin | GEN2 | Natural Gas Steam Turbine | ST |  | S | 25 | 0.9 | 25 | 25 | 9 | N | 3 | 2023 | Y | Industrial CHP | 7 | T | NG | WDS | SLW | WO | BLQ
Natural Gas Steam Turbine.NG | natural gas steam turbine | FALSE | 55738 | Pixelle Androscoggin LLC | 54085 | Androscoggin Mill | ME | Franklin | GEN3 | Natural Gas Steam Turbine | ST |  | S | 30 | 0.9 | 30 | 30 | 8 | N | 3 | 2023 | Y | Industrial CHP | 7 | T | NG | WDS | SLW | WO | BLQ
Wood/Wood Waste Biomass.BLQ | biomass | TRUE | 9390 | International Paper Co-GT Mill | 54087 | International Paper Georgetown Mill | SC | Georgetown | GEN1 | Wood/Wood Waste Biomass | ST |  | S | 25.6 | 0.85 | 25.3 | 25.6 | 10 | N |  |  | Y | Industrial CHP | 7 | T | BLQ | RFO
Wood/Wood Waste Biomass.WDS | biomass | TRUE | 9390 | International Paper Co-GT Mill | 54087 | International Paper Georgetown Mill | SC | Georgetown | GEN2 | Wood/Wood Waste Biomass | ST |  | S | 29.5 | 0.85 | 27.4 | 27.7 | 10 | N |  |  | Y | Industrial CHP | 7 | T | WDS | TDF | NG | RFO | BIT
Wood/Wood Waste Biomass.WDS | biomass | TRUE | 9390 | International Paper Co-GT Mill | 54087 | International Paper Georgetown Mill | SC | Georgetown | GEN3 | Wood/Wood Waste Biomass | ST |  | S | 40.5 | 0.85 | 37.7 | 38.1 | 10 | N |  |  | Y | Industrial CHP | 7 | T | WDS | TDF | NG | RFO | BIT
Wood/Wood Waste Biomass.BLQ | biomass | TRUE | 9312 | IPC-Mansfield Mill | 54091 | Mansfield Mill | LA | DeSoto | GEN1 | Wood/Wood Waste Biomass | ST |  | S | 40 | 0.9 | 24.6 | 27.8 | 10 | N |  |  | Y | Industrial CHP | 7 | T | BLQ | NG | WDS | TDF | WO
Wood/Wood Waste Biomass.BLQ | biomass | TRUE | 9312 | IPC-Mansfield Mill | 54091 | Mansfield Mill | LA | DeSoto | GEN2 | Wood/Wood Waste Biomass | ST |  | S | 40 | 0.9 | 25.6 | 27.7 | 10 | N |  |  | Y | Industrial CHP | 7 | T | BLQ | NG | WDS | TDF | WO
Wood/Wood Waste Biomass.BLQ | biomass | TRUE | 9312 | IPC-Mansfield Mill | 54091 | Mansfield Mill | LA | DeSoto | GEN3 | Wood/Wood Waste Biomass | ST |  | S | 30 | 0.9 | 22.1 | 25 | 10 | N |  |  | Y | Industrial CHP | 7 | T | BLQ | NG | WDS | TDF | WO
Natural Gas Fired Combustion Turbine.NG | natural gas peaker | FALSE | 9312 | IPC-Mansfield Mill | 54091 | Mansfield Mill | LA | DeSoto | GEN5 | Natural Gas Fired Combustion Turbine | GT |  | S | 62 | 0.85 | 45 | 48 | 10 | N |  |  | N | Industrial CHP | 7 | X | NG
Natural Gas Steam Turbine.NG | natural gas steam turbine | FALSE | 9393 | International Paper Co-Riverdl | 54096 | International Paper Riverdale Mill | AL | Dallas | GEN1 | Natural Gas Steam Turbine | ST |  | S | 11.6 | 0.85 | 11.6 | 11.6 | 2 | N |  |  | N | Industrial CHP | 7 | X | NG | BLQ | WDS | DFO
Wood/Wood Waste Biomass.BLQ | biomass | TRUE | 9393 | International Paper Co-Riverdl | 54096 | International Paper Riverdale Mill | AL | Dallas | GEN2 | Wood/Wood Waste Biomass | ST |  | S | 37.4 | 0.85 | 37.4 | 37.4 | 10 | N |  |  | N | Industrial CHP | 7 | X | BLQ | NG | WDS | DFO
Natural Gas Fired Combined Cycle.NG | natural gas combined cycle | FALSE | 9393 | International Paper Co-Riverdl | 54096 | International Paper Riverdale Mill | AL | Dallas | GEN3 | Natural Gas Fired Combined Cycle | CA | CC01 | S | 17 | 1 | 17 | 17 | 2 | N |  |  | N | Industrial CHP | 7 | X | NG | BFG | WDS | DFO
Natural Gas Fired Combined Cycle.NG | natural gas combined cycle | FALSE | 9393 | International Paper Co-Riverdl | 54096 | International Paper Riverdale Mill | AL | Dallas | GEN4 | Natural Gas Fired Combined Cycle | CT | CC01 | S | 38.2 | 0.85 | 38.2 | 38.2 | 17 | N |  |  | Y | Industrial CHP | 7 | T | NG | DFO
Wood/Wood Waste Biomass.BLQ | biomass | TRUE | 61963 | Graphic Packaging International - Texarkana | 54097 | International Paper Texarkana Mill | TX | Cass | GEN1 | Wood/Wood Waste Biomass | ST |  | S | 25 | 0.85 | 25 | 25 | 5 | N |  |  | Y | Industrial CHP | 7 | T | BLQ | NG
Wood/Wood Waste Biomass.BLQ | biomass | TRUE | 61963 | Graphic Packaging International - Texarkana | 54097 | International Paper Texarkana Mill | TX | Cass | GEN2 | Wood/Wood Waste Biomass | ST |  | S | 40 | 0.85 | 40 | 40 | 5 | N |  |  | Y | Industrial CHP | 7 | T | BLQ | OBS | NG | WDS
Wood/Wood Waste Biomass.BLQ | biomass | TRUE | 54738 | Thilmany LLC | 54098 | Kaukauna Paper Mill | WI | Outagamie | GEN1 | Wood/Wood Waste Biomass | ST |  | S | 6 | 0.8 | 6 | 6 | 1 | N |  |  | Y | Industrial CHP | 7 | T | BLQ | NG | WDS | TDF
Wood/Wood Waste Biomass.BLQ | biomass | TRUE | 54738 | Thilmany LLC | 54098 | Kaukauna Paper Mill | WI | Outagamie | GEN2 | Wood/Wood Waste Biomass | ST |  | S | 11 | 0.89 | 11 | 11 | 1 | N |  |  | Y | Industrial CHP | 7 | T | BLQ | NG | WDS | TDF
Wood/Wood Waste Biomass.BLQ | biomass | TRUE | 54738 | Thilmany LLC | 54098 | Kaukauna Paper Mill | WI | Outagamie | GEN3 | Wood/Wood Waste Biomass | ST |  | S | 15.6 | 0.85 | 15.6 | 15.6 | 2 | N |  |  | N | Industrial CHP | 7 | X | BLQ | NG | WDS
Conventional Steam Coal.BIT | hard coal | FALSE | 54738 | Thilmany LLC | 54098 | Kaukauna Paper Mill | WI | Outagamie | GEN4 | Conventional Steam Coal | ST |  | S | 12 | 0.8 | 12 | 12 | 1 | N |  |  | Y | Industrial CHP | 7 | T | BIT | NG | TDF | RFO
Natural Gas Steam Turbine.NG | natural gas steam turbine | FALSE | 9350 | IPC-Ticonderoga | 54099 | Ticonderoga Mill | NY | Essex | GEN1 | Natural Gas Steam Turbine | ST |  | S | 42.1 | 0.9 | 41 | 39 | 2 | N |  |  | Y | Industrial CHP | 7 | B | NG | BLQ | WDS | RFO | OG
Wood/Wood Waste Biomass.BLQ | biomass | TRUE | 9382 | International Paper Co-Vicksbg | 54100 | International Paper Vicksburg Mill | MS | Warren | GEN1 | Wood/Wood Waste Biomass | ST |  | S | 2.5 | 0.8 | 1.5 | 1.5 | 0.5 | N |  |  | Y | Industrial CHP | 7 | T | BLQ | NG | RFO | AB | TDF
Wood/Wood Waste Biomass.BLQ | biomass | TRUE | 9382 | International Paper Co-Vicksbg | 54100 | International Paper Vicksburg Mill | MS | Warren | GEN2 | Wood/Wood Waste Biomass | ST |  | S | 48 | 0.95 | 37 | 37 | 6 | N |  |  | Y | Industrial CHP | 7 | T | BLQ | NG | RFO | AB | TDF
Wood/Wood Waste Biomass.BLQ | biomass | TRUE | 7172 | Georgia-Pacific Cedar Springs LLC | 54101 | Georgia-Pacific Cedar Springs | GA | Early | GEN1 | Wood/Wood Waste Biomass | ST |  | S | 50 | 0.85 | 45 | 50 | 5 | N |  |  | Y | Industrial CHP | 7 | T | BLQ | WDS | BIT | RFO | DFO
Wood/Wood Waste Biomass.BLQ | biomass | TRUE | 7172 | Georgia-Pacific Cedar Springs LLC | 54101 | Georgia-Pacific Cedar Springs | GA | Early | GEN2 | Wood/Wood Waste Biomass | ST |  | S | 51.2 | 0.85 | 45 | 50 | 5 | N |  |  | Y | Industrial CHP | 7 | T | BLQ | WDS | BIT | RFO | DFO
Conventional Hydroelectric.WAT | hydro | FALSE | 5033 | Domtar Industries Inc | 54103 | Port Edwards Mill | WI | Wood | HG1 | Conventional Hydroelectric | HY |  | S | 0.4 | 0.8 | 0.4 | 0.4 | 0.2 | N |  |  | N | Industrial Non-CHP | 6 | X | WAT
Conventional Hydroelectric.WAT | hydro | FALSE | 5033 | Domtar Industries Inc | 54103 | Port Edwards Mill | WI | Wood | HG2 | Conventional Hydroelectric | HY |  | S | 0.4 | 0.8 | 0.4 | 0.4 | 0.2 | N |  |  | N | Industrial Non-CHP | 6 | X | WAT
Conventional Hydroelectric.WAT | hydro | FALSE | 5033 | Domtar Industries Inc | 54103 | Port Edwards Mill | WI | Wood | HG3 | Conventional Hydroelectric | HY |  | S | 0.4 | 0.8 | 0.4 | 0.4 | 0.2 | N |  |  | N | Industrial Non-CHP | 6 | X | WAT
Conventional Hydroelectric.WAT | hydro | FALSE | 5033 | Domtar Industries Inc | 54103 | Port Edwards Mill | WI | Wood | HG4 | Conventional Hydroelectric | HY |  | S | 0.4 | 0.8 | 0.4 | 0.4 | 0.2 | N |  |  | N | Industrial Non-CHP | 6 | X | WAT
Conventional Hydroelectric.WAT | hydro | FALSE | 5033 | Domtar Industries Inc | 54103 | Port Edwards Mill | WI | Wood | HG5 | Conventional Hydroelectric | HY |  | S | 0.8 | 0.8 | 0.8 | 0.7 | 0.4 | N |  |  | N | Industrial Non-CHP | 6 | X | WAT
Conventional Hydroelectric.WAT | hydro | FALSE | 5033 | Domtar Industries Inc | 54103 | Port Edwards Mill | WI | Wood | HG6 | Conventional Hydroelectric | HY |  | S | 0.8 | 0.8 | 0.8 | 0.7 | 0.4 | N |  |  | N | Industrial Non-CHP | 6 | X | WAT
Conventional Hydroelectric.WAT | hydro | FALSE | 5033 | Domtar Industries Inc | 54103 | Port Edwards Mill | WI | Wood | JHG1 | Conventional Hydroelectric | HY |  | S | 1.3 | 1 | 1.2 | 1.2 | 0.6 | N |  |  | N | Industrial Non-CHP | 6 | X | WAT
Conventional Hydroelectric.WAT | hydro | FALSE | 5033 | Domtar Industries Inc | 54103 | Port Edwards Mill | WI | Wood | JHG2 | Conventional Hydroelectric | HY |  | S | 0.6 | 0.8 | 0.6 | 0.6 | 0.3 | N |  |  | N | Industrial Non-CHP | 6 | X | WAT
Conventional Hydroelectric.WAT | hydro | FALSE | 5033 | Domtar Industries Inc | 54103 | Port Edwards Mill | WI | Wood | JHG3 | Conventional Hydroelectric | HY |  | S | 0.6 | 0.8 | 0.6 | 0.6 | 0.3 | N |  |  | N | Industrial Non-CHP | 6 | X | WAT
Conventional Hydroelectric.WAT | hydro | FALSE | 5033 | Domtar Industries Inc | 54103 | Port Edwards Mill | WI | Wood | JHG4 | Conventional Hydroelectric | HY |  | S | 0.4 | 0.8 | 0.4 | 0.4 | 0.2 | N |  |  | N | Industrial Non-CHP | 6 | X | WAT
Conventional Hydroelectric.WAT | hydro | FALSE | 5033 | Domtar Industries Inc | 54103 | Port Edwards Mill | WI | Wood | JHG5 | Conventional Hydroelectric | HY |  | S | 0.6 | 0.8 | 0.6 | 0.6 | 0.3 | N |  |  | N | Industrial Non-CHP | 6 | X | WAT
Wood/Wood Waste Biomass.BLQ | biomass | TRUE | 5262 | Domtar Industries Inc | 54104 | Ashdown | AR | Little River | GEN1 | Wood/Wood Waste Biomass | ST |  | S | 19.5 | 0.9 | 17 | 17 | 5 | N |  |  | Y | Industrial CHP | 7 | T | BLQ | NG | WDS | BIT | RFO | TDF
Wood/Wood Waste Biomass.BLQ | biomass | TRUE | 5262 | Domtar Industries Inc | 54104 | Ashdown | AR | Little River | GEN2 | Wood/Wood Waste Biomass | ST |  | S | 47 | 0.9 | 40 | 40 | 5 | N |  |  | Y | Industrial CHP | 7 | T | BLQ | NG | WDS | BIT | RFO | TDF
Wood/Wood Waste Biomass.BLQ | biomass | TRUE | 5262 | Domtar Industries Inc | 54104 | Ashdown | AR | Little River | GEN3 | Wood/Wood Waste Biomass | ST |  | S | 45 | 0.9 | 33 | 33 | 5 | N |  |  | Y | Industrial CHP | 7 | T | BLQ | NG | WDS | BIT | RFO | TDF
Wood/Wood Waste Biomass.BLQ | biomass | TRUE | 5262 | Domtar Industries Inc | 54104 | Ashdown | AR | Little River | GEN4 | Wood/Wood Waste Biomass | ST |  | S | 45 | 0.9 | 38 | 38 | 5 | N |  |  | Y | Industrial CHP | 7 | T | BLQ | NG | WDS | BIT | RFO | TDF
Geothermal.GEO | geothermal | TRUE | 49748 | ORCAL Geothermal, Inc | 54111 | Second Imperial Geothermal | CA | Imperial | GE13 | Geothermal | BT |  | W | 16 | 0.8 | 12 | 16 | 12 | N |  |  | N | IPP Non-CHP | 2 | X | GEO
Geothermal.GEO | geothermal | TRUE | 49748 | ORCAL Geothermal, Inc | 54111 | Second Imperial Geothermal | CA | Imperial | GEN14 | Geothermal | BT |  | W | 16 | 0.8 | 12 | 16 | 12 | N |  |  | N | IPP Non-CHP | 2 | X | GEO
Geothermal.GEO | geothermal | TRUE | 49748 | ORCAL Geothermal, Inc | 54111 | Second Imperial Geothermal | CA | Imperial | OEC1 | Geothermal | BT |  | W | 26.5 | 0.8 | 17.5 | 26.5 | 5 | N |  |  | N | IPP Non-CHP | 2 | X | GEO
Geothermal.GEO | geothermal | TRUE | 49748 | ORCAL Geothermal, Inc | 54111 | Second Imperial Geothermal | CA | Imperial | OEC2 | Geothermal | BT |  | W | 16 | 0.8 | 10.6 | 16 | 5 | N |  |  | N | IPP Non-CHP | 2 | X | GEO
Natural Gas Fired Combined Cycle.NG | natural gas combined cycle | TRUE | 10349 | KIAC Partners | 54114 | Kennedy International Airport Cogen | NY | Queens | GEN1 | Natural Gas Fired Combined Cycle | CT | CC1 | W | 47.1 | 0.85 | 49.9 | 48.9 | 30 | N |  |  | Y | IPP CHP | 3 | T | NG | DFO
Natural Gas Fired Combined Cycle.NG | natural gas combined cycle | TRUE | 10349 | KIAC Partners | 54114 | Kennedy International Airport Cogen | NY | Queens | GEN2 | Natural Gas Fired Combined Cycle | CT | CC1 | W | 47.1 | 0.85 | 50.8 | 47.9 | 30 | N |  |  | Y | IPP CHP | 3 | T | NG | DFO
Natural Gas Fired Combined Cycle.NG | natural gas combined cycle | TRUE | 10349 | KIAC Partners | 54114 | Kennedy International Airport Cogen | NY | Queens | GEN3 | Natural Gas Fired Combined Cycle | CA | CC1 | W | 27 | 0.85 | 26 | 27.4 | 6 | N |  |  | Y | IPP CHP | 3 | T | NG | DFO
Conventional Hydroelectric.WAT | hydro | TRUE | 56839 | KEI (Maine) Power Management (IV) LLC | 54123 | Mechanic Falls | ME | Androscoggin | GEN1 | Conventional Hydroelectric | HY |  | S | 1 | 0.99 | 1 | 1 | 0.1 | N |  |  | N | IPP Non-CHP | 2 | X | WAT
Conventional Hydroelectric.WAT | hydro | TRUE | 56839 | KEI (Maine) Power Management (IV) LLC | 54123 | Mechanic Falls | ME | Androscoggin | GEN2 | Conventional Hydroelectric | HY |  | S | 0.4 | 0.99 | 0.4 | 0.4 | 0.1 | N |  |  | N | IPP Non-CHP | 2 | X | WAT
Conventional Hydroelectric.WAT | hydro | TRUE | 56837 | KEI (Maine) Power Management (II) LLC | 54124 | Pittsfield Hydro | ME | Somerset | GEN1 | Conventional Hydroelectric | HY |  | S | 0.4 | 0.99 | 0.4 | 0.4 | 0.1 | N |  |  | N | IPP Non-CHP | 2 | X | WAT
Conventional Hydroelectric.WAT | hydro | TRUE | 56837 | KEI (Maine) Power Management (II) LLC | 54124 | Pittsfield Hydro | ME | Somerset | GEN2 | Conventional Hydroelectric | HY |  | S | 0.3 | 0.99 | 0.3 | 0.3 | 0.1 | N |  |  | N | IPP Non-CHP | 2 | X | WAT
Conventional Hydroelectric.WAT | hydro | TRUE | 56837 | KEI (Maine) Power Management (II) LLC | 54124 | Pittsfield Hydro | ME | Somerset | GEN3 | Conventional Hydroelectric | HY |  | S | 0.4 | 0.99 | 0.4 | 0.4 | 0.1 | N |  |  | N | IPP Non-CHP | 2 | X | WAT
Natural Gas Fired Combined Cycle.NG | natural gas combined cycle | TRUE | 50136 | North American Energy Services | 54131 | Fortistar North Tonawanda | NY | Niagara | GEN1 | Natural Gas Fired Combined Cycle | CT | CC1 | W | 48.7 | 0.9 | 37.3 | 44.7 | 30.6 | N |  |  | Y | IPP CHP | 3 | T | NG | DFO
Natural Gas Fired Combined Cycle.NG | natural gas combined cycle | TRUE | 50136 | North American Energy Services | 54131 | Fortistar North Tonawanda | NY | Niagara | GEN2 | Natural Gas Fired Combined Cycle | CA | CC1 | W | 17 | 0.9 | 20 | 20 | 10 | N |  |  | Y | IPP CHP | 3 | T | NG
Batteries.MWH | battery storage | 0 | 7595 | Great Lakes Hydro America LLC | 54134 | Great Lakes Hydro America - ME | ME | Penobscot | BES1 | Batteries | BA |  | S | 10 | 0.95 | 9.4 | 9.4 | 0.1 | N |  |  | N | IPP Non-CHP | 2 | X | MWH
Batteries.MWH | battery storage | 0 | 7595 | Great Lakes Hydro America LLC | 54134 | Great Lakes Hydro America - ME | ME | Penobscot | BES2 | Batteries | BA |  | S | 10 | 0.95 | 9.4 | 9.4 | 0.1 | N |  |  | N | IPP Non-CHP | 2 | X | MWH
Conventional Hydroelectric.WAT | hydro | TRUE | 7595 | Great Lakes Hydro America LLC | 54134 | Great Lakes Hydro America - ME | ME | Penobscot | DOH2 | Conventional Hydroelectric | HY |  | S | 1.3 | 0.9 | 1.3 | 1.3 | 0.2 | N |  |  | N | IPP Non-CHP | 2 | X | WAT
Conventional Hydroelectric.WAT | hydro | TRUE | 7595 | Great Lakes Hydro America LLC | 54134 | Great Lakes Hydro America - ME | ME | Penobscot | DOH3 | Conventional Hydroelectric | HY |  | S | 1.3 | 0.9 | 1.3 | 1.3 | 0.2 | N |  |  | N | IPP Non-CHP | 2 | X | WAT
Conventional Hydroelectric.WAT | hydro | TRUE | 7595 | Great Lakes Hydro America LLC | 54134 | Great Lakes Hydro America - ME | ME | Penobscot | DOH4 | Conventional Hydroelectric | HY |  | S | 1.8 | 0.9 | 1.8 | 1.8 | 0.2 | N |  |  | N | IPP Non-CHP | 2 | X | WAT
Conventional Hydroelectric.WAT | hydro | TRUE | 7595 | Great Lakes Hydro America LLC | 54134 | Great Lakes Hydro America - ME | ME | Penobscot | DOH5 | Conventional Hydroelectric | HY |  | S | 5.3 | 0.9 | 5 | 4.9 | 0.5 | N |  |  | N | IPP Non-CHP | 2 | X | WAT
Conventional Hydroelectric.WAT | hydro | TRUE | 7595 | Great Lakes Hydro America LLC | 54134 | Great Lakes Hydro America - ME | ME | Penobscot | DOH6 | Conventional Hydroelectric | HY |  | S | 4.1 | 0.9 | 3.9 | 3.8 | 0.5 | N |  |  | N | IPP Non-CHP | 2 | X | WAT
Conventional Hydroelectric.WAT | hydro | TRUE | 7595 | Great Lakes Hydro America LLC | 54134 | Great Lakes Hydro America - ME | ME | Penobscot | DOH7 | Conventional Hydroelectric | HY |  | S | 4.1 | 0.9 | 3.9 | 3.8 | 0.5 | N |  |  | N | IPP Non-CHP | 2 | X | WAT
Conventional Hydroelectric.WAT | hydro | TRUE | 7595 | Great Lakes Hydro America LLC | 54134 | Great Lakes Hydro America - ME | ME | Penobscot | DOH8 | Conventional Hydroelectric | HY |  | S | 3 | 0.9 | 3.4 | 3.3 | 0.2 | N |  |  | N | IPP Non-CHP | 2 | X | WAT
Conventional Hydroelectric.WAT | hydro | TRUE | 7595 | Great Lakes Hydro America LLC | 54134 | Great Lakes Hydro America - ME | ME | Penobscot | EMH1 | Conventional Hydroelectric | HY |  | S | 1.6 | 0.9 | 1.5 | 1.5 | 0.2 | N |  |  | N | IPP Non-CHP | 2 | X | WAT
Conventional Hydroelectric.WAT | hydro | TRUE | 7595 | Great Lakes Hydro America LLC | 54134 | Great Lakes Hydro America - ME | ME | Penobscot | EMH2 | Conventional Hydroelectric | HY |  | S | 1.6 | 0.9 | 1.5 | 1.5 | 0.2 | N |  |  | N | IPP Non-CHP | 2 | X | WAT
Conventional Hydroelectric.WAT | hydro | TRUE | 7595 | Great Lakes Hydro America LLC | 54134 | Great Lakes Hydro America - ME | ME | Penobscot | EMH3 | Conventional Hydroelectric | HY |  | S | 1.6 | 0.9 | 1.5 | 1.5 | 0.2 | N |  |  | N | IPP Non-CHP | 2 | X | WAT
Conventional Hydroelectric.WAT | hydro | TRUE | 7595 | Great Lakes Hydro America LLC | 54134 | Great Lakes Hydro America - ME | ME | Penobscot | EMH4 | Conventional Hydroelectric | HY |  | S | 1.6 | 0.9 | 1.5 | 1.5 | 0.2 | N |  |  | N | IPP Non-CHP | 2 | X | WAT
Conventional Hydroelectric.WAT | hydro | TRUE | 7595 | Great Lakes Hydro America LLC | 54134 | Great Lakes Hydro America - ME | ME | Penobscot | EMH5 | Conventional Hydroelectric | HY |  | S | 1.6 | 0.9 | 1.5 | 1.5 | 0.2 | N |  |  | N | IPP Non-CHP | 2 | X | WAT
Conventional Hydroelectric.WAT | hydro | TRUE | 7595 | Great Lakes Hydro America LLC | 54134 | Great Lakes Hydro America - ME | ME | Penobscot | EMH6 | Conventional Hydroelectric | HY |  | S | 1.6 | 0.9 | 1.5 | 1.5 | 0.2 | N |  |  | N | IPP Non-CHP | 2 | X | WAT
Conventional Hydroelectric.WAT | hydro | TRUE | 7595 | Great Lakes Hydro America LLC | 54134 | Great Lakes Hydro America - ME | ME | Penobscot | MCH1 | Conventional Hydroelectric | HY |  | S | 12.2 | 0.9 | 11.6 | 11.2 | 8 | N |  |  | N | IPP Non-CHP | 2 | X | WAT
Conventional Hydroelectric.WAT | hydro | TRUE | 7595 | Great Lakes Hydro America LLC | 54134 | Great Lakes Hydro America - ME | ME | Penobscot | MCH2 | Conventional Hydroelectric | HY |  | S | 12.2 | 0.9 | 11.6 | 11.2 | 8 | N |  |  | N | IPP Non-CHP | 2 | X | WAT
Conventional Hydroelectric.WAT | hydro | TRUE | 7595 | Great Lakes Hydro America LLC | 54134 | Great Lakes Hydro America - ME | ME | Penobscot | MCH3 | Conventional Hydroelectric | HY |  | S | 13.2 | 0.9 | 12.5 | 12.1 | 9 | N |  |  | N | IPP Non-CHP | 2 | X | WAT
Conventional Hydroelectric.WAT | hydro | TRUE | 7595 | Great Lakes Hydro America LLC | 54134 | Great Lakes Hydro America - ME | ME | Penobscot | MIH2 | Conventional Hydroelectric | HY |  | S | 5.5 | 0.9 | 5.3 | 5.8 | 0.5 | N |  |  | N | IPP Non-CHP | 2 | X | WAT
Conventional Hydroelectric.WAT | hydro | TRUE | 7595 | Great Lakes Hydro America LLC | 54134 | Great Lakes Hydro America - ME | ME | Penobscot | MIH3 | Conventional Hydroelectric | HY |  | S | 5.5 | 0.9 | 5.3 | 5.8 | 0.5 | N |  |  | N | IPP Non-CHP | 2 | X | WAT
Conventional Hydroelectric.WAT | hydro | TRUE | 7595 | Great Lakes Hydro America LLC | 54134 | Great Lakes Hydro America - ME | ME | Penobscot | MIH4 | Conventional Hydroelectric | HY |  | S | 5.1 | 0.9 | 5.5 | 5.5 | 0.5 | N |  |  | N | IPP Non-CHP | 2 | X | WAT
Conventional Hydroelectric.WAT | hydro | TRUE | 7595 | Great Lakes Hydro America LLC | 54134 | Great Lakes Hydro America - ME | ME | Penobscot | MIH5 | Conventional Hydroelectric | HY |  | S | 5.1 | 0.9 | 4.9 | 4.7 | 0.5 | N |  |  | N | IPP Non-CHP | 2 | X | WAT
Conventional Hydroelectric.WAT | hydro | TRUE | 7595 | Great Lakes Hydro America LLC | 54134 | Great Lakes Hydro America - ME | ME | Penobscot | MIH6 | Conventional Hydroelectric | HY |  | S | 5.1 | 0.9 | 4.9 | 4.7 | 0.5 | N |  |  | N | IPP Non-CHP | 2 | X | WAT
Conventional Hydroelectric.WAT | hydro | TRUE | 7595 | Great Lakes Hydro America LLC | 54134 | Great Lakes Hydro America - ME | ME | Penobscot | MIH7 | Conventional Hydroelectric | HY |  | S | 4 | 0.9 | 5.5 | 5.5 | 0.5 | N |  |  | N | IPP Non-CHP | 2 | X | WAT
Conventional Hydroelectric.WAT | hydro | TRUE | 7595 | Great Lakes Hydro America LLC | 54134 | Great Lakes Hydro America - ME | ME | Penobscot | MIH8 | Conventional Hydroelectric | HY |  | S | 5.4 | 0.9 | 5.1 | 5 | 0.5 | N |  |  | N | IPP Non-CHP | 2 | X | WAT
Conventional Hydroelectric.WAT | hydro | TRUE | 7595 | Great Lakes Hydro America LLC | 54134 | Great Lakes Hydro America - ME | ME | Penobscot | MIHI | Conventional Hydroelectric | HY |  | S | 5.4 | 0.9 | 5.1 | 5 | 0.5 | N |  |  | N | IPP Non-CHP | 2 | X | WAT
Conventional Hydroelectric.WAT | hydro | TRUE | 7595 | Great Lakes Hydro America LLC | 54134 | Great Lakes Hydro America - ME | ME | Penobscot | NOH1 | Conventional Hydroelectric | HY |  | S | 3.2 | 0.9 | 3 | 2.9 | 0.5 | N |  |  | N | IPP Non-CHP | 2 | X | WAT
Conventional Hydroelectric.WAT | hydro | TRUE | 7595 | Great Lakes Hydro America LLC | 54134 | Great Lakes Hydro America - ME | ME | Penobscot | NOH2 | Conventional Hydroelectric | HY |  | S | 3.2 | 0.9 | 3 | 2.9 | 0.5 | N |  |  | N | IPP Non-CHP | 2 | X | WAT
Conventional Hydroelectric.WAT | hydro | TRUE | 7595 | Great Lakes Hydro America LLC | 54134 | Great Lakes Hydro America - ME | ME | Penobscot | NOH3 | Conventional Hydroelectric | HY |  | S | 3.2 | 0.9 | 3 | 2.9 | 0.5 | N |  |  | N | IPP Non-CHP | 2 | X | WAT
Conventional Hydroelectric.WAT | hydro | TRUE | 7595 | Great Lakes Hydro America LLC | 54134 | Great Lakes Hydro America - ME | ME | Penobscot | WEH1 | Conventional Hydroelectric | HY |  | S | 4.8 | 0.9 | 4.6 | 4.4 | 0.5 | N |  |  | N | IPP Non-CHP | 2 | X | WAT
Conventional Hydroelectric.WAT | hydro | TRUE | 7595 | Great Lakes Hydro America LLC | 54134 | Great Lakes Hydro America - ME | ME | Penobscot | WEH2 | Conventional Hydroelectric | HY |  | S | 4.8 | 0.9 | 4.6 | 4.4 | 0.5 | N |  |  | N | IPP Non-CHP | 2 | X | WAT
Conventional Hydroelectric.WAT | hydro | TRUE | 7595 | Great Lakes Hydro America LLC | 54134 | Great Lakes Hydro America - ME | ME | Penobscot | WEH3 | Conventional Hydroelectric | HY |  | S | 4.8 | 0.9 | 4.6 | 4.4 | 0.5 | N |  |  | N | IPP Non-CHP | 2 | X | WAT
Conventional Hydroelectric.WAT | hydro | TRUE | 7595 | Great Lakes Hydro America LLC | 54134 | Great Lakes Hydro America - ME | ME | Penobscot | WEH4 | Conventional Hydroelectric | HY |  | S | 4.8 | 0.9 | 4.6 | 4.4 | 0.5 | N |  |  | N | IPP Non-CHP | 2 | X | WAT
Conventional Hydroelectric.WAT | hydro | TRUE | 5068 | Denver City & County of | 54142 | Hillcrest Pump Station | CO | Denver | GEN1 | Conventional Hydroelectric | HY |  | S | 2 | 0.9 | 2 | 2 | 0.2 | N |  |  | N | IPP Non-CHP | 2 | X | WAT
Conventional Hydroelectric.WAT | hydro | TRUE | 56597 | Hydro Kennebec LLC | 54148 | Hydro Kennebec Project | ME | Kennebec | GEN1 | Conventional Hydroelectric | HY |  | S | 7.7 | 0.9 | 7.7 | 7.7 | 0.5 | N |  |  | N | IPP Non-CHP | 2 | X | WAT
Conventional Hydroelectric.WAT | hydro | TRUE | 56597 | Hydro Kennebec LLC | 54148 | Hydro Kennebec Project | ME | Kennebec | GEN2 | Conventional Hydroelectric | HY |  | S | 7.7 | 0.9 | 7.7 | 7.7 | 0.5 | N |  |  | N | IPP Non-CHP | 2 | X | WAT
Natural Gas Fired Combustion Turbine.NG | natural gas peaker | TRUE | 13587 | Nissequoque Cogen Partners | 54149 | Stony Brook Cogen Plant | NY | Suffolk | GEN1 | Natural Gas Fired Combustion Turbine | GT |  | S | 47 | 0.85 | 44.5 | 47.1 | 23 | N |  |  | Y | IPP CHP | 3 | T | NG | DFO
Natural Gas Steam Turbine.NG | natural gas steam turbine | FALSE | 9434 | Iowa State University | 54201 | Iowa State University | IA | Story | GEN3 | Natural Gas Steam Turbine | ST |  | S | 13.2 | 0.85 | 13.3 | 13.3 | 2 | N |  |  | Y | Commercial CHP | 5 | T | NG | BIT | DFO
Natural Gas Steam Turbine.NG | natural gas steam turbine | FALSE | 9434 | Iowa State University | 54201 | Iowa State University | IA | Story | GEN5 | Natural Gas Steam Turbine | ST |  | S | 11.5 | 0.85 | 11.5 | 11.5 | 2 | N |  |  | Y | Commercial CHP | 5 | T | NG | BIT | DFO
Natural Gas Steam Turbine.NG | natural gas steam turbine | FALSE | 9434 | Iowa State University | 54201 | Iowa State University | IA | Story | GEN6 | Natural Gas Steam Turbine | ST |  | S | 15.1 | 0.85 | 15.1 | 15.1 | 3 | N |  |  | Y | Commercial CHP | 5 | T | NG | BIT | DFO
Conventional Hydroelectric.WAT | hydro | TRUE | 10963 | Lewiston City of | 54202 | Upper Androscoggin | ME | Androscoggin | 1 | Conventional Hydroelectric | HY |  | S | 0.7 | 0.8 | 0.7 | 0.7 | 0.2 | N |  |  | N | IPP Non-CHP | 2 | X | WAT
Conventional Hydroelectric.WAT | hydro | TRUE | 10963 | Lewiston City of | 54202 | Upper Androscoggin | ME | Androscoggin | 2 | Conventional Hydroelectric | HY |  | S | 0.5 | 0.8 | 0.5 | 0.5 | 0.2 | N |  |  | N | IPP Non-CHP | 2 | X | WAT
Conventional Hydroelectric.WAT | hydro | TRUE | 10963 | Lewiston City of | 54202 | Upper Androscoggin | ME | Androscoggin | 3 | Conventional Hydroelectric | HY |  | S | 0.4 | 0.8 | 0.5 | 0.5 | 0.2 | N |  |  | N | IPP Non-CHP | 2 | X | WAT
Natural Gas Fired Combustion Turbine.NG | natural gas peaker | FALSE | 12704 | Mississippi Baptist Medical | 54203 | Mississippi Baptist Medical Center | MS | Hinds | A | Natural Gas Fired Combustion Turbine | GT |  | S | 4.2 | 0.8 | 4 | 4 | 2 | N |  |  | Y | Commercial CHP | 5 | T | NG
Other Gases.OG | other | FALSE | 56616 | Clevelandcliffs Warren | 54207 | Clevelandcliffs Warren | OH | Trumbull | GEN1 | Other Gases | ST |  | S | 3 | 0.8 | 2.8 | 2.8 | 1 | N |  |  | Y | Industrial CHP | 7 | T | OG | NG
Other Gases.OG | other | FALSE | 56616 | Clevelandcliffs Warren | 54207 | Clevelandcliffs Warren | OH | Trumbull | GEN2 | Other Gases | ST |  | S | 7.5 | 0.8 | 7 | 7.1 | 1 | N |  |  | Y | Industrial CHP | 7 | T | OG | NG
Other Gases.OG | other | FALSE | 56616 | Clevelandcliffs Warren | 54207 | Clevelandcliffs Warren | OH | Trumbull | GEN3 | Other Gases | ST |  | S | 10 | 0.8 | 9.3 | 9.4 | 1 | N |  |  | Y | Industrial CHP | 7 | T | OG | NG
Conventional Steam Coal.SUB | hard coal | FALSE | 491 | American Crystal Sugar Co | 54210 | American Crystal Sugar Hillsboro | ND | Traill | G1 | Conventional Steam Coal | ST |  | S | 13.3 | 0.8 | 13.3 | 13.3 | 0.5 | N |  |  | Y | Industrial CHP | 7 | T | SUB
Conventional Steam Coal.SUB | hard coal | FALSE | 491 | American Crystal Sugar Co | 54211 | American Crystal Sugar Moorhead | MN | Clay | G1 | Conventional Steam Coal | ST |  | S | 3 | 0.8 | 3 | 3 | 0.5 | N |  |  | Y | Industrial CHP | 7 | T | SUB
Conventional Steam Coal.SUB | hard coal | FALSE | 491 | American Crystal Sugar Co | 54211 | American Crystal Sugar Moorhead | MN | Clay | G2 | Conventional Steam Coal | ST |  | S | 2 | 0.8 | 2 | 2 | 0.5 | N |  |  | Y | Industrial CHP | 7 | T | SUB
Conventional Steam Coal.SUB | hard coal | FALSE | 491 | American Crystal Sugar Co | 54212 | American Crystal Sugar Crookston | MN | Polk | G1 | Conventional Steam Coal | ST |  | S | 3.5 | 0.8 | 3.5 | 3.5 | 0.5 | N |  |  | Y | Industrial CHP | 7 | T | SUB
Conventional Steam Coal.SUB | hard coal | FALSE | 491 | American Crystal Sugar Co | 54212 | American Crystal Sugar Crookston | MN | Polk | G2 | Conventional Steam Coal | ST |  | S | 3 | 0.8 | 3 | 3 | 0.5 | N |  |  | Y | Industrial CHP | 7 | T | SUB
Conventional Steam Coal.SUB | hard coal | FALSE | 491 | American Crystal Sugar Co | 54213 | American Crystal Sugar Drayton | ND | Pembina | G1 | Conventional Steam Coal | ST |  | S | 6 | 0.8 | 6 | 6 | 0.5 | N |  |  | Y | Industrial CHP | 7 | T | SUB
Conventional Steam Coal.SUB | hard coal | FALSE | 491 | American Crystal Sugar Co | 54214 | American Crystal Sugar East Grand Forks | MN | Polk | G1 | Conventional Steam Coal | ST |  | S | 2.5 | 0.8 | 2.5 | 2.5 | 0.5 | N |  |  | Y | Industrial CHP | 7 | T | SUB
Conventional Steam Coal.SUB | hard coal | FALSE | 491 | American Crystal Sugar Co | 54214 | American Crystal Sugar East Grand Forks | MN | Polk | G2 | Conventional Steam Coal | ST |  | S | 5 | 0.8 | 5 | 5 | 0.5 | N |  |  | Y | Industrial CHP | 7 | T | SUB
Wood/Wood Waste Biomass.BLQ | biomass | TRUE | 2053 | Bowater Newport Coosa Pines Op | 54216 | U S Alliance Coosa Pines | AL | Talladega | GEN7 | Wood/Wood Waste Biomass | ST |  | S | 25.9 | 0.85 | 24.9 | 24.9 | 4 | N |  |  | Y | Industrial CHP | 7 | T | BLQ | NG
Petroleum Liquids.DFO | petroleum | FALSE | 6738 | Franklin Heating Station | 54224 | Franklin Heating Station | MN | Olmsted | DG10 | Petroleum Liquids | IC |  | S | 3.1 | 0.8 | 3.1 | 3.1 | 0.6 | N |  |  | N | Commercial CHP | 5 | X | DFO
Petroleum Liquids.DFO | petroleum | FALSE | 6738 | Franklin Heating Station | 54224 | Franklin Heating Station | MN | Olmsted | DG4 | Petroleum Liquids | IC |  | S | 2 | 0.8 | 2 | 2 | 0.1 | N |  |  | N | Commercial CHP | 5 | X | DFO
Petroleum Liquids.DFO | petroleum | FALSE | 6738 | Franklin Heating Station | 54224 | Franklin Heating Station | MN | Olmsted | DG5 | Petroleum Liquids | IC |  | S | 2 | 0.8 | 2 | 2 | 0.1 | N |  |  | N | Commercial CHP | 5 | X | DFO
Petroleum Liquids.DFO | petroleum | FALSE | 6738 | Franklin Heating Station | 54224 | Franklin Heating Station | MN | Olmsted | DG8 | Petroleum Liquids | IC |  | S | 3.1 | 0.8 | 3.1 | 3.1 | 0.6 | N |  |  | N | Commercial CHP | 5 | X | DFO
Petroleum Liquids.DFO | petroleum | FALSE | 6738 | Franklin Heating Station | 54224 | Franklin Heating Station | MN | Olmsted | EG1 | Petroleum Liquids | IC |  | S | 2 | 0.8 | 2 | 2 | 0.1 | N |  |  | N | Commercial CHP | 5 | X | DFO
Petroleum Liquids.DFO | petroleum | FALSE | 6738 | Franklin Heating Station | 54224 | Franklin Heating Station | MN | Olmsted | EG2 | Petroleum Liquids | IC |  | S | 2 | 0.8 | 2 | 2 | 0.1 | N |  |  | N | Commercial CHP | 5 | X | DFO
Petroleum Liquids.DFO | petroleum | FALSE | 6738 | Franklin Heating Station | 54224 | Franklin Heating Station | MN | Olmsted | EG3 | Petroleum Liquids | IC |  | S | 2 | 0.8 | 2 | 2 | 0.1 | N |  |  | N | Commercial CHP | 5 | X | DFO
Natural Gas Steam Turbine.NG | natural gas steam turbine | FALSE | 6738 | Franklin Heating Station | 54224 | Franklin Heating Station | MN | Olmsted | GEN1 | Natural Gas Steam Turbine | ST |  | S | 2.5 | 0.8 | 2 | 2 | 0.6 | N |  |  | Y | Commercial CHP | 5 | T | NG | DFO
Natural Gas Steam Turbine.NG | natural gas steam turbine | FALSE | 6738 | Franklin Heating Station | 54224 | Franklin Heating Station | MN | Olmsted | GEN2 | Natural Gas Steam Turbine | ST |  | S | 2.5 | 0.8 | 2 | 2 | 0.6 | N |  |  | Y | Commercial CHP | 5 | T | NG | DFO
Natural Gas Steam Turbine.NG | natural gas steam turbine | FALSE | 6738 | Franklin Heating Station | 54224 | Franklin Heating Station | MN | Olmsted | GEN3 | Natural Gas Steam Turbine | ST |  | S | 6.3 | 0.85 | 6.1 | 6.1 | 1 | N |  |  | Y | Commercial CHP | 5 | T | NG | DFO
All Other.PUR | other | FALSE | 6738 | Franklin Heating Station | 54224 | Franklin Heating Station | MN | Olmsted | GEN6 | All Other | ST |  | S | 6.5 | 0.85 | 2.8 | 2.8 | 0.6 | N |  |  | Y | Commercial CHP | 5 | T | PUR
Natural Gas Fired Combustion Turbine.NG | natural gas peaker | FALSE | 7209 | The Gillette Company | 54225 | Gillette SBMC | MA | Suffolk | CTG3 | Natural Gas Fired Combustion Turbine | GT | 1 | S | 7.2 | 0.95 | 7.2 | 7.2 | 3.8 | N |  |  | Y | Industrial CHP | 7 | T | NG | DFO
Petroleum Liquids.DFO | petroleum | FALSE | 7209 | The Gillette Company | 54225 | Gillette SBMC | MA | Suffolk | DG | Petroleum Liquids | IC |  | S | 0.5 | 0.9 | 0.5 | 0.5 | 0.1 | N |  |  | N | Industrial CHP | 7 | X | DFO
Petroleum Liquids.DFO | petroleum | FALSE | 7209 | The Gillette Company | 54225 | Gillette SBMC | MA | Suffolk | DG2 | Petroleum Liquids | IC |  | S | 0.5 | 0.9 | 0.5 | 0.5 | 0.1 | N |  |  | N | Industrial CHP | 7 | X | DFO
Petroleum Liquids.DFO | petroleum | FALSE | 7209 | The Gillette Company | 54225 | Gillette SBMC | MA | Suffolk | DG3 | Petroleum Liquids | IC |  | S | 1 | 0.9 | 1 | 1 | 0.3 | N |  |  | N | Industrial CHP | 7 | X | DFO
Natural Gas Steam Turbine.NG | natural gas steam turbine | FALSE | 7209 | The Gillette Company | 54225 | Gillette SBMC | MA | Suffolk | TG2 | Natural Gas Steam Turbine | ST | 1 | S | 5 | 0.8 | 5 | 5 | 0.5 | N |  |  | Y | Industrial CHP | 7 | B | NG | DFO
Natural Gas Steam Turbine.NG | natural gas steam turbine | FALSE | 5989 | Erving Paper Mills Inc | 54228 | Erving Paper Mills | MA | Franklin | 2 | Natural Gas Steam Turbine | ST | CC | S | 0.6 | 1 | 0.6 | 0.6 | 0 | N |  |  | Y | Industrial CHP | 7 | T | NG | OTH | DFO
Natural Gas Fired Combustion Turbine.NG | natural gas peaker | FALSE | 5989 | Erving Paper Mills Inc | 54228 | Erving Paper Mills | MA | Franklin | 3 | Natural Gas Fired Combustion Turbine | GT | CC | S | 5.6 | 1 | 5.5 | 6 | 2.8 | N |  |  | Y | Industrial CHP | 7 | T | NG | DFO
Natural Gas Fired Combustion Turbine.NG | natural gas peaker | FALSE | 14928 | Pfizer Inc | 54236 | Pfizer Groton Plant | CT | New London | GT-1 | Natural Gas Fired Combustion Turbine | GT |  | S | 10 | 0.8 | 9.5 | 10.5 | 4.5 | N |  |  | Y | Industrial CHP | 7 | T | NG | DFO
Natural Gas Steam Turbine.NG | natural gas steam turbine | FALSE | 14928 | Pfizer Inc | 54236 | Pfizer Groton Plant | CT | New London | TG 3 | Natural Gas Steam Turbine | ST |  | S | 10 | 0.97 | 10 | 10 | 0.8 | N |  |  | Y | Industrial CHP | 7 | T | NG | DFO
Natural Gas Steam Turbine.NG | natural gas steam turbine | FALSE | 14928 | Pfizer Inc | 54236 | Pfizer Groton Plant | CT | New London | TG 4 | Natural Gas Steam Turbine | ST |  | S | 10 | 0.94 | 5 | 5 | 0.8 | N |  |  | Y | Industrial CHP | 7 | T | NG | DFO
Natural Gas Steam Turbine.NG | natural gas steam turbine | FALSE | 14928 | Pfizer Inc | 54236 | Pfizer Groton Plant | CT | New London | TG5 | Natural Gas Steam Turbine | ST |  | S | 7.5 | 0.8 | 7.5 | 7.5 | 0.5 | N |  |  | Y | Industrial CHP | 7 | T | NG | DFO
Wood/Wood Waste Biomass.WDS | biomass | TRUE | 56652 | DTE Stockton LLC | 54238 | Stockton Biomass | CA | San Joaquin | STG | Wood/Wood Waste Biomass | ST |  | S | 54 | 0.85 | 45 | 45 | 22 | N |  |  | Y | IPP CHP | 3 | T | WDS | NG
Petroleum Liquids.DFO | petroleum | FALSE | 10339 | Kings Bay Naval Base | 54239 | Naval Submarine Base Kings Bay | GA | Camden | 3023 | Petroleum Liquids | IC |  | S | 2.5 | 0.8 | 2.5 | 2.5 | 2.5 | N |  |  | N | Commercial Non-CHP | 4 | X | DFO
Petroleum Liquids.DFO | petroleum | FALSE | 10339 | Kings Bay Naval Base | 54239 | Naval Submarine Base Kings Bay | GA | Camden | 3024 | Petroleum Liquids | IC |  | S | 2.5 | 0.8 | 2.5 | 2.5 | 2.5 | N |  |  | N | Commercial Non-CHP | 4 | X | DFO
Petroleum Liquids.DFO | petroleum | FALSE | 10339 | Kings Bay Naval Base | 54239 | Naval Submarine Base Kings Bay | GA | Camden | 3025 | Petroleum Liquids | IC |  | S | 2.5 | 0.8 | 2.5 | 2.5 | 2.5 | N |  |  | N | Commercial Non-CHP | 4 | X | DFO
Petroleum Liquids.DFO | petroleum | FALSE | 10339 | Kings Bay Naval Base | 54239 | Naval Submarine Base Kings Bay | GA | Camden | 3027 | Petroleum Liquids | IC |  | S | 2.5 | 0.8 | 2.5 | 2.5 | 2.5 | N |  |  | N | Commercial Non-CHP | 4 | X | DFO
Petroleum Liquids.DFO | petroleum | FALSE | 10339 | Kings Bay Naval Base | 54239 | Naval Submarine Base Kings Bay | GA | Camden | 3028 | Petroleum Liquids | IC |  | S | 2.5 | 0.8 | 2.5 | 2.5 | 2.5 | N |  |  | N | Commercial Non-CHP | 4 | X | DFO
Petroleum Liquids.DFO | petroleum | FALSE | 10339 | Kings Bay Naval Base | 54239 | Naval Submarine Base Kings Bay | GA | Camden | 3029 | Petroleum Liquids | IC |  | S | 2.5 | 0.8 | 2.5 | 2.5 | 2.5 | N |  |  | N | Commercial Non-CHP | 4 | X | DFO
Petroleum Liquids.DFO | petroleum | FALSE | 10339 | Kings Bay Naval Base | 54239 | Naval Submarine Base Kings Bay | GA | Camden | 5876 | Petroleum Liquids | IC |  | S | 2.5 | 0.8 | 2.5 | 2.5 | 2.5 | N |  |  | N | Commercial Non-CHP | 4 | X | DFO
Petroleum Liquids.DFO | petroleum | FALSE | 10339 | Kings Bay Naval Base | 54239 | Naval Submarine Base Kings Bay | GA | Camden | 5877 | Petroleum Liquids | IC |  | S | 2.5 | 0.8 | 2.5 | 2.5 | 2.5 | N |  |  | N | Commercial Non-CHP | 4 | X | DFO
Petroleum Liquids.DFO | petroleum | FALSE | 10339 | Kings Bay Naval Base | 54239 | Naval Submarine Base Kings Bay | GA | Camden | 5878 | Petroleum Liquids | IC |  | S | 2.5 | 0.8 | 2.5 | 2.5 | 2.5 | N |  |  | N | Commercial Non-CHP | 4 | X | DFO
Petroleum Liquids.DFO | petroleum | FALSE | 10339 | Kings Bay Naval Base | 54239 | Naval Submarine Base Kings Bay | GA | Camden | 5879 | Petroleum Liquids | IC |  | S | 2.5 | 0.8 | 2.5 | 2.5 | 2.5 | N |  |  | N | Commercial Non-CHP | 4 | X | DFO
Petroleum Liquids.DFO | petroleum | FALSE | 10339 | Kings Bay Naval Base | 54239 | Naval Submarine Base Kings Bay | GA | Camden | 5880 | Petroleum Liquids | IC |  | S | 2.5 | 0.8 | 2.5 | 2.5 | 2.5 | N |  |  | N | Commercial Non-CHP | 4 | X | DFO
Petroleum Liquids.DFO | petroleum | FALSE | 10339 | Kings Bay Naval Base | 54239 | Naval Submarine Base Kings Bay | GA | Camden | 5881 | Petroleum Liquids | IC |  | S | 2.5 | 0.8 | 2.5 | 2.5 | 2.5 | N |  |  | N | Commercial Non-CHP | 4 | X | DFO
Natural Gas Fired Combustion Turbine.NG | natural gas peaker | FALSE | 11233 | Louisiana Tech University | 54240 | Louisiana Tech University Power Plant | LA | Lincoln | TG3 | Natural Gas Fired Combustion Turbine | GT |  | S | 7.5 | 0.8 | 6.4 | 7.4 | 3.6 | N |  |  | Y | Commercial CHP | 5 | T | NG
Conventional Hydroelectric.WAT | hydro | TRUE | 60900 | Smith Creek Hydro, LLC | 54249 | Smith Falls Hydro Project | ID | Boundary | GEN1 | Conventional Hydroelectric | HY |  | S | 18 | 0.9 | 9 | 18 | 4.5 | N |  |  | N | IPP Non-CHP | 2 | X | WAT
Conventional Hydroelectric.WAT | hydro | TRUE | 60900 | Smith Creek Hydro, LLC | 54249 | Smith Falls Hydro Project | ID | Boundary | GEN2 | Conventional Hydroelectric | HY |  | S | 18 | 0.9 | 9 | 18 | 4.5 | N |  |  | N | IPP Non-CHP | 2 | X | WAT
Conventional Hydroelectric.WAT | hydro | TRUE | 60900 | Smith Creek Hydro, LLC | 54249 | Smith Falls Hydro Project | ID | Boundary | GEN3 | Conventional Hydroelectric | HY |  | S | 2.1 | 0.9 | 2.1 | 2.1 | 1 | N |  |  | N | IPP Non-CHP | 2 | X | WAT
Natural Gas Steam Turbine.NG | natural gas steam turbine | FALSE | 13542 | Newman & Co Inc | 54250 | Newman (PA) | PA | Philadelphia | 001 | Natural Gas Steam Turbine | ST |  | S | 1.8 | 0.8 | 1.8 | 1.8 | 1.6 | N |  |  | Y | Industrial CHP | 7 | T | NG | DFO
Conventional Hydroelectric.WAT | hydro | TRUE | 42744 | Deschutes Valley Water District | 54251 | Opal Springs Hydro | OR | Jefferson | 1 | Conventional Hydroelectric | HY |  | S | 4.3 | 1 | 3.3 | 5 | 2 | N |  |  | N | IPP Non-CHP | 2 | X | WAT
Conventional Hydroelectric.WAT | hydro | TRUE | 21944 | Sonoma County Water Agency | 54261 | Warm Springs Hydro Project | CA | Sonoma | 3385 | Conventional Hydroelectric | HY |  | S | 2.7 | 0.9 | 1.2 | 1.2 | 0.4 | N |  |  | N | IPP Non-CHP | 2 | X | WAT
Natural Gas Fired Combustion Turbine.NG | natural gas peaker | FALSE | 17897 | St Mary's Hospital | 54262 | Saint Marys Hospital Power Plant | MN | Olmsted | 1 | Natural Gas Fired Combustion Turbine | GT | CC1 | S | 4.7 | 0.8 | 4.5 | 4.5 | 1.5 | N |  |  | Y | Commercial CHP | 5 | T | NG
Natural Gas Steam Turbine.NG | natural gas steam turbine | FALSE | 17897 | St Mary's Hospital | 54262 | Saint Marys Hospital Power Plant | MN | Olmsted | 4 | Natural Gas Steam Turbine | ST | CC1 | S | 3 | 0.8 | 2.7 | 2.7 | 0.3 | N |  |  | Y | Commercial CHP | 5 | B | NG | DFO
Petroleum Liquids.DFO | petroleum | FALSE | 17897 | St Mary's Hospital | 54262 | Saint Marys Hospital Power Plant | MN | Olmsted | 5 | Petroleum Liquids | IC |  | S | 2.5 | 0.8 | 2.5 | 2.5 | 0.3 | N |  |  | N | Commercial CHP | 5 | X | DFO
Petroleum Liquids.DFO | petroleum | FALSE | 17897 | St Mary's Hospital | 54262 | Saint Marys Hospital Power Plant | MN | Olmsted | 6B | Petroleum Liquids | IC |  | S | 3.3 | 0.8 | 3.3 | 3.3 | 0.3 | N |  |  | N | Commercial CHP | 5 | X | DFO
Petroleum Liquids.DFO | petroleum | FALSE | 17897 | St Mary's Hospital | 54262 | Saint Marys Hospital Power Plant | MN | Olmsted | 7 | Petroleum Liquids | IC |  | S | 2.8 | 0.8 | 2.8 | 2.8 | 0.3 | N |  |  | N | Commercial CHP | 5 | X | DFO
Conventional Hydroelectric.WAT | hydro | TRUE | 57280 | Eagle Creek Renewable Energy, LLC | 54267 | Koma Kulshan | WA | Whatcom | GEN1 | Conventional Hydroelectric | HY |  | W | 12 | 1 | 12.4 | 12.4 | 0.3 | N |  |  | N | IPP Non-CHP | 2 | X | WAT
Natural Gas Fired Combustion Turbine.NG | natural gas peaker | FALSE | 64469 | HF Sinclair Corporation | 54268 | HF Sinclair Puget Sound Refining | WA | Skagit | GTG1 | Natural Gas Fired Combustion Turbine | GT | CC1 | S | 46.6 | 0.9 | 40 | 46 | 35 | N |  |  | Y | Industrial CHP | 7 | T | NG | OG
Natural Gas Fired Combustion Turbine.NG | natural gas peaker | FALSE | 64469 | HF Sinclair Corporation | 54268 | HF Sinclair Puget Sound Refining | WA | Skagit | GTG2 | Natural Gas Fired Combustion Turbine | GT | CC1 | S | 46.6 | 0.9 | 40 | 46 | 35 | N |  |  | Y | Industrial CHP | 7 | T | NG | OG
Natural Gas Fired Combustion Turbine.NG | natural gas peaker | FALSE | 64469 | HF Sinclair Corporation | 54268 | HF Sinclair Puget Sound Refining | WA | Skagit | GTG3 | Natural Gas Fired Combustion Turbine | GT | CC1 | S | 46.6 | 0.9 | 40 | 46 | 35 | N |  |  | Y | Industrial CHP | 7 | T | NG | OG
Natural Gas Fired Combined Cycle.NG | natural gas combined cycle | TRUE | 16553 | Saguaro Power Co | 54271 | Saguaro Power | NV | Clark | CTG1 | Natural Gas Fired Combined Cycle | CT | CC1 | W | 45.1 | 0.85 | 36 | 38 | 33 | N | 12 | 2032 | Y | IPP CHP | 3 | T | NG | DFO
Natural Gas Fired Combined Cycle.NG | natural gas combined cycle | TRUE | 16553 | Saguaro Power Co | 54271 | Saguaro Power | NV | Clark | CTG2 | Natural Gas Fired Combined Cycle | CT | CC1 | W | 45.1 | 0.85 | 36 | 38 | 33 | N | 12 | 2032 | Y | IPP CHP | 3 | T | NG | DFO
Natural Gas Fired Combined Cycle.NG | natural gas combined cycle | TRUE | 16553 | Saguaro Power Co | 54271 | Saguaro Power | NV | Clark | STG | Natural Gas Fired Combined Cycle | CA | CC1 | W | 37 | 0.85 | 29 | 29 | 22 | N | 12 | 2032 | Y | IPP CHP | 3 | B | NG
Petroleum Liquids.DFO | petroleum | FALSE | 19541 | University of North Carolina | 54276 | Univ of NC Chapel Hill Cogen Facility | NC | Orange | ES001 | Petroleum Liquids | IC |  | S | 2 | 0.8 | 1.8 | 2 | 0.5 | N |  |  | N | Commercial CHP | 5 | X | DFO
Petroleum Liquids.DFO | petroleum | FALSE | 19541 | University of North Carolina | 54276 | Univ of NC Chapel Hill Cogen Facility | NC | Orange | ES002 | Petroleum Liquids | IC |  | S | 2 | 0.8 | 1.8 | 2 | 0.5 | N |  |  | N | Commercial CHP | 5 | X | DFO
Natural Gas Steam Turbine.NG | natural gas steam turbine | FALSE | 19541 | University of North Carolina | 54276 | Univ of NC Chapel Hill Cogen Facility | NC | Orange | TG3 | Natural Gas Steam Turbine | ST |  | S | 28 | 0.85 | 28.7 | 28.7 | 7 | N |  |  | Y | Commercial CHP | 5 | T | NG | BIT | DFO
Wood/Wood Waste Biomass.BLQ | biomass | TRUE | 9394 | Interstate Paper LLC | 54281 | Interstate Paper LLC Riceboro | GA | Liberty | 577A | Wood/Wood Waste Biomass | ST |  | S | 14.5 | 0.97 | 14.5 | 14.5 | 2 | N |  |  | Y | Industrial CHP | 7 | T | BLQ | WDS | NG | RFO | TDF | SLW
Conventional Hydroelectric.WAT | hydro | TRUE | 31518 | City of Fort Smith | 54283 | Lee Creek Water Treatment Facility | AR | Crawford | 0209 | Conventional Hydroelectric | HY |  | S | 1.3 | 1 | 1.3 | 1.3 | 0.5 | N |  |  | N | IPP Non-CHP | 2 | X | WAT
Conventional Hydroelectric.WAT | hydro | TRUE | 8248 | Hastings Lock & Dam | 54285 | Hastings City Hydroelectric | MN | Dakota | 1 | Conventional Hydroelectric | HY |  | S | 2.2 | 0.9 | 2 | 2 | 0.2 | N |  |  | N | IPP Non-CHP | 2 | X | WAT
Conventional Hydroelectric.WAT | hydro | TRUE | 8248 | Hastings Lock & Dam | 54285 | Hastings City Hydroelectric | MN | Dakota | 2 | Conventional Hydroelectric | HY |  | S | 2.2 | 0.9 | 2 | 2 | 0.2 | N |  |  | N | IPP Non-CHP | 2 | X | WAT
Petroleum Liquids.DFO | petroleum | FALSE | 61186 | DCII-250 Williams Street NW, LLC | 54290 | Inforum | GA | Fulton | BUG1 | Petroleum Liquids | IC |  | S | 1.3 | 0.8 | 1.3 | 1.3 | 0 | N |  |  | N | Commercial Non-CHP | 4 | X | DFO
Petroleum Liquids.DFO | petroleum | FALSE | 18981 | Thomson Corp | 54294 | West Group Data Center | MN | Dakota | 1 | Petroleum Liquids | IC |  | S | 2 | 0.8 | 0.6 | 0.4 | 0 | N |  |  | N | Commercial Non-CHP | 4 | X | DFO
Petroleum Liquids.DFO | petroleum | FALSE | 18981 | Thomson Corp | 54294 | West Group Data Center | MN | Dakota | 2 | Petroleum Liquids | IC |  | S | 2 | 0.8 | 0.6 | 0.4 | 0 | N |  |  | N | Commercial Non-CHP | 4 | X | DFO
Petroleum Liquids.DFO | petroleum | FALSE | 18981 | Thomson Corp | 54294 | West Group Data Center | MN | Dakota | 3 | Petroleum Liquids | IC |  | S | 2 | 0.8 | 0.6 | 0.4 | 0 | N |  |  | N | Commercial Non-CHP | 4 | X | DFO
Petroleum Liquids.DFO | petroleum | FALSE | 18981 | Thomson Corp | 54294 | West Group Data Center | MN | Dakota | 4 | Petroleum Liquids | IC |  | S | 2 | 0.8 | 0.6 | 0.4 | 0 | N |  |  | N | Commercial Non-CHP | 4 | X | DFO
Batteries.MWH | battery storage | 0 | 1752 | Biola University | 54296 | Biola University Hybrid | CA | Los Angeles | BATT | Batteries | BA |  | S | 0.3 | 1 | 0.3 | 0.3 | 0 | N |  |  | N | Commercial CHP | 5 | X | MWH
Natural Gas Internal Combustion Engine.NG | natural gas peaker | FALSE | 1752 | Biola University | 54296 | Biola University Hybrid | CA | Los Angeles | EG-2H | Natural Gas Internal Combustion Engine | IC |  | S | 1.5 | 0.8 | 1.5 | 1.5 | 1.5 | N |  |  | Y | Commercial CHP | 5 | T | NG
Natural Gas Internal Combustion Engine.NG | natural gas peaker | FALSE | 1752 | Biola University | 54296 | Biola University Hybrid | CA | Los Angeles | EG3 | Natural Gas Internal Combustion Engine | IC |  | S | 1 | 0.9 | 1 | 1 | 0.8 | N |  |  | Y | Commercial CHP | 5 | T | NG
Onshore Wind Turbine.WND | onshore wind | TRUE | 64260 | Nextera Energy Resources | 54298 | Coram Energy LLC (ECT) | CA | Kern | GEWE | Onshore Wind Turbine | WT |  | W | 7.5 |  | 7.5 | 7.5 | 1 | N |  |  | N | IPP Non-CHP | 2 | X | WND
Onshore Wind Turbine.WND | onshore wind | TRUE | 64260 | Nextera Energy Resources | 54299 | Coram Energy LLC | CA | Kern | GEWE | Onshore Wind Turbine | WT |  | W | 3 |  | 3 | 3 | 1 | N |  |  | N | IPP Non-CHP | 2 | X | WND
Onshore Wind Turbine.WND | onshore wind | TRUE | 64260 | Nextera Energy Resources | 54300 | CTV Power Purchase Contract Trust | CA | Kern | GEWE | Onshore Wind Turbine | WT |  | W | 4.5 |  | 4.5 | 4.5 | 1 | N |  |  | N | IPP Non-CHP | 2 | X | WND
Onshore Wind Turbine.WND | onshore wind | TRUE | 64260 | Nextera Energy Resources | 54300 | CTV Power Purchase Contract Trust | CA | Kern | SX1S | Onshore Wind Turbine | WT |  | J | 0.1 |  | 0.1 | 0.1 | 0.1 | N |  |  | N | IPP Non-CHP | 2 | X | WND
Conventional Hydroelectric.WAT | hydro | TRUE | 12382 | Metropolitan Dist of Hartford | 54302 | Goodwin Hydroelectric | CT | Hartford | G1 | Conventional Hydroelectric | HY |  | S | 1.6 | 0.9 | 1.5 | 1.5 | 0.6 | N |  |  | N | IPP Non-CHP | 2 | X | WAT
Conventional Hydroelectric.WAT | hydro | TRUE | 12382 | Metropolitan Dist of Hartford | 54302 | Goodwin Hydroelectric | CT | Hartford | G2 | Conventional Hydroelectric | HY |  | S | 1.6 | 0.9 | 1.5 | 1.5 | 0.6 | N |  |  | N | IPP Non-CHP | 2 | X | WAT
Petroleum Liquids.DFO | petroleum | FALSE | 20523 | Westward Seafoods Inc | 54305 | Westward Seafoods | AK | Aleutians West | 2 | Petroleum Liquids | IC |  | S | 2.2 | 0.8 | 2.2 | 2.2 | 1 | N |  |  | Y | Industrial CHP | 7 | T | DFO
Petroleum Liquids.DFO | petroleum | FALSE | 20523 | Westward Seafoods Inc | 54305 | Westward Seafoods | AK | Aleutians West | 3 | Petroleum Liquids | IC |  | S | 2.2 | 0.8 | 2.2 | 2.2 | 1 | N |  |  | Y | Industrial CHP | 7 | T | DFO
Petroleum Liquids.DFO | petroleum | FALSE | 20523 | Westward Seafoods Inc | 54305 | Westward Seafoods | AK | Aleutians West | 4 | Petroleum Liquids | IC |  | S | 2.2 | 0.8 | 2.2 | 2.2 | 1 | N |  |  | Y | Industrial CHP | 7 | T | DFO
Conventional Hydroelectric.WAT | hydro | TRUE | 8365 | Hazelton/Wilson Joint Venture | 54306 | Wilson Lake Hydroelectric Project | ID | Jerome | 1 | Conventional Hydroelectric | HY |  | S | 4.2 | 0.9 | 4.2 | 4.2 | 1.6 | N |  |  | N | IPP Non-CHP | 2 | X | WAT
Conventional Hydroelectric.WAT | hydro | TRUE | 8365 | Hazelton/Wilson Joint Venture | 54306 | Wilson Lake Hydroelectric Project | ID | Jerome | 2 | Conventional Hydroelectric | HY |  | S | 4.2 | 0.9 | 4.2 | 4.2 | 1.6 | N |  |  | N | IPP Non-CHP | 2 | X | WAT
Conventional Hydroelectric.WAT | hydro | TRUE | 54722 | Grizzly Mountain Ranch | 54308 | Three Forks Water Power Project | CA | Trinity | 1 | Conventional Hydroelectric | HY |  | S | 1.3 | 0.8 | 1.2 | 1.2 | 0.1 | N |  |  | N | IPP Non-CHP | 2 | X | WAT
Natural Gas Fired Combustion Turbine.NG | natural gas peaker | FALSE | 772 | Archer Daniels Midland Co | 54316 | Archer Daniels Midland Southport | NC | Brunswick | GEN1 | Natural Gas Fired Combustion Turbine | GT |  | S | 18 | 0.85 | 15 | 18 | 5 | N |  |  | Y | Industrial CHP | 7 | T | NG | DFO
Natural Gas Fired Combustion Turbine.NG | natural gas peaker | FALSE | 772 | Archer Daniels Midland Co | 54316 | Archer Daniels Midland Southport | NC | Brunswick | GEN2 | Natural Gas Fired Combustion Turbine | GT |  | S | 17.5 | 0.85 | 15 | 17.5 | 5 | N |  |  | Y | Industrial CHP | 7 | T | NG | DFO
Natural Gas Fired Combustion Turbine.NG | natural gas peaker | FALSE | 772 | Archer Daniels Midland Co | 54316 | Archer Daniels Midland Southport | NC | Brunswick | GEN3 | Natural Gas Fired Combustion Turbine | GT |  | S | 17 | 0.85 | 15 | 17 | 5 | N |  |  | Y | Industrial CHP | 7 | T | NG | DFO
Conventional Steam Coal.BIT | hard coal | FALSE | 7067 | Tata Chemicals Partners | 54318 | General Chemical | WY | Sweetwater | TG1 | Conventional Steam Coal | ST |  | S | 15 | 0.85 | 15 | 15 | 2 | N |  |  | Y | Industrial CHP | 7 | T | BIT | NG
Conventional Steam Coal.BIT | hard coal | FALSE | 7067 | Tata Chemicals Partners | 54318 | General Chemical | WY | Sweetwater | TG2 | Conventional Steam Coal | ST |  | S | 15 | 0.85 | 15 | 15 | 2 | N |  |  | Y | Industrial CHP | 7 | T | BIT | NG
Natural Gas Fired Combustion Turbine.NG | natural gas peaker | FALSE | 7375 | Goodyear Tire & Rubber Co | 54321 | Goodyear Beaumont Chemical Plant | TX | Jefferson | 2N80 | Natural Gas Fired Combustion Turbine | GT |  | S | 5 | 0.9 | 4 | 4.5 | 2 | N |  |  | Y | Industrial CHP | 7 | T | NG
Natural Gas Steam Turbine.NG | natural gas steam turbine | FALSE | 7375 | Goodyear Tire & Rubber Co | 54321 | Goodyear Beaumont Chemical Plant | TX | Jefferson | 3N80 | Natural Gas Steam Turbine | ST |  | S | 14.8 | 0.9 | 13 | 13.5 | 5 | N |  |  | Y | Industrial CHP | 7 | T | NG | WO
Natural Gas Fired Combustion Turbine.NG | natural gas peaker | FALSE | 7375 | Goodyear Tire & Rubber Co | 54321 | Goodyear Beaumont Chemical Plant | TX | Jefferson | N802 | Natural Gas Fired Combustion Turbine | GT |  | S | 5 | 0.9 | 4 | 4.5 | 2 | N |  |  | Y | Industrial CHP | 7 | T | NG
Natural Gas Fired Combustion Turbine.NG | natural gas peaker | FALSE | 7375 | Goodyear Tire & Rubber Co | 54321 | Goodyear Beaumont Chemical Plant | TX | Jefferson | N803 | Natural Gas Fired Combustion Turbine | GT |  | S | 5 | 0.9 | 4 | 4.5 | 2 | N |  |  | Y | Industrial CHP | 7 | T | NG
Natural Gas Fired Combustion Turbine.NG | natural gas peaker | FALSE | 7375 | Goodyear Tire & Rubber Co | 54321 | Goodyear Beaumont Chemical Plant | TX | Jefferson | N804 | Natural Gas Fired Combustion Turbine | GT |  | S | 5 | 0.9 | 4 | 4.5 | 2 | N |  |  | Y | Industrial CHP | 7 | T | NG
Conventional Hydroelectric.WAT | hydro | FALSE | 55810 | Augusta Canal Authority | 54322 | Sibley Mill | GA | Richmond | 2 | Conventional Hydroelectric | HY |  | S | 0.6 | 0.9 | 0.6 | 0.6 | 0.4 | N |  |  | N | Industrial Non-CHP | 6 | X | WAT
Conventional Hydroelectric.WAT | hydro | FALSE | 55810 | Augusta Canal Authority | 54322 | Sibley Mill | GA | Richmond | 3 | Conventional Hydroelectric | HY |  | S | 0.7 | 0.9 | 0.7 | 0.7 | 0.4 | N |  |  | N | Industrial Non-CHP | 6 | X | WAT
Conventional Hydroelectric.WAT | hydro | FALSE | 55810 | Augusta Canal Authority | 54322 | Sibley Mill | GA | Richmond | 4 | Conventional Hydroelectric | HY |  | S | 0.8 | 0.9 | 0.8 | 0.8 | 0.4 | N |  |  | N | Industrial Non-CHP | 6 | X | WAT
Petroleum Liquids.DFO | petroleum | FALSE | 18452 | Turner Properties Inc | 54323 | CNN Center | GA | Fulton | D4_1 | Petroleum Liquids | IC |  | S | 1.5 | 0.8 | 1.5 | 1.5 | 0.4 | N |  |  | N | Commercial Non-CHP | 4 | X | DFO
Petroleum Liquids.DFO | petroleum | FALSE | 18452 | Turner Properties Inc | 54323 | CNN Center | GA | Fulton | D4_2 | Petroleum Liquids | IC |  | S | 2 | 0.8 | 2 | 2 | 0.5 | N |  |  | N | Commercial Non-CHP | 4 | X | DFO
Petroleum Liquids.DFO | petroleum | FALSE | 18452 | Turner Properties Inc | 54323 | CNN Center | GA | Fulton | D4_3 | Petroleum Liquids | IC |  | S | 2 | 0.8 | 2 | 2 | 0.5 | N |  |  | N | Commercial Non-CHP | 4 | X | DFO
Petroleum Liquids.DFO | petroleum | FALSE | 18452 | Turner Properties Inc | 54323 | CNN Center | GA | Fulton | D5_1 | Petroleum Liquids | IC |  | S | 2 | 0.8 | 2 | 2 | 0.5 | N |  |  | N | Commercial Non-CHP | 4 | X | DFO
Petroleum Liquids.DFO | petroleum | FALSE | 18452 | Turner Properties Inc | 54323 | CNN Center | GA | Fulton | D5_2 | Petroleum Liquids | IC |  | S | 2 | 0.8 | 2 | 2 | 0.5 | N |  |  | N | Commercial Non-CHP | 4 | X | DFO
Petroleum Liquids.DFO | petroleum | FALSE | 18452 | Turner Properties Inc | 54323 | CNN Center | GA | Fulton | D5_3 | Petroleum Liquids | IC |  | S | 2 | 0.8 | 2 | 2 | 0.5 | N |  |  | N | Commercial Non-CHP | 4 | X | DFO
Petroleum Liquids.DFO | petroleum | FALSE | 18452 | Turner Properties Inc | 54323 | CNN Center | GA | Fulton | DK2 | Petroleum Liquids | IC |  | S | 1.5 | 0.8 | 1.3 | 1.5 | 0.4 | N |  |  | N | Commercial Non-CHP | 4 | X | DFO
Natural Gas Fired Combined Cycle.NG | natural gas combined cycle | TRUE | 27770 | Ocean State Power II | 54324 | Ocean State Power II | RI | Providence | GEN1 | Natural Gas Fired Combined Cycle | CT | OSP2 | W | 82.8 | 0.85 | 71.2 | 77.8 | 45 | N |  |  | N | IPP Non-CHP | 2 | X | NG | DFO
Natural Gas Fired Combined Cycle.NG | natural gas combined cycle | TRUE | 27770 | Ocean State Power II | 54324 | Ocean State Power II | RI | Providence | GEN2 | Natural Gas Fired Combined Cycle | CT | OSP2 | W | 82.8 | 0.85 | 71.2 | 77.8 | 45 | N |  |  | N | IPP Non-CHP | 2 | X | NG | DFO
Natural Gas Fired Combined Cycle.NG | natural gas combined cycle | TRUE | 27770 | Ocean State Power II | 54324 | Ocean State Power II | RI | Providence | GEN3 | Natural Gas Fired Combined Cycle | CA | OSP2 | W | 88.6 | 0.85 | 76.2 | 83.3 | 35 | N |  |  | N | IPP Non-CHP | 2 | X | NG
Landfill Gas.LFG | natural gas peaker | TRUE | 56773 | Toyon Landfill Gas Conversion, LLC | 54327 | Toyon Power Station | CA | Los Angeles | TOY7 | Landfill Gas | IC |  | S | 1.1 | 0.85 | 0.9 | 0.9 | 0.5 | N |  |  | N | IPP Non-CHP | 2 | X | LFG
Natural Gas Fired Combustion Turbine.NG | natural gas peaker | FALSE | 17052 | Shell Chemical LP | 54330 | Westhollow Technology Center | TX | Harris | 1 | Natural Gas Fired Combustion Turbine | GT |  | S | 3.7 | 0.9 | 3.7 | 3.7 | 1.8 | N |  |  | Y | Industrial CHP | 7 | T | NG
Natural Gas Fired Combined Cycle.NG | natural gas combined cycle | FALSE | 2468 | Bucknell University | 54333 | Bucknell University | PA | Union | G001 | Natural Gas Fired Combined Cycle | CT | CC1 | S | 4.7 | 0.9 | 4.5 | 5.5 | 2.5 | N |  |  | Y | Commercial CHP | 5 | T | NG | DFO
Natural Gas Fired Combined Cycle.NG | natural gas combined cycle | FALSE | 2468 | Bucknell University | 54333 | Bucknell University | PA | Union | G502 | Natural Gas Fired Combined Cycle | CA | CC1 | S | 1.2 | 0.9 | 0.8 | 1.2 | 0.3 | N |  |  | Y | Commercial CHP | 5 | T | NG | DFO
Natural Gas Steam Turbine.NG | natural gas steam turbine | FALSE | 12986 | Morton Salt Inc | 54335 | Morton Salt Rittman | OH | Wayne | GEN2 | Natural Gas Steam Turbine | ST |  | S | 2.5 | 0.8 | 2.5 | 2.5 | 0.5 | N |  |  | Y | Industrial CHP | 7 | B | NG
Other Waste Biomass.AB | biomass | TRUE | 16098 | Rio Grande Valley Sugar Growers, Inc. | 54338 | Rio Grande Valley Sugar Growers | TX | Hidalgo | GENA | Other Waste Biomass | ST |  | S | 2.5 | 0.8 | 2.5 | 2.5 | 0.5 | N |  |  | Y | Industrial CHP | 7 | T | AB | NG
Other Waste Biomass.AB | biomass | TRUE | 16098 | Rio Grande Valley Sugar Growers, Inc. | 54338 | Rio Grande Valley Sugar Growers | TX | Hidalgo | GENB | Other Waste Biomass | ST |  | S | 2.5 | 0.8 | 2.5 | 2.5 | 0.5 | N |  |  | Y | Industrial CHP | 7 | T | AB | NG
Other Waste Biomass.AB | biomass | TRUE | 16098 | Rio Grande Valley Sugar Growers, Inc. | 54338 | Rio Grande Valley Sugar Growers | TX | Hidalgo | GENC | Other Waste Biomass | ST |  | S | 2.5 | 0.8 | 2.5 | 2.5 | 0.5 | N |  |  | Y | Industrial CHP | 7 | T | AB | NG
Other Waste Biomass.AB | biomass | TRUE | 16098 | Rio Grande Valley Sugar Growers, Inc. | 54338 | Rio Grande Valley Sugar Growers | TX | Hidalgo | GEND | Other Waste Biomass | ST |  | S | 16 | 0.8 | 10 | 10 | 4 | N |  |  | Y | Industrial CHP | 7 | T | AB | NG
Petroleum Liquids.DFO | petroleum | FALSE | 16098 | Rio Grande Valley Sugar Growers, Inc. | 54338 | Rio Grande Valley Sugar Growers | TX | Hidalgo | GENE | Petroleum Liquids | IC |  | S | 1.4 | 0.8 | 1.4 | 1.4 | 0 | N |  |  | N | Industrial CHP | 7 | X | DFO
Conventional Hydroelectric.WAT | hydro | TRUE | 57280 | Eagle Creek Renewable Energy, LLC | 54340 | Norway Point Hydropower Project | MI | Alpena | 1 | Conventional Hydroelectric | HY |  | W | 2.8 | 1 | 2.8 | 2.8 | 0.8 | N |  |  | N | IPP Non-CHP | 2 | X | WAT
Conventional Hydroelectric.WAT | hydro | TRUE | 57280 | Eagle Creek Renewable Energy, LLC | 54340 | Norway Point Hydropower Project | MI | Alpena | 2 | Conventional Hydroelectric | HY |  | W | 1.2 | 1 | 1.2 | 1.2 | 0.4 | N |  |  | N | IPP Non-CHP | 2 | X | WAT
Conventional Hydroelectric.WAT | hydro | TRUE | 57280 | Eagle Creek Renewable Energy, LLC | 54341 | Four Mile Hydropower Project | MI | Alpena | 1 | Conventional Hydroelectric | HY |  | W | 0.6 | 1 | 0.6 | 0.6 | 0.2 | N |  |  | N | IPP Non-CHP | 2 | X | WAT
Conventional Hydroelectric.WAT | hydro | TRUE | 57280 | Eagle Creek Renewable Energy, LLC | 54341 | Four Mile Hydropower Project | MI | Alpena | 2 | Conventional Hydroelectric | HY |  | W | 0.6 | 1 | 0.6 | 0.6 | 0.2 | N |  |  | N | IPP Non-CHP | 2 | X | WAT
Conventional Hydroelectric.WAT | hydro | TRUE | 57280 | Eagle Creek Renewable Energy, LLC | 54341 | Four Mile Hydropower Project | MI | Alpena | 3 | Conventional Hydroelectric | HY |  | W | 0.6 | 1 | 0.6 | 0.6 | 0.2 | N |  |  | N | IPP Non-CHP | 2 | X | WAT
Conventional Hydroelectric.WAT | hydro | TRUE | 57280 | Eagle Creek Renewable Energy, LLC | 54341 | Four Mile Hydropower Project | MI | Alpena | 4 | Conventional Hydroelectric | HY |  | W | 0.2 | 1 | 0.2 | 0.2 | 0.2 | N |  |  | N | IPP Non-CHP | 2 | X | WAT
Conventional Hydroelectric.WAT | hydro | TRUE | 57280 | Eagle Creek Renewable Energy, LLC | 54342 | Ninth Street Hydropower Project | MI | Alpena | 1 | Conventional Hydroelectric | HY |  | W | 0.4 | 1 | 0.4 | 0.4 | 0.1 | N |  |  | N | IPP Non-CHP | 2 | X | WAT
Conventional Hydroelectric.WAT | hydro | TRUE | 57280 | Eagle Creek Renewable Energy, LLC | 54342 | Ninth Street Hydropower Project | MI | Alpena | 2 | Conventional Hydroelectric | HY |  | W | 0.4 | 1 | 0.4 | 0.4 | 0.1 | N |  |  | N | IPP Non-CHP | 2 | X | WAT
Conventional Hydroelectric.WAT | hydro | TRUE | 57280 | Eagle Creek Renewable Energy, LLC | 54342 | Ninth Street Hydropower Project | MI | Alpena | 3 | Conventional Hydroelectric | HY |  | W | 0.4 | 1 | 0.4 | 0.4 | 0.1 | N |  |  | N | IPP Non-CHP | 2 | X | WAT
Conventional Hydroelectric.WAT | hydro | TRUE | 57280 | Eagle Creek Renewable Energy, LLC | 54343 | Terminus Hydroelectric Project | CA | Tulare | GEN1 | Conventional Hydroelectric | HY |  | W | 20.1 | 1 | 20 | 20 | 6 | N |  |  | N | IPP Non-CHP | 2 | X | WAT
Other Waste Biomass.OBG | biomass | TRUE | 18483 | Tampa Wastewater Department | 54347 | Howard F Curren Advncd Wastewater Plant | FL | Hillsborough | 1 | Other Waste Biomass | IC |  | S | 0.5 | 0.8 | 0.5 | 0.5 | 0.4 | N |  |  | N | Commercial Non-CHP | 4 | X | OBG
Other Waste Biomass.OBG | biomass | TRUE | 18483 | Tampa Wastewater Department | 54347 | Howard F Curren Advncd Wastewater Plant | FL | Hillsborough | 2 | Other Waste Biomass | IC |  | S | 0.5 | 0.8 | 0.5 | 0.5 | 0.4 | N |  |  | N | Commercial Non-CHP | 4 | X | OBG
Other Waste Biomass.OBG | biomass | TRUE | 18483 | Tampa Wastewater Department | 54347 | Howard F Curren Advncd Wastewater Plant | FL | Hillsborough | 3 | Other Waste Biomass | IC |  | S | 0.5 | 0.8 | 0.5 | 0.5 | 0.4 | N |  |  | N | Commercial Non-CHP | 4 | X | OBG
Other Waste Biomass.OBG | biomass | TRUE | 18483 | Tampa Wastewater Department | 54347 | Howard F Curren Advncd Wastewater Plant | FL | Hillsborough | 4 | Other Waste Biomass | IC |  | S | 0.5 | 0.8 | 0.5 | 0.5 | 0.4 | N |  |  | N | Commercial Non-CHP | 4 | X | OBG
Other Waste Biomass.OBG | biomass | TRUE | 18483 | Tampa Wastewater Department | 54347 | Howard F Curren Advncd Wastewater Plant | FL | Hillsborough | 5 | Other Waste Biomass | IC |  | S | 0.5 | 0.8 | 0.5 | 0.5 | 0.4 | N |  |  | N | Commercial Non-CHP | 4 | X | OBG
Natural Gas Fired Combined Cycle.NG | natural gas combined cycle | TRUE | 13365 | Nevada Cogeneration Assoc # 2 | 54349 | Nevada Cogen Associates 2 Black Mountain | NV | Clark | GTA | Natural Gas Fired Combined Cycle | CT | STG1 | W | 22.2 | 0.9 | 21.7 | 21.7 | 19 | N | 10 | 2030 | Y | IPP CHP | 3 | T | NG
Natural Gas Fired Combined Cycle.NG | natural gas combined cycle | TRUE | 13365 | Nevada Cogeneration Assoc # 2 | 54349 | Nevada Cogen Associates 2 Black Mountain | NV | Clark | GTB | Natural Gas Fired Combined Cycle | CT | STG1 | W | 22.2 | 0.9 | 21.7 | 21.7 | 19 | N | 10 | 2030 | Y | IPP CHP | 3 | T | NG
Natural Gas Fired Combined Cycle.NG | natural gas combined cycle | TRUE | 13365 | Nevada Cogeneration Assoc # 2 | 54349 | Nevada Cogen Associates 2 Black Mountain | NV | Clark | GTC | Natural Gas Fired Combined Cycle | CT | STG1 | W | 22.2 | 0.9 | 21.7 | 21.7 | 19 | N | 10 | 2030 | Y | IPP CHP | 3 | T | NG
Natural Gas Fired Combined Cycle.NG | natural gas combined cycle | TRUE | 13365 | Nevada Cogeneration Assoc # 2 | 54349 | Nevada Cogen Associates 2 Black Mountain | NV | Clark | STM | Natural Gas Fired Combined Cycle | CA | STG1 | W | 29.7 | 0.9 | 28 | 28 | 5 | N | 10 | 2030 | Y | IPP CHP | 3 | T | NG
Natural Gas Fired Combined Cycle.NG | natural gas combined cycle | TRUE | 13399 | Nevada Cogeneration Assoc # 1 | 54350 | Nevada Cogen Assoc#1 GarnetVly | NV | Clark | GTA | Natural Gas Fired Combined Cycle | CT | CC1 | J | 21.7 | 0.9 | 20.5 | 22 | 19 | N | 12 | 2032 | Y | IPP CHP | 3 | T | NG
Natural Gas Fired Combined Cycle.NG | natural gas combined cycle | TRUE | 13399 | Nevada Cogeneration Assoc # 1 | 54350 | Nevada Cogen Assoc#1 GarnetVly | NV | Clark | GTB | Natural Gas Fired Combined Cycle | CT | CC1 | J | 21.7 | 0.9 | 20.5 | 22 | 19 | N | 12 | 2032 | Y | IPP CHP | 3 | T | NG
Natural Gas Fired Combined Cycle.NG | natural gas combined cycle | TRUE | 13399 | Nevada Cogeneration Assoc # 1 | 54350 | Nevada Cogen Assoc#1 GarnetVly | NV | Clark | GTC | Natural Gas Fired Combined Cycle | CT | CC1 | J | 21.7 | 0.9 | 20.5 | 22 | 19 | N | 12 | 2032 | Y | IPP CHP | 3 | T | NG
Natural Gas Fired Combined Cycle.NG | natural gas combined cycle | TRUE | 13399 | Nevada Cogeneration Assoc # 1 | 54350 | Nevada Cogen Assoc#1 GarnetVly | NV | Clark | STM | Natural Gas Fired Combined Cycle | CA | CC1 | J | 29.7 | 0.9 | 24 | 19 | 5 | N | 12 | 2032 | Y | IPP CHP | 3 | T | NG
Conventional Hydroelectric.WAT | hydro | TRUE | 2548 | City of Burlington Electric - (VT) | 54355 | Chace Mill Winooski One | VT | Chittenden | GEN1 | Conventional Hydroelectric | HY |  | S | 2.5 | 0.99 | 2.5 | 2.5 | 0.3 | N |  |  | N | Electric Utility | 1 | X | WAT
Conventional Hydroelectric.WAT | hydro | TRUE | 2548 | City of Burlington Electric - (VT) | 54355 | Chace Mill Winooski One | VT | Chittenden | GEN2 | Conventional Hydroelectric | HY |  | S | 2.5 | 0.99 | 2.5 | 2.5 | 0.3 | N |  |  | N | Electric Utility | 1 | X | WAT
Conventional Hydroelectric.WAT | hydro | TRUE | 2548 | City of Burlington Electric - (VT) | 54355 | Chace Mill Winooski One | VT | Chittenden | GEN3 | Conventional Hydroelectric | HY |  | S | 2.5 | 0.99 | 2.5 | 2.5 | 0.3 | N |  |  | N | Electric Utility | 1 | X | WAT
Wood/Wood Waste Biomass.WDS | biomass | TRUE | 61880 | Graphic Packaging International - Augusta | 54358 | Graphic Packaging International Augusta Mill | GA | Richmond | 1 | Wood/Wood Waste Biomass | ST |  | S | 27 | 1 | 25.3 | 25.4 | 10 | N |  |  | Y | Industrial CHP | 7 | T | WDS | NG
Natural Gas Steam Turbine.NG | natural gas steam turbine | FALSE | 61880 | Graphic Packaging International - Augusta | 54358 | Graphic Packaging International Augusta Mill | GA | Richmond | 2 | Natural Gas Steam Turbine | ST |  | S | 39 | 1 | 36.5 | 36.7 | 10 | N |  |  | Y | Industrial CHP | 7 | T | NG
Wood/Wood Waste Biomass.WDS | biomass | TRUE | 61880 | Graphic Packaging International - Augusta | 54358 | Graphic Packaging International Augusta Mill | GA | Richmond | 3 | Wood/Wood Waste Biomass | ST |  | S | 18.7 | 1 | 17.5 | 17.6 | 5 | N |  |  | Y | Industrial CHP | 7 | T | WDS | NG
Petroleum Liquids.DFO | petroleum | FALSE | 60194 | Fuyao Glass Illinois, Inc | 54360 | Fuyao Glass Illinois Inc. | IL | Macon | PORT | Petroleum Liquids | IC |  | S | 0.7 | 0.8 | 0.7 | 0.7 | 0.4 | N |  |  | N | Industrial Non-CHP | 6 | X | DFO
Petroleum Liquids.DFO | petroleum | FALSE | 60194 | Fuyao Glass Illinois, Inc | 54360 | Fuyao Glass Illinois Inc. | IL | Macon | TK1 | Petroleum Liquids | IC |  | S | 2 | 0.8 | 2 | 2 | 0.8 | N |  |  | N | Industrial Non-CHP | 6 | X | DFO
Petroleum Liquids.DFO | petroleum | FALSE | 60194 | Fuyao Glass Illinois, Inc | 54360 | Fuyao Glass Illinois Inc. | IL | Macon | TK2 | Petroleum Liquids | IC |  | S | 2 | 0.8 | 2 | 2 | 0.8 | N |  |  | N | Industrial Non-CHP | 6 | X | DFO
Petroleum Liquids.DFO | petroleum | FALSE | 50035 | Electric Glass Fiber America, LLC. | 54363 | Shelby, NC | NC | Cleveland | GEN2 | Petroleum Liquids | IC |  | S | 0.9 | 0.8 | 0.6 | 0.7 | 0.1 | N |  |  | N | Industrial Non-CHP | 6 | X | DFO
Petroleum Liquids.DFO | petroleum | FALSE | 50035 | Electric Glass Fiber America, LLC. | 54363 | Shelby, NC | NC | Cleveland | GEN3 | Petroleum Liquids | IC |  | S | 0.9 | 0.8 | 0.6 | 0.7 | 0.1 | N |  |  | N | Industrial Non-CHP | 6 | X | DFO
Petroleum Liquids.DFO | petroleum | FALSE | 50035 | Electric Glass Fiber America, LLC. | 54363 | Shelby, NC | NC | Cleveland | GEN4 | Petroleum Liquids | IC |  | S | 1.2 | 0.8 | 0.8 | 0.9 | 0.1 | N |  |  | N | Industrial Non-CHP | 6 | X | DFO
Petroleum Liquids.DFO | petroleum | FALSE | 50035 | Electric Glass Fiber America, LLC. | 54363 | Shelby, NC | NC | Cleveland | GEN5 | Petroleum Liquids | IC |  | S | 1.2 | 0.8 | 0.8 | 0.9 | 0.1 | N |  |  | N | Industrial Non-CHP | 6 | X | DFO
Petroleum Liquids.DFO | petroleum | FALSE | 60538 | Vitro Architectural Glass | 54364 | Works 4 | TX | Wichita | L1G | Petroleum Liquids | IC |  | S | 2 | 0.8 | 2 | 2 | 0.1 | N | 3 | 2027 | N | Industrial Non-CHP | 6 | X | DFO
Petroleum Liquids.DFO | petroleum | FALSE | 60538 | Vitro Architectural Glass | 54364 | Works 4 | TX | Wichita | L1PG | Petroleum Liquids | IC |  | S | 0.9 | 0.8 | 0.9 | 0.9 | 0.1 | N |  |  | N | Industrial Non-CHP | 6 | X | DFO
Petroleum Liquids.DFO | petroleum | FALSE | 60538 | Vitro Architectural Glass | 54364 | Works 4 | TX | Wichita | L2G | Petroleum Liquids | IC |  | S | 2 | 0.8 | 2 | 2 | 0.1 | N | 11 | 2024 | N | Industrial Non-CHP | 6 | X | DFO
Natural Gas Fired Combined Cycle.NG | natural gas combined cycle | TRUE | 49901 | Northern Star Generation Services Co LLC | 54365 | Orange Cogeneration Facility | FL | Polk | APC1 | Natural Gas Fired Combined Cycle | CT | CC1 | W | 54 | 0.9 | 43 | 43 | 10 | N |  |  | Y | IPP CHP | 3 | T | NG
Natural Gas Fired Combined Cycle.NG | natural gas combined cycle | TRUE | 49901 | Northern Star Generation Services Co LLC | 54365 | Orange Cogeneration Facility | FL | Polk | APC2 | Natural Gas Fired Combined Cycle | CT | CC1 | W | 54 | 0.9 | 43 | 43 | 10 | N |  |  | Y | IPP CHP | 3 | T | NG
Natural Gas Fired Combined Cycle.NG | natural gas combined cycle | TRUE | 49901 | Northern Star Generation Services Co LLC | 54365 | Orange Cogeneration Facility | FL | Polk | APC3 | Natural Gas Fired Combined Cycle | CA | CC1 | W | 28.6 | 0.85 | 24.6 | 24.6 | 5 | N |  |  | Y | IPP CHP | 3 | B | NG
Natural Gas Fired Combined Cycle.NG | natural gas combined cycle | FALSE | 22208 | University of Colorado | 54372 | University of Colorado | CO | Boulder | GT1 | Natural Gas Fired Combined Cycle | CT | CC1 | S | 16 | 1 | 15 | 16 | 2.5 | N |  |  | Y | Commercial CHP | 5 | T | NG | DFO
Natural Gas Fired Combined Cycle.NG | natural gas combined cycle | FALSE | 22208 | University of Colorado | 54372 | University of Colorado | CO | Boulder | GT2 | Natural Gas Fired Combined Cycle | CT | CC1 | S | 16 | 1 | 15 | 16 | 2.5 | N |  |  | Y | Commercial CHP | 5 | T | NG | DFO
Natural Gas Fired Combined Cycle.NG | natural gas combined cycle | FALSE | 22208 | University of Colorado | 54372 | University of Colorado | CO | Boulder | ST1 | Natural Gas Fired Combined Cycle | CA | CC1 | S | 1 | 1 | 1 | 1 | 1 | N |  |  | Y | Commercial CHP | 5 | T | NG
Other Gases.OG | other | FALSE | 24205 | HF Sinclair Parco Refining LLC | 54374 | Sinclair Oil Refinery | WY | Carbon | NO2 | Other Gases | ST |  | S | 0.4 | 0.8 | 0.4 | 0.4 | 0.1 | N |  |  | Y | Industrial CHP | 7 | T | OG | NG
Other Gases.OG | other | FALSE | 24205 | HF Sinclair Parco Refining LLC | 54374 | Sinclair Oil Refinery | WY | Carbon | NO3 | Other Gases | ST |  | S | 1.3 | 0.8 | 1.3 | 1.3 | 0.1 | N |  |  | Y | Industrial CHP | 7 | T | OG | NG
Petroleum Liquids.DFO | petroleum | FALSE | 24205 | HF Sinclair Parco Refining LLC | 54374 | Sinclair Oil Refinery | WY | Carbon | NO5 | Petroleum Liquids | IC |  | S | 1.1 | 0.8 | 1.1 | 1.1 | 0.6 | N |  |  | N | Industrial CHP | 7 | X | DFO
Conventional Hydroelectric.WAT | hydro | TRUE | 7601 | Green Mountain Power Corp | 54384 | EHC West Hopkinton | NH | Merrimack | GEN1 | Conventional Hydroelectric | HY |  | S | 1 | 1 | 1 | 0.9 | 0.1 | N |  |  | N | Electric Utility | 1 | X | WAT
Conventional Hydroelectric.WAT | hydro | TRUE | 63985 | Hydroland Omega LLC | 54385 | Kinneytown New Old | CT | New Haven | GEN1 | Conventional Hydroelectric | HY |  | W | 0.8 | 1 | 0.8 | 0.7 | 0.1 | N |  |  | N | IPP Non-CHP | 2 | X | WAT
Conventional Hydroelectric.WAT | hydro | TRUE | 63985 | Hydroland Omega LLC | 54385 | Kinneytown New Old | CT | New Haven | GEN2 | Conventional Hydroelectric | HY |  | W | 1.5 | 1 | 1.4 | 1.4 | 0.1 | N |  |  | N | IPP Non-CHP | 2 | X | WAT
Conventional Hydroelectric.WAT | hydro | TRUE | 11082 | Littlewood Irrigation District | 54386 | Little Wood Hydro Project | ID | Blaine | GEN1 | Conventional Hydroelectric | HY |  | S | 2.8 | 0.85 | 2.4 | 2.6 | 0.4 | N |  |  | N | IPP Non-CHP | 2 | X | WAT
Conventional Hydroelectric.WAT | hydro | TRUE | 57280 | Eagle Creek Renewable Energy, LLC | 54387 | Weeks Falls | WA | King | GEN1 | Conventional Hydroelectric | HY |  | W | 4.3 | 0.95 | 4.2 | 4.2 | 0.3 | N |  |  | N | IPP Non-CHP | 2 | X | WAT
Conventional Hydroelectric.WAT | hydro | TRUE | 57280 | Eagle Creek Renewable Energy, LLC | 54391 | Alice Falls Hydro Project | NY | Clinton | 1 | Conventional Hydroelectric | HY |  | W | 1.5 | 0.9 | 1.5 | 1.5 | 0.5 | N |  |  | N | IPP Non-CHP | 2 | X | WAT
Conventional Hydroelectric.WAT | hydro | TRUE | 57280 | Eagle Creek Renewable Energy, LLC | 54391 | Alice Falls Hydro Project | NY | Clinton | 2 | Conventional Hydroelectric | HY |  | W | 0.6 | 0.9 | 0.7 | 0.7 | 0.1 | N |  |  | N | IPP Non-CHP | 2 | X | WAT
Conventional Hydroelectric.WAT | hydro | TRUE | 5385 | Dry Creek LLC | 54394 | Dry Creek Project | ID | Butte | GEN1 | Conventional Hydroelectric | HY |  | S | 3.6 | 1 | 2.2 | 1.5 | 0.2 | N |  |  | N | IPP Non-CHP | 2 | X | WAT
Conventional Hydroelectric.WAT | hydro | TRUE | 59834 | GR Catalyst One, LLC | 54395 | Stillwater Hydro Electric Project | NY | Saratoga | 1 | Conventional Hydroelectric | HY |  | S | 1.7 | 0.9 | 1.7 | 1.7 | 0.4 | N |  |  | N | IPP Non-CHP | 2 | X | WAT
Conventional Hydroelectric.WAT | hydro | TRUE | 59834 | GR Catalyst One, LLC | 54395 | Stillwater Hydro Electric Project | NY | Saratoga | 2 | Conventional Hydroelectric | HY |  | S | 1.7 | 0.9 | 1.7 | 1.7 | 0.4 | N |  |  | N | IPP Non-CHP | 2 | X | WAT
Petroleum Liquids.DFO | petroleum | FALSE | 18028 | State of Wisconsin | 54406 | Capitol Heat and Power | WI | Dane | P31 | Petroleum Liquids | IC |  | S | 1 | 0.8 | 1 | 1 | 0.1 | N |  |  | N | Commercial Non-CHP | 4 | X | DFO
Petroleum Liquids.DFO | petroleum | FALSE | 18028 | State of Wisconsin | 54406 | Capitol Heat and Power | WI | Dane | P32 | Petroleum Liquids | IC |  | S | 1 | 0.8 | 1 | 1 | 0.1 | N |  |  | N | Commercial Non-CHP | 4 | X | DFO
Natural Gas Steam Turbine.NG | natural gas steam turbine | FALSE | 18028 | State of Wisconsin | 54407 | Waupun Correctional Central Heating Plt | WI | Dodge | 1 | Natural Gas Steam Turbine | ST |  | S | 1 | 0.8 | 1 | 1 | 0.1 | N |  |  | Y | Commercial CHP | 5 | B | NG | DFO
Natural Gas Steam Turbine.NG | natural gas steam turbine | FALSE | 18028 | State of Wisconsin | 54407 | Waupun Correctional Central Heating Plt | WI | Dodge | 2 | Natural Gas Steam Turbine | ST |  | S | 1 | 0.8 | 1 | 1 | 0.2 | N |  |  | Y | Commercial CHP | 5 | B | NG | DFO
Petroleum Liquids.DFO | petroleum | FALSE | 18028 | State of Wisconsin | 54407 | Waupun Correctional Central Heating Plt | WI | Dodge | 3 | Petroleum Liquids | IC |  | S | 0.8 | 0.8 | 0.8 | 0.8 | 0.1 | N |  |  | N | Commercial CHP | 5 | X | DFO
Petroleum Liquids.DFO | petroleum | FALSE | 18028 | State of Wisconsin | 54407 | Waupun Correctional Central Heating Plt | WI | Dodge | 4 | Petroleum Liquids | IC |  | S | 1.5 | 0.8 | 1.5 | 1.5 | 0.2 | N |  |  | N | Commercial CHP | 5 | X | DFO
Natural Gas Steam Turbine.NG | natural gas steam turbine | FALSE | 18028 | State of Wisconsin | 54408 | UW Madison Charter Street Plant | WI | Dane | 1 | Natural Gas Steam Turbine | ST |  | S | 9.7 | 0.9 | 9.7 | 9.7 | 0.1 | N |  |  | Y | Commercial CHP | 5 | B | NG | DFO
Petroleum Liquids.DFO | petroleum | FALSE | 18028 | State of Wisconsin | 54408 | UW Madison Charter Street Plant | WI | Dane | 3 | Petroleum Liquids | IC |  | S | 1.3 | 0.9 | 1.3 | 1.3 | 0.1 | N |  |  | N | Commercial CHP | 5 | X | DFO
Petroleum Liquids.RFO | petroleum | FALSE | 4823 | Dartmouth College | 54409 | Dartmouth College Heating Plant | NH | Grafton | GEN1 | Petroleum Liquids | ST |  | S | 2 | 0.8 | 2 | 2 | 0.2 | N |  |  | Y | Commercial CHP | 5 | T | RFO
Petroleum Liquids.RFO | petroleum | FALSE | 4823 | Dartmouth College | 54409 | Dartmouth College Heating Plant | NH | Grafton | GEN2 | Petroleum Liquids | ST |  | S | 2 | 0.8 | 2 | 2 | 0.2 | N |  |  | Y | Commercial CHP | 5 | T | RFO
Petroleum Liquids.RFO | petroleum | FALSE | 4823 | Dartmouth College | 54409 | Dartmouth College Heating Plant | NH | Grafton | GEN3 | Petroleum Liquids | ST |  | S | 3 | 0.8 | 3 | 3 | 0.2 | N |  |  | Y | Commercial CHP | 5 | T | RFO
Natural Gas Fired Combustion Turbine.NG | natural gas peaker | FALSE | 63997 | Western Power and Steam II LLC | 54410 | Western Power & Steam Inc | CA | Kern | CTG | Natural Gas Fired Combustion Turbine | GT |  | S | 27.7 | 0.9 | 19.6 | 19.5 | 12 | N |  |  | Y | Industrial CHP | 7 | T | NG
Petroleum Liquids.DFO | petroleum | FALSE | 9765 | John Deere Dubuque Works | 54414 | John Deere Dubuque Works | IA | Dubuque | GE10 | Petroleum Liquids | IC |  | S | 1.5 | 0.8 | 1.4 | 1.4 | 1 | N |  |  | N | Industrial Non-CHP | 6 | X | DFO
Petroleum Liquids.DFO | petroleum | FALSE | 9765 | John Deere Dubuque Works | 54414 | John Deere Dubuque Works | IA | Dubuque | GEN5 | Petroleum Liquids | IC |  | S | 1.5 | 0.8 | 1.4 | 1.4 | 1 | N |  |  | N | Industrial Non-CHP | 6 | X | DFO
Petroleum Liquids.DFO | petroleum | FALSE | 9765 | John Deere Dubuque Works | 54414 | John Deere Dubuque Works | IA | Dubuque | GEN6 | Petroleum Liquids | IC |  | S | 1.5 | 0.8 | 1.4 | 1.4 | 1 | N |  |  | N | Industrial Non-CHP | 6 | X | DFO
Petroleum Liquids.DFO | petroleum | FALSE | 9765 | John Deere Dubuque Works | 54414 | John Deere Dubuque Works | IA | Dubuque | GEN7 | Petroleum Liquids | IC |  | S | 1.5 | 0.8 | 1.4 | 1.4 | 1 | N |  |  | N | Industrial Non-CHP | 6 | X | DFO
Petroleum Liquids.DFO | petroleum | FALSE | 9765 | John Deere Dubuque Works | 54414 | John Deere Dubuque Works | IA | Dubuque | GEN8 | Petroleum Liquids | IC |  | S | 1.5 | 0.8 | 1.4 | 1.4 | 1 | N |  |  | N | Industrial Non-CHP | 6 | X | DFO
Petroleum Liquids.DFO | petroleum | FALSE | 9765 | John Deere Dubuque Works | 54414 | John Deere Dubuque Works | IA | Dubuque | GEN9 | Petroleum Liquids | IC |  | S | 1.5 | 0.8 | 1.4 | 1.4 | 1 | N |  |  | N | Industrial Non-CHP | 6 | X | DFO
Wood/Wood Waste Biomass.WDS | biomass | TRUE | 55600 | Cadillac Renewable Energy LLC | 54415 | Cadillac Renewable Energy | MI | Wexford | GEN2 | Wood/Wood Waste Biomass | ST |  | S | 44 | 0.9 | 38 | 38 | 10 | N |  |  | N | IPP Non-CHP | 2 | X | WDS
Conventional Hydroelectric.WAT | hydro | TRUE | 7601 | Green Mountain Power Corp | 54418 | Rollinsford | NH | Strafford | GEN1 | Conventional Hydroelectric | HY |  | S | 0.7 | 1 | 0.7 | 0.6 | 0.1 | N |  |  | N | Electric Utility | 1 | X | WAT
Conventional Hydroelectric.WAT | hydro | TRUE | 7601 | Green Mountain Power Corp | 54418 | Rollinsford | NH | Strafford | GEN2 | Conventional Hydroelectric | HY |  | S | 0.7 | 1 | 0.7 | 0.6 | 0.1 | N |  |  | N | Electric Utility | 1 | X | WAT
Petroleum Liquids.DFO | petroleum | FALSE | 19553 | Unisea Inc | 54422 | Unisea G 2 | AK | Aleutians West | CAT4 | Petroleum Liquids | IC |  | S | 1 | 0.9 | 1 | 1 | 0.3 | N |  |  | N | Industrial Non-CHP | 6 | X | DFO
Petroleum Liquids.DFO | petroleum | FALSE | 19553 | Unisea Inc | 54422 | Unisea G 2 | AK | Aleutians West | CAT5 | Petroleum Liquids | IC |  | S | 1 | 0.9 | 1 | 1 | 0.3 | N |  |  | N | Industrial Non-CHP | 6 | X | DFO
Petroleum Liquids.DFO | petroleum | FALSE | 19553 | Unisea Inc | 54422 | Unisea G 2 | AK | Aleutians West | GEN1 | Petroleum Liquids | IC |  | S | 2.5 | 0.8 | 2.2 | 2.2 | 1.5 | N |  |  | N | Industrial Non-CHP | 6 | X | DFO | OBL
Petroleum Liquids.DFO | petroleum | FALSE | 19553 | Unisea Inc | 54422 | Unisea G 2 | AK | Aleutians West | GEN2 | Petroleum Liquids | IC |  | S | 2.6 | 0.8 | 2.3 | 2.3 | 1.5 | N |  |  | N | Industrial Non-CHP | 6 | X | DFO | OBL
Petroleum Liquids.DFO | petroleum | FALSE | 19553 | Unisea Inc | 54422 | Unisea G 2 | AK | Aleutians West | GEN3 | Petroleum Liquids | IC |  | S | 2.7 | 0.8 | 2.3 | 2.3 | 1.5 | N |  |  | N | Industrial Non-CHP | 6 | X | DFO | OBL
Petroleum Liquids.DFO | petroleum | FALSE | 19553 | Unisea Inc | 54422 | Unisea G 2 | AK | Aleutians West | GEN4 | Petroleum Liquids | IC |  | S | 2.5 | 0.8 | 2.2 | 2.2 | 1.5 | N |  |  | N | Industrial Non-CHP | 6 | X | DFO | OBL
Petroleum Liquids.DFO | petroleum | FALSE | 19553 | Unisea Inc | 54422 | Unisea G 2 | AK | Aleutians West | GEN5 | Petroleum Liquids | IC |  | S | 2.7 | 0.8 | 2.3 | 2.3 | 1.5 | N |  |  | N | Industrial Non-CHP | 6 | X | DFO | OBL
Petroleum Liquids.DFO | petroleum | FALSE | 19553 | Unisea Inc | 54422 | Unisea G 2 | AK | Aleutians West | GEN6 | Petroleum Liquids | IC |  | S | 2.5 | 0.8 | 2.2 | 2.2 | 1.5 | N |  |  | N | Industrial Non-CHP | 6 | X | DFO | OBL
Natural Gas Fired Combined Cycle.NG | natural gas combined cycle | TRUE | 49901 | Northern Star Generation Services Co LLC | 54426 | Mulberry Cogeneration Facility | FL | Polk | GT1 | Natural Gas Fired Combined Cycle | CT | CC1 | W | 82 | 0.9 | 78 | 80 | 40 | N |  |  | Y | IPP CHP | 3 | T | NG | DFO
Natural Gas Fired Combined Cycle.NG | natural gas combined cycle | TRUE | 49901 | Northern Star Generation Services Co LLC | 54426 | Mulberry Cogeneration Facility | FL | Polk | ST1 | Natural Gas Fired Combined Cycle | CA | CC1 | W | 43.3 | 0.9 | 37 | 40 | 20 | N |  |  | Y | IPP CHP | 3 | B | NG
Wood/Wood Waste Biomass.BLQ | biomass | TRUE | 7043 | Temple-Inland Corp | 54427 | Gaylord Container Bogalusa | LA | Washington | NO10 | Wood/Wood Waste Biomass | ST |  | S | 37 | 0.9 | 34.4 | 34.8 | 4 | N |  |  | Y | Industrial CHP | 7 | B | BLQ | WDS | RFO | NG
Wood/Wood Waste Biomass.BLQ | biomass | TRUE | 7043 | Temple-Inland Corp | 54427 | Gaylord Container Bogalusa | LA | Washington | NO8 | Wood/Wood Waste Biomass | ST |  | S | 25 | 0.8 | 22.5 | 23.5 | 4 | N |  |  | N | Industrial CHP | 7 | X | BLQ | WDS | RFO | NG
Wood/Wood Waste Biomass.BLQ | biomass | TRUE | 7043 | Temple-Inland Corp | 54427 | Gaylord Container Bogalusa | LA | Washington | NO9 | Wood/Wood Waste Biomass | ST |  | S | 37.5 | 0.85 | 34.9 | 35.3 | 4 | N |  |  | N | Industrial CHP | 7 | X | BLQ | WDS | RFO | NG
Wood/Wood Waste Biomass.BLQ | biomass | TRUE | 57356 | Alabama River Cellulose LLC | 54429 | Alabama Pine Pulp | AL | Monroe | GEN2 | Wood/Wood Waste Biomass | ST |  | S | 69 | 0.9 | 68.7 | 70.1 | 5 | N |  |  | Y | Industrial CHP | 7 | T | BLQ | NG
Natural Gas Fired Combustion Turbine.NG | natural gas peaker | FALSE | 60637 | Sentinel Peak Resources California, LLC | 54447 | Welport Lease Project | CA | Kern | TI | Natural Gas Fired Combustion Turbine | GT |  | S | 5 | 0.8 | 4 | 4.7 | 4 | N |  |  | Y | Industrial CHP | 7 | T | NG
Natural Gas Fired Combustion Turbine.NG | natural gas peaker | FALSE | 60637 | Sentinel Peak Resources California, LLC | 54449 | Dome Project | CA | Kern | T1 | Natural Gas Fired Combustion Turbine | GT |  | S | 3 | 0.8 | 2.5 | 2.7 | 2.4 | N |  |  | Y | Industrial CHP | 7 | T | NG
Natural Gas Fired Combustion Turbine.NG | natural gas peaker | FALSE | 60637 | Sentinel Peak Resources California, LLC | 54449 | Dome Project | CA | Kern | T2 | Natural Gas Fired Combustion Turbine | GT |  | S | 3 | 0.8 | 2.5 | 2.7 | 2.4 | N |  |  | Y | Industrial CHP | 7 | T | NG
Other Gases.OG | other | FALSE | 38215 | Phillips 66 - Los Angeles | 54451 | Los Angeles Refinery Wilmington | CA | Los Angeles | G2 | Other Gases | GT |  | S | 58.5 | 0.8 | 50 | 52 | 35 | N |  |  | Y | Industrial CHP | 7 | T | OG | NG
Natural Gas Fired Combustion Turbine.NG | natural gas peaker | FALSE | 179 | Agrium US Inc | 54452 | Agrium Kenai Nitrogen Operations | AK | Kenai Peninsula | 744A | Natural Gas Fired Combustion Turbine | GT |  | S | 2.5 | 0.9 | 2.5 | 2.5 | 0.1 | N |  |  | Y | Industrial CHP | 7 | T | NG
Natural Gas Fired Combustion Turbine.NG | natural gas peaker | FALSE | 179 | Agrium US Inc | 54452 | Agrium Kenai Nitrogen Operations | AK | Kenai Peninsula | 744B | Natural Gas Fired Combustion Turbine | GT |  | S | 2.5 | 0.9 | 2.5 | 2.5 | 0.1 | N |  |  | Y | Industrial CHP | 7 | T | NG
Natural Gas Fired Combustion Turbine.NG | natural gas peaker | FALSE | 179 | Agrium US Inc | 54452 | Agrium Kenai Nitrogen Operations | AK | Kenai Peninsula | 744C | Natural Gas Fired Combustion Turbine | GT |  | S | 2.5 | 0.9 | 2.5 | 2.5 | 0.1 | N |  |  | Y | Industrial CHP | 7 | T | NG
Natural Gas Fired Combustion Turbine.NG | natural gas peaker | FALSE | 179 | Agrium US Inc | 54452 | Agrium Kenai Nitrogen Operations | AK | Kenai Peninsula | 744D | Natural Gas Fired Combustion Turbine | GT |  | S | 2.5 | 0.9 | 2.5 | 2.5 | 0.1 | N |  |  | Y | Industrial CHP | 7 | T | NG
Natural Gas Fired Combustion Turbine.NG | natural gas peaker | FALSE | 179 | Agrium US Inc | 54452 | Agrium Kenai Nitrogen Operations | AK | Kenai Peninsula | 744E | Natural Gas Fired Combustion Turbine | GT |  | S | 2.5 | 0.9 | 2.5 | 2.5 | 0.1 | N |  |  | Y | Industrial CHP | 7 | T | NG
Onshore Wind Turbine.WND | onshore wind | TRUE | 57170 | EDF Renewable Asset Holdings, Inc. | 54453 | EDF Renewable Windfarm V Inc | CA | Solano | GEN2 | Onshore Wind Turbine | WT |  | W | 15.5 |  | 15.5 | 15.5 | 0 | N |  |  | N | IPP Non-CHP | 2 | X | WND
Onshore Wind Turbine.WND | onshore wind | TRUE | 49963 | FPL Energy Operating Services, Inc. | 54454 | San Gorgonio Windplant WPP1993 | CA | Riverside | GEN11 | Onshore Wind Turbine | WT |  | S | 49.5 |  | 49.5 | 49.5 | 2.5 | N |  |  | N | IPP Non-CHP | 2 | X | WND
Petroleum Liquids.DFO | petroleum | FALSE | 64432 | SWVP Alpharetta Owners, LLC | 54457 | Hewlett Packard Enterprise | GA | Fulton | ALF1 | Petroleum Liquids | IC |  | S | 1 | 0.9 | 1 | 1 | 0 | N |  |  | N | Commercial Non-CHP | 4 | X | DFO
Petroleum Liquids.DFO | petroleum | FALSE | 64432 | SWVP Alpharetta Owners, LLC | 54457 | Hewlett Packard Enterprise | GA | Fulton | ALF2 | Petroleum Liquids | IC |  | S | 1 | 0.9 | 1 | 1 | 0 | N |  |  | N | Commercial Non-CHP | 4 | X | DFO
Petroleum Liquids.DFO | petroleum | FALSE | 64432 | SWVP Alpharetta Owners, LLC | 54457 | Hewlett Packard Enterprise | GA | Fulton | ALF3 | Petroleum Liquids | IC |  | S | 1 | 0.9 | 1 | 1 | 0 | N |  |  | N | Commercial Non-CHP | 4 | X | DFO
Petroleum Liquids.DFO | petroleum | FALSE | 64432 | SWVP Alpharetta Owners, LLC | 54457 | Hewlett Packard Enterprise | GA | Fulton | ALF4 | Petroleum Liquids | IC |  | S | 1 | 0.9 | 1 | 1 | 0 | N |  |  | N | Commercial Non-CHP | 4 | X | DFO
Petroleum Liquids.DFO | petroleum | FALSE | 64432 | SWVP Alpharetta Owners, LLC | 54457 | Hewlett Packard Enterprise | GA | Fulton | ALF5 | Petroleum Liquids | IC |  | S | 1 | 0.9 | 1 | 1 | 0 | N |  |  | N | Commercial Non-CHP | 4 | X | DFO
Petroleum Liquids.DFO | petroleum | FALSE | 64432 | SWVP Alpharetta Owners, LLC | 54457 | Hewlett Packard Enterprise | GA | Fulton | B1GN1 | Petroleum Liquids | IC |  | S | 1.5 | 0.9 | 1.4 | 1.5 | 0 | N |  |  | N | Commercial Non-CHP | 4 | X | DFO
Petroleum Liquids.DFO | petroleum | FALSE | 64432 | SWVP Alpharetta Owners, LLC | 54457 | Hewlett Packard Enterprise | GA | Fulton | B1GN2 | Petroleum Liquids | IC |  | S | 1.5 | 0.9 | 1.4 | 1.5 | 0 | N |  |  | N | Commercial Non-CHP | 4 | X | DFO
Conventional Hydroelectric.WAT | hydro | FALSE | 55810 | Augusta Canal Authority | 54462 | Graniteville Enterprise Division | GA | Richmond | 1 | Conventional Hydroelectric | HY |  | W | 0.6 | 0.95 | 0.5 | 0.5 | 0.3 | N |  |  | N | Industrial Non-CHP | 6 | X | WAT
Conventional Hydroelectric.WAT | hydro | FALSE | 55810 | Augusta Canal Authority | 54462 | Graniteville Enterprise Division | GA | Richmond | 2 | Conventional Hydroelectric | HY |  | W | 0.6 | 0.95 | 0.5 | 0.5 | 0.3 | N |  |  | N | Industrial Non-CHP | 6 | X | WAT
Wood/Wood Waste Biomass.BLQ | biomass | TRUE | 16024 | Riverwood Intl USA Inc | 54464 | Riverwood International Macon Mill | GA | Bibb | 0001 | Wood/Wood Waste Biomass | ST |  | S | 7.5 | 0.95 | 7.5 | 7.5 | 4 | N |  |  | Y | Industrial CHP | 7 | T | BLQ | WDS | WO | SLW | NG
Wood/Wood Waste Biomass.BLQ | biomass | TRUE | 16024 | Riverwood Intl USA Inc | 54464 | Riverwood International Macon Mill | GA | Bibb | 0002 | Wood/Wood Waste Biomass | ST |  | S | 5 | 0.95 | 4.7 | 4.7 | 0.5 | N |  |  | Y | Industrial CHP | 7 | T | BLQ | WDS | WO | SLW | NG
Wood/Wood Waste Biomass.BLQ | biomass | TRUE | 16024 | Riverwood Intl USA Inc | 54464 | Riverwood International Macon Mill | GA | Bibb | 0003 | Wood/Wood Waste Biomass | ST |  | S | 5 | 0.95 | 4.7 | 4.7 | 3 | N |  |  | Y | Industrial CHP | 7 | T | BLQ | WDS | WO | SLW | NG
Wood/Wood Waste Biomass.BLQ | biomass | TRUE | 16024 | Riverwood Intl USA Inc | 54464 | Riverwood International Macon Mill | GA | Bibb | 0004 | Wood/Wood Waste Biomass | ST |  | S | 15.9 | 0.95 | 20 | 20 | 10 | N |  |  | Y | Industrial CHP | 7 | T | BLQ | WDS | WO | SLW | NG
Wood/Wood Waste Biomass.WDS | biomass | TRUE | 16024 | Riverwood Intl USA Inc | 54464 | Riverwood International Macon Mill | GA | Bibb | 0005 | Wood/Wood Waste Biomass | ST |  | S | 40 | 0.95 | 39.5 | 39.5 | 15 | N |  |  | Y | Industrial CHP | 7 | T | WDS | NG
Natural Gas Fired Combined Cycle.NG | natural gas combined cycle | TRUE | 14184 | Orlando CoGen Ltd LP | 54466 | Orlando Cogen LP | FL | Orange | GEN1 | Natural Gas Fired Combined Cycle | CS |  | J | 122.4 | 0.85 | 120 | 130 | 95 | N |  |  | Y | IPP CHP | 3 | T | NG
Conventional Hydroelectric.WAT | hydro | TRUE | 7601 | Green Mountain Power Corp | 54471 | Mascoma Hydro | NH | Grafton | 01 | Conventional Hydroelectric | HY |  | W | 0.5 | 1 | 0.5 | 0.5 | 0.1 | N |  |  | N | Electric Utility | 1 | X | WAT
Conventional Hydroelectric.WAT | hydro | TRUE | 7601 | Green Mountain Power Corp | 54471 | Mascoma Hydro | NH | Grafton | 02 | Conventional Hydroelectric | HY |  | W | 0.5 | 1 | 0.5 | 0.5 | 0.1 | N |  |  | N | Electric Utility | 1 | X | WAT
Conventional Hydroelectric.WAT | hydro | TRUE | 7601 | Green Mountain Power Corp | 54471 | Mascoma Hydro | NH | Grafton | 03 | Conventional Hydroelectric | HY |  | W | 0.5 | 1 | 0.5 | 0.5 | 0.1 | N |  |  | N | Electric Utility | 1 | X | WAT
All Other.OTH | other | FALSE | 16968 | Simplot Phosphates LLC | 54472 | Simplot Phosphates | WY | Sweetwater | GEN1 | All Other | ST |  | S | 11.5 | 0.85 | 11.5 | 11.5 | 2 | N |  |  | Y | Industrial CHP | 7 | T | OTH | NG
Natural Gas Fired Combined Cycle.NG | natural gas combined cycle | TRUE | 15500 | Puget Sound Energy Inc | 54476 | Sumas Power Plant | WA | Whatcom | GEN1 | Natural Gas Fired Combined Cycle | CT | CC1 | S | 87.8 | 0.9 | 84.7 | 96.5 | 50 | N |  |  | Y | Electric Utility | 1 | T | NG
Natural Gas Fired Combined Cycle.NG | natural gas combined cycle | TRUE | 15500 | Puget Sound Energy Inc | 54476 | Sumas Power Plant | WA | Whatcom | GEN2 | Natural Gas Fired Combined Cycle | CA | CC1 | S | 37.7 | 0.9 | 40.8 | 40.8 | 20 | N |  |  | Y | Electric Utility | 1 | T | NG
Natural Gas Internal Combustion Engine.NG | natural gas peaker | FALSE | 14173 | Oroville Cogeneration LP | 54477 | Oroville Cogeneration LP | CA | Butte | GEN1 | Natural Gas Internal Combustion Engine | IC |  | S | 1.1 | 0.95 | 1.1 | 1.1 | 0.1 | N | 1 | 2025 | Y | Industrial CHP | 7 | T | NG
Natural Gas Internal Combustion Engine.NG | natural gas peaker | FALSE | 14173 | Oroville Cogeneration LP | 54477 | Oroville Cogeneration LP | CA | Butte | GEN2 | Natural Gas Internal Combustion Engine | IC |  | S | 1.1 | 0.95 | 1.1 | 1.1 | 0.1 | N | 1 | 2025 | Y | Industrial CHP | 7 | T | NG
Natural Gas Internal Combustion Engine.NG | natural gas peaker | FALSE | 14173 | Oroville Cogeneration LP | 54477 | Oroville Cogeneration LP | CA | Butte | GEN3 | Natural Gas Internal Combustion Engine | IC |  | S | 1.1 | 0.95 | 1.1 | 1.1 | 0.1 | N | 1 | 2025 | Y | Industrial CHP | 7 | T | NG
Natural Gas Internal Combustion Engine.NG | natural gas peaker | FALSE | 14173 | Oroville Cogeneration LP | 54477 | Oroville Cogeneration LP | CA | Butte | GEN4 | Natural Gas Internal Combustion Engine | IC |  | S | 1.1 | 0.95 | 1.1 | 1.1 | 0.1 | N | 1 | 2025 | Y | Industrial CHP | 7 | T | NG
Natural Gas Internal Combustion Engine.NG | natural gas peaker | FALSE | 14173 | Oroville Cogeneration LP | 54477 | Oroville Cogeneration LP | CA | Butte | GEN5 | Natural Gas Internal Combustion Engine | IC |  | S | 1.1 | 0.95 | 1.1 | 1.1 | 0.1 | N | 1 | 2025 | Y | Industrial CHP | 7 | T | NG
Natural Gas Internal Combustion Engine.NG | natural gas peaker | FALSE | 14173 | Oroville Cogeneration LP | 54477 | Oroville Cogeneration LP | CA | Butte | GEN6 | Natural Gas Internal Combustion Engine | IC |  | S | 1.1 | 0.95 | 1.1 | 1.1 | 0.1 | N | 1 | 2025 | Y | Industrial CHP | 7 | T | NG
Natural Gas Internal Combustion Engine.NG | natural gas peaker | FALSE | 14173 | Oroville Cogeneration LP | 54477 | Oroville Cogeneration LP | CA | Butte | GEN7 | Natural Gas Internal Combustion Engine | IC |  | S | 1.1 | 0.95 | 1.1 | 1.1 | 0.1 | N | 1 | 2025 | Y | Industrial CHP | 7 | T | NG
Natural Gas Steam Turbine.NG | natural gas steam turbine | FALSE | 547 | American Sugar Refining Inc. | 54512 | Domino Sugar Arabi Plant | LA | St Bernard | TG1 | Natural Gas Steam Turbine | ST |  | S | 5 | 0.8 | 3.4 | 3.1 | 1 | N |  |  | Y | Industrial CHP | 7 | T | NG
Natural Gas Steam Turbine.NG | natural gas steam turbine | FALSE | 547 | American Sugar Refining Inc. | 54512 | Domino Sugar Arabi Plant | LA | St Bernard | TG2 | Natural Gas Steam Turbine | ST |  | S | 5 | 0.8 | 2.3 | 2.3 | 1 | N |  |  | Y | Industrial CHP | 7 | T | NG
Natural Gas Steam Turbine.NG | natural gas steam turbine | FALSE | 547 | American Sugar Refining Inc. | 54512 | Domino Sugar Arabi Plant | LA | St Bernard | TG3 | Natural Gas Steam Turbine | ST |  | S | 4 | 1 | 2 | 1.4 | 1 | N |  |  | Y | Industrial CHP | 7 | T | NG
Natural Gas Internal Combustion Engine.NG | natural gas peaker | FALSE | 30038 | WestRock (IL) | 54513 | WestRock (IL) | IL | Kane | E-1 | Natural Gas Internal Combustion Engine | IC |  | S | 0.7 | 0.8 | 0.7 | 0.7 | 0.1 | N |  |  | N | Industrial Non-CHP | 6 | X | NG
Natural Gas Internal Combustion Engine.NG | natural gas peaker | FALSE | 30038 | WestRock (IL) | 54513 | WestRock (IL) | IL | Kane | E2-A | Natural Gas Internal Combustion Engine | IC |  | S | 0.7 | 0.8 | 0.7 | 0.7 | 0.1 | N |  |  | N | Industrial Non-CHP | 6 | X | NG
Natural Gas Internal Combustion Engine.NG | natural gas peaker | FALSE | 30038 | WestRock (IL) | 54513 | WestRock (IL) | IL | Kane | E2-B | Natural Gas Internal Combustion Engine | IC |  | S | 0.7 | 0.8 | 0.7 | 0.7 | 0.1 | N |  |  | N | Industrial Non-CHP | 6 | X | NG
Natural Gas Internal Combustion Engine.NG | natural gas peaker | FALSE | 30038 | WestRock (IL) | 54513 | WestRock (IL) | IL | Kane | E3 | Natural Gas Internal Combustion Engine | IC |  | S | 0.8 | 0.8 | 0.8 | 0.8 | 0.1 | N |  |  | N | Industrial Non-CHP | 6 | X | NG
Conventional Hydroelectric.WAT | hydro | TRUE | 1851 | Blind Canyon Aquaranch, Inc. | 54514 | Blind Canyon Hydro | ID | Gooding | 1 | Conventional Hydroelectric | HY |  | S | 1.3 | 0.8 | 1.3 | 1.3 | 1.3 | N |  |  | N | IPP Non-CHP | 2 | X | WAT
Petroleum Liquids.DFO | petroleum | FALSE | 4566 | Crotched Mt Rehab Ctr Inc | 54515 | Crotched Mountain Rehabilitation Center | NH | Hillsborough | GEN1 | Petroleum Liquids | IC |  | S | 0.7 | 1 | 0.7 | 0.7 | 0.7 | N |  |  | Y | Commercial CHP | 5 | T | DFO
Petroleum Liquids.DFO | petroleum | FALSE | 4566 | Crotched Mt Rehab Ctr Inc | 54515 | Crotched Mountain Rehabilitation Center | NH | Hillsborough | GEN2 | Petroleum Liquids | IC |  | S | 0.7 | 1 | 0.7 | 0.7 | 0.7 | N |  |  | Y | Commercial CHP | 5 | T | DFO
Petroleum Liquids.DFO | petroleum | FALSE | 4566 | Crotched Mt Rehab Ctr Inc | 54515 | Crotched Mountain Rehabilitation Center | NH | Hillsborough | GEN3 | Petroleum Liquids | IC |  | S | 0.7 | 1 | 0.7 | 0.7 | 0.7 | N |  |  | Y | Commercial CHP | 5 | T | DFO
Wood/Wood Waste Biomass.WDS | biomass | TRUE | 17164 | Sierra Pacific Industries | 54517 | Sierra Pacific Sonora | CA | Tuolumne | GEN3 | Wood/Wood Waste Biomass | ST |  | S | 7.5 | 0.8 | 6 | 6.4 | 1 | N |  |  | N | Industrial Non-CHP | 6 | X | WDS
Natural Gas Fired Combustion Turbine.NG | natural gas peaker | FALSE | 6564 | Formosa Plastics Corp | 54518 | Formosa Plastics | LA | East Baton Rouge | GT2 | Natural Gas Fired Combustion Turbine | GT |  | S | 38 | 0.8 | 33 | 37 | 28 | N |  |  | Y | Industrial CHP | 7 | T | NG
Natural Gas Fired Combustion Turbine.NG | natural gas peaker | FALSE | 6564 | Formosa Plastics Corp | 54518 | Formosa Plastics | LA | East Baton Rouge | GT3 | Natural Gas Fired Combustion Turbine | GT |  | S | 38.8 | 0.85 | 33 | 37 | 28 | N |  |  | Y | Industrial CHP | 7 | T | NG
Natural Gas Steam Turbine.NG | natural gas steam turbine | FALSE | 6564 | Formosa Plastics Corp | 54518 | Formosa Plastics | LA | East Baton Rouge | ST1 | Natural Gas Steam Turbine | ST |  | S | 12 | 0.848 | 8 | 8 | 2 | N |  |  | Y | Industrial CHP | 7 | T | NG
Natural Gas Steam Turbine.NG | natural gas steam turbine | FALSE | 6564 | Formosa Plastics Corp | 54518 | Formosa Plastics | LA | East Baton Rouge | ST2 | Natural Gas Steam Turbine | ST |  | S | 12 | 0.85 | 8 | 8 | 2 | N |  |  | Y | Industrial CHP | 7 | T | NG
Natural Gas Internal Combustion Engine.NG | natural gas peaker | FALSE | 6831 | Ft Worth City of | 54520 | Village Creek Water Reclamation Facility | TX | Tarrant | SD1 | Natural Gas Internal Combustion Engine | IC |  | S | 0.9 | 0.8 | 0.9 | 0.9 | 0.1 | N |  |  | N | Commercial CHP | 5 | X | NG
Natural Gas Internal Combustion Engine.NG | natural gas peaker | FALSE | 6831 | Ft Worth City of | 54520 | Village Creek Water Reclamation Facility | TX | Tarrant | SD2 | Natural Gas Internal Combustion Engine | IC |  | S | 0.9 | 0.8 | 0.9 | 0.9 | 0.1 | N |  |  | N | Commercial CHP | 5 | X | NG
Natural Gas Fired Combustion Turbine.NG | natural gas peaker | FALSE | 6831 | Ft Worth City of | 54520 | Village Creek Water Reclamation Facility | TX | Tarrant | TG1 | Natural Gas Fired Combustion Turbine | GT |  | S | 5.3 | 0.8 | 4.2 | 5.3 | 0.1 | N |  |  | Y | Commercial CHP | 5 | T | NG
Natural Gas Fired Combustion Turbine.NG | natural gas peaker | FALSE | 6831 | Ft Worth City of | 54520 | Village Creek Water Reclamation Facility | TX | Tarrant | TG2 | Natural Gas Fired Combustion Turbine | GT |  | S | 5.3 | 0.8 | 4.2 | 5.3 | 0.1 | N |  |  | Y | Commercial CHP | 5 | T | NG
Natural Gas Internal Combustion Engine.NG | natural gas peaker | FALSE | 8705 | Hoffer Plastics | 54523 | Hoffer Plastics | IL | Kane | GEN1 | Natural Gas Internal Combustion Engine | IC |  | S | 0.8 | 0.8 | 0.8 | 0.8 | 0.4 | N |  |  | N | Industrial Non-CHP | 6 | X | NG
Natural Gas Internal Combustion Engine.NG | natural gas peaker | FALSE | 8705 | Hoffer Plastics | 54523 | Hoffer Plastics | IL | Kane | GEN2 | Natural Gas Internal Combustion Engine | IC |  | S | 0.8 | 0.8 | 0.8 | 0.8 | 0.4 | N |  |  | N | Industrial Non-CHP | 6 | X | NG
Natural Gas Internal Combustion Engine.NG | natural gas peaker | FALSE | 8705 | Hoffer Plastics | 54523 | Hoffer Plastics | IL | Kane | GEN3 | Natural Gas Internal Combustion Engine | IC |  | S | 0.8 | 0.8 | 0.8 | 0.8 | 0.4 | N |  |  | N | Industrial Non-CHP | 6 | X | NG
Natural Gas Internal Combustion Engine.NG | natural gas peaker | FALSE | 8705 | Hoffer Plastics | 54523 | Hoffer Plastics | IL | Kane | GEN4 | Natural Gas Internal Combustion Engine | IC |  | S | 0.8 | 0.8 | 0.8 | 0.8 | 0.4 | N |  |  | N | Industrial Non-CHP | 6 | X | NG
Natural Gas Internal Combustion Engine.NG | natural gas peaker | FALSE | 8705 | Hoffer Plastics | 54523 | Hoffer Plastics | IL | Kane | GEN5 | Natural Gas Internal Combustion Engine | IC |  | S | 0.8 | 0.8 | 0.8 | 0.8 | 0.4 | N |  |  | N | Industrial Non-CHP | 6 | X | NG
Natural Gas Internal Combustion Engine.NG | natural gas peaker | FALSE | 8705 | Hoffer Plastics | 54523 | Hoffer Plastics | IL | Kane | GEN6 | Natural Gas Internal Combustion Engine | IC |  | S | 0.8 | 0.8 | 0.8 | 0.8 | 0.4 | N |  |  | N | Industrial Non-CHP | 6 | X | NG
Natural Gas Internal Combustion Engine.NG | natural gas peaker | FALSE | 8705 | Hoffer Plastics | 54523 | Hoffer Plastics | IL | Kane | GEN7 | Natural Gas Internal Combustion Engine | IC |  | S | 0.8 | 0.8 | 0.8 | 0.8 | 0.4 | N |  |  | N | Industrial Non-CHP | 6 | X | NG
Natural Gas Internal Combustion Engine.NG | natural gas peaker | FALSE | 8705 | Hoffer Plastics | 54523 | Hoffer Plastics | IL | Kane | GEN8 | Natural Gas Internal Combustion Engine | IC |  | S | 0.8 | 0.8 | 0.8 | 0.8 | 0.4 | N |  |  | N | Industrial Non-CHP | 6 | X | NG
Natural Gas Internal Combustion Engine.NG | natural gas peaker | FALSE | 8705 | Hoffer Plastics | 54523 | Hoffer Plastics | IL | Kane | GEN9 | Natural Gas Internal Combustion Engine | IC |  | S | 0.8 | 0.8 | 0.8 | 0.8 | 0.4 | N |  |  | N | Industrial Non-CHP | 6 | X | NG
Conventional Hydroelectric.WAT | hydro | TRUE | 8862 | Horseshoe Bend Hydroelectric Co | 54524 | Horseshoe Bend Hydroelectric Co | ID | Boise | GEN1 | Conventional Hydroelectric | HY |  | S | 4.7 | 0.95 | 4.7 | 4.7 | 0.5 | N |  |  | N | IPP Non-CHP | 2 | X | WAT
Conventional Hydroelectric.WAT | hydro | TRUE | 8862 | Horseshoe Bend Hydroelectric Co | 54524 | Horseshoe Bend Hydroelectric Co | ID | Boise | GEN2 | Conventional Hydroelectric | HY |  | S | 4.7 | 0.95 | 4.7 | 4.7 | 0.5 | N |  |  | N | IPP Non-CHP | 2 | X | WAT
Conventional Hydroelectric.WAT | hydro | FALSE | 26003 | Kankakee City of | 54525 | Kankakee Hydro Facility | IL | Kankakee | 1 | Conventional Hydroelectric | HY |  | S | 0.4 | 0.85 | 0.4 | 0.4 | 0.1 | N |  |  | N | Commercial Non-CHP | 4 | X | WAT
Conventional Hydroelectric.WAT | hydro | FALSE | 26003 | Kankakee City of | 54525 | Kankakee Hydro Facility | IL | Kankakee | 2 | Conventional Hydroelectric | HY |  | S | 0.4 | 0.85 | 0.4 | 0.4 | 0.1 | N |  |  | N | Commercial Non-CHP | 4 | X | WAT
Conventional Hydroelectric.WAT | hydro | FALSE | 26003 | Kankakee City of | 54525 | Kankakee Hydro Facility | IL | Kankakee | 3 | Conventional Hydroelectric | HY |  | S | 0.4 | 0.85 | 0.4 | 0.4 | 0.1 | N |  |  | N | Commercial Non-CHP | 4 | X | WAT
Conventional Steam Coal.SUB | hard coal | FALSE | 17604 | Southern Minnesota Beet Sugar | 54533 | Southern Minnesota Beet Sugar | MN | Renville | 0001 | Conventional Steam Coal | ST |  | S | 7.5 | 0.8 | 7.5 | 7.5 | 1.5 | N |  |  | Y | Industrial CHP | 7 | B | SUB | NG
Landfill Gas.LFG | natural gas peaker | TRUE | 57249 | EPP Renewable Energy | 54536 | Sumpter Energy Associates | MI | Wayne | 0202 | Landfill Gas | IC |  | S | 0.8 | 0.95 | 0.8 | 0.8 | 0.3 | N |  |  | N | IPP Non-CHP | 2 | X | LFG
Landfill Gas.LFG | natural gas peaker | TRUE | 57249 | EPP Renewable Energy | 54536 | Sumpter Energy Associates | MI | Wayne | 0203 | Landfill Gas | IC |  | S | 0.8 | 0.95 | 0.8 | 0.8 | 0.3 | N |  |  | N | IPP Non-CHP | 2 | X | LFG
Landfill Gas.LFG | natural gas peaker | TRUE | 57249 | EPP Renewable Energy | 54536 | Sumpter Energy Associates | MI | Wayne | 0204 | Landfill Gas | IC |  | S | 0.8 | 0.95 | 0.8 | 0.8 | 0.3 | N |  |  | N | IPP Non-CHP | 2 | X | LFG
Landfill Gas.LFG | natural gas peaker | TRUE | 57249 | EPP Renewable Energy | 54536 | Sumpter Energy Associates | MI | Wayne | 0205 | Landfill Gas | IC |  | S | 0.8 | 0.95 | 0.8 | 0.8 | 0.3 | N |  |  | N | IPP Non-CHP | 2 | X | LFG
Landfill Gas.LFG | natural gas peaker | TRUE | 57249 | EPP Renewable Energy | 54536 | Sumpter Energy Associates | MI | Wayne | 0386 | Landfill Gas | IC |  | S | 0.8 | 0.95 | 0.8 | 0.8 | 0.3 | N |  |  | N | IPP Non-CHP | 2 | X | LFG
Landfill Gas.LFG | natural gas peaker | TRUE | 57249 | EPP Renewable Energy | 54536 | Sumpter Energy Associates | MI | Wayne | 0388 | Landfill Gas | IC |  | S | 0.8 | 0.95 | 0.8 | 0.8 | 0.3 | N |  |  | N | IPP Non-CHP | 2 | X | LFG
Landfill Gas.LFG | natural gas peaker | TRUE | 57249 | EPP Renewable Energy | 54536 | Sumpter Energy Associates | MI | Wayne | 0389 | Landfill Gas | IC |  | S | 0.8 | 0.95 | 0.8 | 0.8 | 0.3 | N |  |  | N | IPP Non-CHP | 2 | X | LFG
Landfill Gas.LFG | natural gas peaker | TRUE | 57249 | EPP Renewable Energy | 54536 | Sumpter Energy Associates | MI | Wayne | 0392 | Landfill Gas | IC |  | S | 0.8 | 0.95 | 0.8 | 0.8 | 0.3 | N |  |  | N | IPP Non-CHP | 2 | X | LFG
Landfill Gas.LFG | natural gas peaker | TRUE | 57249 | EPP Renewable Energy | 54536 | Sumpter Energy Associates | MI | Wayne | 0435 | Landfill Gas | IC |  | S | 0.8 | 0.95 | 0.8 | 0.8 | 0.3 | N |  |  | N | IPP Non-CHP | 2 | X | LFG
Landfill Gas.LFG | natural gas peaker | TRUE | 57249 | EPP Renewable Energy | 54536 | Sumpter Energy Associates | MI | Wayne | 0437 | Landfill Gas | IC |  | S | 0.8 | 0.95 | 0.8 | 0.8 | 0.3 | N |  |  | N | IPP Non-CHP | 2 | X | LFG
Landfill Gas.LFG | natural gas peaker | TRUE | 57249 | EPP Renewable Energy | 54536 | Sumpter Energy Associates | MI | Wayne | 0440 | Landfill Gas | IC |  | S | 0.8 | 0.95 | 0.8 | 0.8 | 0.3 | N |  |  | N | IPP Non-CHP | 2 | X | LFG
Landfill Gas.LFG | natural gas peaker | TRUE | 57249 | EPP Renewable Energy | 54536 | Sumpter Energy Associates | MI | Wayne | 0447 | Landfill Gas | IC |  | S | 0.8 | 0.95 | 0.8 | 0.8 | 0.3 | N |  |  | N | IPP Non-CHP | 2 | X | LFG
Landfill Gas.LFG | natural gas peaker | TRUE | 57249 | EPP Renewable Energy | 54536 | Sumpter Energy Associates | MI | Wayne | 0464 | Landfill Gas | IC |  | S | 0.8 | 0.95 | 0.8 | 0.8 | 0.3 | N |  |  | N | IPP Non-CHP | 2 | X | LFG
Landfill Gas.LFG | natural gas peaker | TRUE | 57249 | EPP Renewable Energy | 54536 | Sumpter Energy Associates | MI | Wayne | 0467 | Landfill Gas | IC |  | S | 0.8 | 0.95 | 0.8 | 0.8 | 0.3 | N |  |  | N | IPP Non-CHP | 2 | X | LFG
Natural Gas Fired Combined Cycle.NG | natural gas combined cycle | TRUE | 15500 | Puget Sound Energy Inc | 54537 | Ferndale Generating Station | WA | Whatcom | CT1A | Natural Gas Fired Combined Cycle | CT | CC1 | S | 95.9 | 0.9 | 86 | 94 | 35 | N |  |  | Y | Electric Utility | 1 | T | NG | DFO
Natural Gas Fired Combined Cycle.NG | natural gas combined cycle | TRUE | 15500 | Puget Sound Energy Inc | 54537 | Ferndale Generating Station | WA | Whatcom | CT1B | Natural Gas Fired Combined Cycle | CT | CC1 | S | 95.9 | 0.9 | 86 | 94 | 35 | N |  |  | Y | Electric Utility | 1 | T | NG | DFO
Natural Gas Fired Combined Cycle.NG | natural gas combined cycle | TRUE | 15500 | Puget Sound Energy Inc | 54537 | Ferndale Generating Station | WA | Whatcom | ST1 | Natural Gas Fired Combined Cycle | CA | CC1 | S | 93.7 | 0.9 | 98 | 98 | 30 | N |  |  | Y | Electric Utility | 1 | T | NG
Natural Gas Fired Combustion Turbine.NG | natural gas peaker | TRUE | 13994 | Oglethorpe Power Corporation | 54538 | Hartwell Energy Facility | GA | Hart | MAG1 | Natural Gas Fired Combustion Turbine | GT |  | S | 180 | 0.85 | 149.5 | 176.8 | 75 | N |  |  | N | Electric Utility | 1 | X | NG | DFO
Natural Gas Fired Combustion Turbine.NG | natural gas peaker | TRUE | 13994 | Oglethorpe Power Corporation | 54538 | Hartwell Energy Facility | GA | Hart | MAG2 | Natural Gas Fired Combustion Turbine | GT |  | S | 180 | 0.85 | 148.6 | 176.8 | 75 | N |  |  | N | Electric Utility | 1 | X | NG | DFO
Landfill Gas.LFG | natural gas peaker | TRUE | 54842 | WM Renewable Energy LLC | 54539 | Venice Resources Gas Recovery | MI | Shiawassee | GEN1 | Landfill Gas | IC |  | S | 0.8 | 0.98 | 0.8 | 0.8 | 0.5 | N |  |  | N | IPP Non-CHP | 2 | X | LFG
Landfill Gas.LFG | natural gas peaker | TRUE | 54842 | WM Renewable Energy LLC | 54539 | Venice Resources Gas Recovery | MI | Shiawassee | GEN2 | Landfill Gas | IC |  | S | 0.8 | 0.98 | 0.8 | 0.8 | 0.5 | N |  |  | N | IPP Non-CHP | 2 | X | LFG
Natural Gas Internal Combustion Engine.NG | natural gas peaker | FALSE | 20328 | Wells Manufacturing Co | 54540 | Charter Dura-Bar | IL | McHenry | 1A | Natural Gas Internal Combustion Engine | IC |  | S | 1 | 0.8 | 0.9 | 1 | 0.7 | N |  |  | N | Industrial Non-CHP | 6 | X | NG
Natural Gas Internal Combustion Engine.NG | natural gas peaker | FALSE | 20328 | Wells Manufacturing Co | 54540 | Charter Dura-Bar | IL | McHenry | 1B | Natural Gas Internal Combustion Engine | IC |  | S | 1 | 0.8 | 0.9 | 1 | 0.7 | N |  |  | N | Industrial Non-CHP | 6 | X | NG
Natural Gas Internal Combustion Engine.NG | natural gas peaker | FALSE | 20328 | Wells Manufacturing Co | 54540 | Charter Dura-Bar | IL | McHenry | 2A | Natural Gas Internal Combustion Engine | IC |  | S | 1 | 0.8 | 0.9 | 1 | 0.7 | N |  |  | N | Industrial Non-CHP | 6 | X | NG
Natural Gas Internal Combustion Engine.NG | natural gas peaker | FALSE | 20328 | Wells Manufacturing Co | 54540 | Charter Dura-Bar | IL | McHenry | 2B | Natural Gas Internal Combustion Engine | IC |  | S | 1 | 0.8 | 0.9 | 1 | 0.7 | N |  |  | N | Industrial Non-CHP | 6 | X | NG
Natural Gas Internal Combustion Engine.NG | natural gas peaker | FALSE | 20328 | Wells Manufacturing Co | 54540 | Charter Dura-Bar | IL | McHenry | 3A | Natural Gas Internal Combustion Engine | IC |  | S | 1 | 0.8 | 0.9 | 1 | 0.7 | N |  |  | N | Industrial Non-CHP | 6 | X | NG
Natural Gas Internal Combustion Engine.NG | natural gas peaker | FALSE | 20328 | Wells Manufacturing Co | 54540 | Charter Dura-Bar | IL | McHenry | 3B | Natural Gas Internal Combustion Engine | IC |  | S | 1 | 0.8 | 0.9 | 1 | 0.7 | N |  |  | N | Industrial Non-CHP | 6 | X | NG
Natural Gas Fired Combined Cycle.NG | natural gas combined cycle | TRUE | 17254 | Sithe/Independence LLC | 54547 | Sithe Independence Station | NY | Oswego | 1 | Natural Gas Fired Combined Cycle | CT | BLK1 | W | 169.2 | 0.8 | 159.2 | 194.1 | 90 | N |  |  | Y | IPP CHP | 3 | T | NG
Natural Gas Fired Combined Cycle.NG | natural gas combined cycle | TRUE | 17254 | Sithe/Independence LLC | 54547 | Sithe Independence Station | NY | Oswego | 2 | Natural Gas Fired Combined Cycle | CT | BLK1 | W | 169.2 | 0.8 | 159.2 | 194.1 | 90 | N |  |  | Y | IPP CHP | 3 | T | NG
Natural Gas Fired Combined Cycle.NG | natural gas combined cycle | TRUE | 17254 | Sithe/Independence LLC | 54547 | Sithe Independence Station | NY | Oswego | 3 | Natural Gas Fired Combined Cycle | CT | BLK2 | W | 169.2 | 0.8 | 159.2 | 194.1 | 90 | N |  |  | Y | IPP CHP | 3 | T | NG
Natural Gas Fired Combined Cycle.NG | natural gas combined cycle | TRUE | 17254 | Sithe/Independence LLC | 54547 | Sithe Independence Station | NY | Oswego | 4 | Natural Gas Fired Combined Cycle | CT | BLK2 | W | 169.5 | 0.8 | 159.2 | 194.1 | 90 | N |  |  | Y | IPP CHP | 3 | T | NG
Natural Gas Fired Combined Cycle.NG | natural gas combined cycle | TRUE | 17254 | Sithe/Independence LLC | 54547 | Sithe Independence Station | NY | Oswego | 5 | Natural Gas Fired Combined Cycle | CA | BLK1 | W | 204.5 | 0.89 | 171.7 | 209.3 | 45 | N |  |  | Y | IPP CHP | 3 | T | NG
Natural Gas Fired Combined Cycle.NG | natural gas combined cycle | TRUE | 17254 | Sithe/Independence LLC | 54547 | Sithe Independence Station | NY | Oswego | 6 | Natural Gas Fired Combined Cycle | CA | BLK2 | W | 204.5 | 0.89 | 171.7 | 209.3 | 45 | N |  |  | Y | IPP CHP | 3 | T | NG
Conventional Hydroelectric.WAT | hydro | TRUE | 59827 | Ampersand Long Falls Hydro, LLC | 54548 | Longfalls Facility | NY | Jefferson | 1 | Conventional Hydroelectric | HY |  | S | 3.3 | 1 | 3 | 3 | 1 | N |  |  | N | IPP Non-CHP | 2 | X | WAT
Natural Gas Fired Combined Cycle.NG | natural gas combined cycle | FALSE | 57139 | W&T Offshore Inc | 54550 | W&T Onshore Treating Facility (OTF) | AL | Mobile | 901 | Natural Gas Fired Combined Cycle | CA | CC1 | S | 0.9 | 0.95 | 0.9 | 0.9 | 0.1 | N |  |  | Y | Industrial CHP | 7 | B | NG
Natural Gas Fired Combined Cycle.NG | natural gas combined cycle | FALSE | 57139 | W&T Offshore Inc | 54550 | W&T Onshore Treating Facility (OTF) | AL | Mobile | 901A | Natural Gas Fired Combined Cycle | CT | CC1 | S | 3.7 | 0.95 | 3.4 | 3.6 | 1.1 | N |  |  | Y | Industrial CHP | 7 | T | NG
Natural Gas Fired Combined Cycle.NG | natural gas combined cycle | FALSE | 57139 | W&T Offshore Inc | 54550 | W&T Onshore Treating Facility (OTF) | AL | Mobile | 901B | Natural Gas Fired Combined Cycle | CT | CC1 | S | 3.7 | 0.95 | 3.4 | 3.6 | 1.1 | N |  |  | Y | Industrial CHP | 7 | T | NG
Natural Gas Fired Combined Cycle.NG | natural gas combined cycle | FALSE | 57139 | W&T Offshore Inc | 54550 | W&T Onshore Treating Facility (OTF) | AL | Mobile | 901C | Natural Gas Fired Combined Cycle | CT | CC1 | S | 3.7 | 0.8 | 3.4 | 3.6 | 1.1 | N |  |  | Y | Industrial CHP | 7 | T | NG
Conventional Hydroelectric.WAT | hydro | TRUE | 40613 | Northern California Power Agny | 54554 | Spicer Meadow Project | CA | Tuolumne | GEN1 | Conventional Hydroelectric | HY |  | W | 2.7 | 0.95 | 2.5 | 2.5 | 0.8 | N |  |  | N | Electric Utility | 1 | X | WAT
Conventional Hydroelectric.WAT | hydro | TRUE | 40613 | Northern California Power Agny | 54554 | Spicer Meadow Project | CA | Tuolumne | GEN2 | Conventional Hydroelectric | HY |  | W | 2.7 | 0.95 | 2.5 | 2.5 | 0.8 | N |  |  | N | Electric Utility | 1 | X | WAT
Conventional Hydroelectric.WAT | hydro | TRUE | 40613 | Northern California Power Agny | 54554 | Spicer Meadow Project | CA | Tuolumne | GEN3 | Conventional Hydroelectric | HY |  | W | 0.5 | 0.95 | 0.5 | 0.5 | 0.1 | N |  |  | N | Electric Utility | 1 | X | WAT
Conventional Hydroelectric.WAT | hydro | TRUE | 40613 | Northern California Power Agny | 54555 | Collierville Powerhouse | CA | Calaveras | GEN1 | Conventional Hydroelectric | HY |  | W | 126.5 | 0.95 | 126.5 | 126.5 | 3 | N |  |  | N | Electric Utility | 1 | X | WAT
Conventional Hydroelectric.WAT | hydro | TRUE | 40613 | Northern California Power Agny | 54555 | Collierville Powerhouse | CA | Calaveras | GEN2 | Conventional Hydroelectric | HY |  | W | 126.5 | 0.95 | 126.5 | 126.5 | 3 | N |  |  | N | Electric Utility | 1 | X | WAT
Natural Gas Fired Combustion Turbine.NG | natural gas peaker | FALSE | 4222 | Ingredion Inc - Illinois | 54556 | Ingredion Incorporated | IL | Cook | TG03 | Natural Gas Fired Combustion Turbine | GT |  | S | 4.8 | 0.8 | 4.4 | 4.8 | 0.5 | N |  |  | N | Industrial CHP | 7 | X | NG
Natural Gas Fired Combustion Turbine.NG | natural gas peaker | FALSE | 4222 | Ingredion Inc - Illinois | 54556 | Ingredion Incorporated | IL | Cook | TG04 | Natural Gas Fired Combustion Turbine | GT |  | S | 4.8 | 0.8 | 4.4 | 4.8 | 0.5 | N |  |  | N | Industrial CHP | 7 | X | NG
Natural Gas Steam Turbine.NG | natural gas steam turbine | FALSE | 4222 | Ingredion Inc - Illinois | 54556 | Ingredion Incorporated | IL | Cook | TGO1 | Natural Gas Steam Turbine | ST |  | S | 22.5 | 0.8 | 21.1 | 21.2 | 5 | N |  |  | Y | Industrial CHP | 7 | T | NG
Natural Gas Steam Turbine.NG | natural gas steam turbine | FALSE | 4222 | Ingredion Inc - Illinois | 54556 | Ingredion Incorporated | IL | Cook | TGO2 | Natural Gas Steam Turbine | ST |  | S | 22.5 | 0.8 | 21.1 | 21.2 | 5 | N |  |  | Y | Industrial CHP | 7 | T | NG
Conventional Hydroelectric.WAT | hydro | TRUE | 8365 | Hazelton/Wilson Joint Venture | 54558 | Hazelton B Hydro | ID | Jerome | U1 | Conventional Hydroelectric | HY |  | S | 3.8 | 0.9 | 3.8 | 3.8 | 1.4 | N |  |  | N | IPP Non-CHP | 2 | X | WAT
Conventional Hydroelectric.WAT | hydro | TRUE | 8365 | Hazelton/Wilson Joint Venture | 54558 | Hazelton B Hydro | ID | Jerome | U2 | Conventional Hydroelectric | HY |  | S | 3.8 | 0.9 | 3.8 | 3.8 | 1.4 | N |  |  | N | IPP Non-CHP | 2 | X | WAT
Wood/Wood Waste Biomass.BLQ | biomass | TRUE | 11169 | Longview Fibre Co | 54562 | Longview Fibre | WA | Cowlitz | 6 | Wood/Wood Waste Biomass | ST |  | S | 20 | 0.85 | 22 | 22 | 4 | N |  |  | Y | Industrial CHP | 7 | T | BLQ | NG | WDS | OBL
Wood/Wood Waste Biomass.BLQ | biomass | TRUE | 11169 | Longview Fibre Co | 54562 | Longview Fibre | WA | Cowlitz | 7 | Wood/Wood Waste Biomass | ST |  | S | 25 | 0.85 | 25 | 25 | 4 | N |  |  | Y | Industrial CHP | 7 | T | BLQ | NG | WDS | OBL
Petroleum Liquids.DFO | petroleum | FALSE | 21116 | YKK USA Inc | 54566 | YKK USA Chestney | GA | Bibb | BWP1 | Petroleum Liquids | IC |  | S | 0.5 | 0.9 | 0.5 | 0.5 | 0.1 | N |  |  | N | Industrial Non-CHP | 6 | X | DFO
Petroleum Liquids.DFO | petroleum | FALSE | 21116 | YKK USA Inc | 54566 | YKK USA Chestney | GA | Bibb | SEV1 | Petroleum Liquids | IC |  | S | 0.3 | 0.9 | 0.3 | 0.3 | 0.1 | N |  |  | N | Industrial Non-CHP | 6 | X | DFO
Petroleum Liquids.DFO | petroleum | FALSE | 21116 | YKK USA Inc | 54566 | YKK USA Chestney | GA | Bibb | SLD1 | Petroleum Liquids | IC |  | S | 0.5 | 0.9 | 0.5 | 0.5 | 0.1 | N |  |  | N | Industrial Non-CHP | 6 | X | DFO
Landfill Gas.LFG | natural gas peaker | TRUE | 61324 | Yolo County Community Services Department | 54567 | MM Yolo Power | CA | Yolo | 1 | Landfill Gas | IC |  | S | 0.6 | 0.98 | 0.5 | 0.5 | 0.5 | N |  |  | N | IPP Non-CHP | 2 | X | LFG
Landfill Gas.LFG | natural gas peaker | TRUE | 61324 | Yolo County Community Services Department | 54567 | MM Yolo Power | CA | Yolo | 2 | Landfill Gas | IC |  | S | 0.6 | 0.98 | 0.5 | 0.5 | 0.5 | N |  |  | N | IPP Non-CHP | 2 | X | LFG
Landfill Gas.LFG | natural gas peaker | TRUE | 61324 | Yolo County Community Services Department | 54567 | MM Yolo Power | CA | Yolo | 3 | Landfill Gas | IC |  | S | 0.6 | 0.98 | 0.5 | 0.5 | 0.5 | N |  |  | N | IPP Non-CHP | 2 | X | LFG
Landfill Gas.LFG | natural gas peaker | TRUE | 61324 | Yolo County Community Services Department | 54567 | MM Yolo Power | CA | Yolo | 4 | Landfill Gas | IC |  | S | 0.9 | 0.98 | 0.9 | 0.9 | 0.5 | N |  |  | N | IPP Non-CHP | 2 | X | LFG
Landfill Gas.LFG | natural gas peaker | TRUE | 61324 | Yolo County Community Services Department | 54567 | MM Yolo Power | CA | Yolo | 5 | Landfill Gas | IC |  | S | 0.9 | 0.98 | 0.9 | 0.9 | 0.5 | N |  |  | N | IPP Non-CHP | 2 | X | LFG
Other Waste Biomass.OBG | biomass | TRUE | 13943 | Ocean County Utilities Auth | 54569 | Bayville Central Facility | NJ | Ocean | COG1 | Other Waste Biomass | IC |  | S | 0.3 | 0.9 | 0.3 | 0.3 | 0.2 | N |  |  | Y | Commercial CHP | 5 | T | OBG | NG
Other Waste Biomass.OBG | biomass | TRUE | 13943 | Ocean County Utilities Auth | 54569 | Bayville Central Facility | NJ | Ocean | COG2 | Other Waste Biomass | IC |  | S | 0.3 | 0.9 | 0.3 | 0.3 | 0.2 | N |  |  | Y | Commercial CHP | 5 | T | OBG | NG
Other Waste Biomass.OBG | biomass | TRUE | 13943 | Ocean County Utilities Auth | 54569 | Bayville Central Facility | NJ | Ocean | COG3 | Other Waste Biomass | IC |  | S | 0.3 | 0.9 | 0.3 | 0.3 | 0.2 | N |  |  | Y | Commercial CHP | 5 | T | OBG | NG
Petroleum Liquids.DFO | petroleum | FALSE | 13943 | Ocean County Utilities Auth | 54569 | Bayville Central Facility | NJ | Ocean | COG4 | Petroleum Liquids | IC |  | S | 1.5 | 0.8 | 1.5 | 1.5 | 0.7 | N |  |  | N | Commercial CHP | 5 | X | DFO
Petroleum Liquids.DFO | petroleum | FALSE | 13943 | Ocean County Utilities Auth | 54569 | Bayville Central Facility | NJ | Ocean | COG5 | Petroleum Liquids | IC |  | S | 1.5 | 0.8 | 1.5 | 1.5 | 0.7 | N |  |  | N | Commercial CHP | 5 | X | DFO
Petroleum Liquids.DFO | petroleum | FALSE | 13943 | Ocean County Utilities Auth | 54569 | Bayville Central Facility | NJ | Ocean | COG6 | Petroleum Liquids | IC |  | S | 1.5 | 0.8 | 1.5 | 1.5 | 0.7 | N |  |  | N | Commercial CHP | 5 | X | DFO
Petroleum Liquids.DFO | petroleum | FALSE | 13943 | Ocean County Utilities Auth | 54569 | Bayville Central Facility | NJ | Ocean | COG7 | Petroleum Liquids | IC |  | S | 1.5 | 0.8 | 1.5 | 1.5 | 0.7 | N |  |  | N | Commercial CHP | 5 | X | DFO
Solar Photovoltaic.SUN | solar PV | FALSE | 13943 | Ocean County Utilities Auth | 54569 | Bayville Central Facility | NJ | Ocean | CPV1 | Solar Photovoltaic | PV |  | S | 0.2 |  | 0.2 | 0.1 |  | N |  |  | N | Commercial CHP | 5 | X | SUN
Conventional Hydroelectric.WAT | hydro | TRUE | 57280 | Eagle Creek Renewable Energy, LLC | 54572 | Lochmere Hydroelectric Plant | NH | Belknap | UNT1 | Conventional Hydroelectric | HY |  | W | 0.3 | 0.82 | 0.3 | 0.3 | 0.1 | N |  |  | N | IPP Non-CHP | 2 | X | WAT
Conventional Hydroelectric.WAT | hydro | TRUE | 57280 | Eagle Creek Renewable Energy, LLC | 54572 | Lochmere Hydroelectric Plant | NH | Belknap | UNT2 | Conventional Hydroelectric | HY |  | W | 0.3 | 0.82 | 0.3 | 0.3 | 0.1 | N |  |  | N | IPP Non-CHP | 2 | X | WAT
Conventional Hydroelectric.WAT | hydro | TRUE | 57280 | Eagle Creek Renewable Energy, LLC | 54572 | Lochmere Hydroelectric Plant | NH | Belknap | UNT3 | Conventional Hydroelectric | HY |  | W | 0.3 | 0.82 | 0.3 | 0.3 | 0.1 | N |  |  | N | IPP Non-CHP | 2 | X | WAT
Conventional Hydroelectric.WAT | hydro | TRUE | 57280 | Eagle Creek Renewable Energy, LLC | 54572 | Lochmere Hydroelectric Plant | NH | Belknap | UNT4 | Conventional Hydroelectric | HY |  | W | 0.3 | 0.82 | 0.3 | 0.3 | 0.1 | N |  |  | N | IPP Non-CHP | 2 | X | WAT
Conventional Hydroelectric.WAT | hydro | TRUE | 54838 | Windsor Machinery Co Inc | 54573 | Wappinger Falls Hydroelectric | NY | Dutchess | 1 | Conventional Hydroelectric | HY |  | S | 1 | 1 | 1 | 0.9 | 1 | N |  |  | N | IPP Non-CHP | 2 | X | WAT
Conventional Hydroelectric.WAT | hydro | TRUE | 54838 | Windsor Machinery Co Inc | 54573 | Wappinger Falls Hydroelectric | NY | Dutchess | 2 | Conventional Hydroelectric | HY |  | S | 1 | 1 | 1 | 0.9 | 1 | N |  |  | N | IPP Non-CHP | 2 | X | WAT
Natural Gas Fired Combined Cycle.NG | natural gas combined cycle | TRUE | 16729 | Saranac Power Partners LP | 54574 | Saranac Facility | NY | Clinton | GEN1 | Natural Gas Fired Combined Cycle | CT | CA | S | 95.2 | 0.9 | 70.7 | 81.8 | 40 | N |  |  | N | IPP Non-CHP | 2 | X | NG
Natural Gas Fired Combined Cycle.NG | natural gas combined cycle | TRUE | 16729 | Saranac Power Partners LP | 54574 | Saranac Facility | NY | Clinton | GEN2 | Natural Gas Fired Combined Cycle | CT | CA | S | 95.2 | 0.9 | 79.9 | 93 | 40 | N |  |  | N | IPP Non-CHP | 2 | X | NG
Natural Gas Fired Combined Cycle.NG | natural gas combined cycle | TRUE | 16729 | Saranac Power Partners LP | 54574 | Saranac Facility | NY | Clinton | GEN3 | Natural Gas Fired Combined Cycle | CA | CA | S | 95.2 | 0.9 | 85 | 81.3 | 10 | N |  |  | N | IPP Non-CHP | 2 | X | NG
Conventional Hydroelectric.WAT | hydro | TRUE | 24931 | Palmer Hydroelectric | 54580 | Curtis Palmer Hydroelectric | NY | Saratoga | C1 | Conventional Hydroelectric | HY |  | S | 2.6 | 0.8 | 2.5 | 2.5 | 0.9 | N |  |  | N | IPP Non-CHP | 2 | X | WAT
Conventional Hydroelectric.WAT | hydro | TRUE | 24931 | Palmer Hydroelectric | 54580 | Curtis Palmer Hydroelectric | NY | Saratoga | C2 | Conventional Hydroelectric | HY |  | S | 2.6 | 0.8 | 2.5 | 2.5 | 0.9 | N |  |  | N | IPP Non-CHP | 2 | X | WAT
Conventional Hydroelectric.WAT | hydro | TRUE | 24931 | Palmer Hydroelectric | 54580 | Curtis Palmer Hydroelectric | NY | Saratoga | C3 | Conventional Hydroelectric | HY |  | S | 2.6 | 0.8 | 2.4 | 2.4 | 2.3 | N |  |  | N | IPP Non-CHP | 2 | X | WAT
Conventional Hydroelectric.WAT | hydro | TRUE | 24931 | Palmer Hydroelectric | 54580 | Curtis Palmer Hydroelectric | NY | Saratoga | C4 | Conventional Hydroelectric | HY |  | S | 1 | 0.8 | 1.1 | 1.1 | 0.2 | N |  |  | N | IPP Non-CHP | 2 | X | WAT
Conventional Hydroelectric.WAT | hydro | TRUE | 24931 | Palmer Hydroelectric | 54580 | Curtis Palmer Hydroelectric | NY | Saratoga | C5 | Conventional Hydroelectric | HY |  | S | 1 | 0.8 | 1.1 | 1.1 | 0.2 | N |  |  | N | IPP Non-CHP | 2 | X | WAT
Conventional Hydroelectric.WAT | hydro | TRUE | 24931 | Palmer Hydroelectric | 54580 | Curtis Palmer Hydroelectric | NY | Saratoga | P1 | Conventional Hydroelectric | HY |  | S | 24.6 | 0.9 | 25 | 25 | 6 | N |  |  | N | IPP Non-CHP | 2 | X | WAT
Conventional Hydroelectric.WAT | hydro | TRUE | 24931 | Palmer Hydroelectric | 54580 | Curtis Palmer Hydroelectric | NY | Saratoga | P2 | Conventional Hydroelectric | HY |  | S | 24.6 | 0.9 | 25 | 25 | 6 | N |  |  | N | IPP Non-CHP | 2 | X | WAT
Natural Gas Fired Combined Cycle.NG | natural gas combined cycle | TRUE | 65159 | BT Generation Holdings, LLC | 54586 | Tanner Street Generation | MA | Middlesex | TRENT | Natural Gas Fired Combined Cycle | CT | CC1 | S | 57.9 | 0.85 | 58 | 58 | 45 | N |  |  | N | IPP Non-CHP | 2 | X | NG | DFO
Natural Gas Fired Combined Cycle.NG | natural gas combined cycle | TRUE | 65159 | BT Generation Holdings, LLC | 54586 | Tanner Street Generation | MA | Middlesex | VAX | Natural Gas Fired Combined Cycle | CA | CC1 | S | 27.1 | 0.85 | 17 | 19 | 10 | N |  |  | N | IPP Non-CHP | 2 | X | NG | DFO
Natural Gas Fired Combined Cycle.NG | natural gas combined cycle | TRUE | 15253 | Power City Partners LP | 54592 | Massena Energy Facility | NY | St Lawrence | GEN1 | Natural Gas Fired Combined Cycle | CT | CC1 | S | 66.5 | 0.9 | 46 | 56 | 46 | N |  |  | N | IPP Non-CHP | 2 | X | NG | DFO | OBL
Natural Gas Fired Combined Cycle.NG | natural gas combined cycle | TRUE | 15253 | Power City Partners LP | 54592 | Massena Energy Facility | NY | St Lawrence | GEN2 | Natural Gas Fired Combined Cycle | CA | CC1 | S | 35.6 | 0.9 | 35 | 35 | 30 | N |  |  | N | IPP Non-CHP | 2 | X | NG
Petroleum Liquids.DFO | petroleum | TRUE | 15253 | Power City Partners LP | 54592 | Massena Energy Facility | NY | St Lawrence | IC | Petroleum Liquids | IC |  | S | 2 | 0.85 | 2 | 2 | 0.1 | N |  |  | N | IPP Non-CHP | 2 | X | DFO
Natural Gas Fired Combined Cycle.NG | natural gas combined cycle | TRUE | 16839 | Seneca Power Partners LP | 54593 | Batavia Power Plant | NY | Genesee | GEN1 | Natural Gas Fired Combined Cycle | CT | CC01 | S | 47.7 | 0.9 | 34.3 | 44.3 | 34.3 | N |  |  | N | IPP Non-CHP | 2 | X | NG
Natural Gas Fired Combined Cycle.NG | natural gas combined cycle | TRUE | 16839 | Seneca Power Partners LP | 54593 | Batavia Power Plant | NY | Genesee | GEN2 | Natural Gas Fired Combined Cycle | CA | CC01 | S | 18.5 | 0.9 | 14.5 | 14.8 | 14.5 | N |  |  | N | IPP Non-CHP | 2 | X | NG
Petroleum Liquids.DFO | petroleum | TRUE | 16839 | Seneca Power Partners LP | 54593 | Batavia Power Plant | NY | Genesee | GEN3 | Petroleum Liquids | IC |  | S | 1.1 | 0.8 | 1 | 1 | 0.5 | N |  |  | N | IPP Non-CHP | 2 | X | DFO
Petroleum Liquids.DFO | petroleum | FALSE | 55994 | University of Arizona - Biosphere 2 | 54594 | University of Arizona - Biosphere 2 | AZ | Pinal | G-1 | Petroleum Liquids | IC |  | S | 1.5 | 0.8 | 1.5 | 1.5 | 1 | N |  |  | N | Commercial Non-CHP | 4 | X | DFO
Natural Gas Internal Combustion Engine.NG | natural gas peaker | FALSE | 55994 | University of Arizona - Biosphere 2 | 54594 | University of Arizona - Biosphere 2 | AZ | Pinal | G-4 | Natural Gas Internal Combustion Engine | IC |  | S | 1.6 | 0.8 | 1.6 | 1.6 | 1 | N |  |  | N | Commercial Non-CHP | 4 | X | NG
Petroleum Liquids.DFO | petroleum | FALSE | 56478 | University of Michigan NCampus Research | 54604 | Warner Lambert | MI | Washtenaw | 016E | Petroleum Liquids | IC |  | S | 1 | 0.8 | 1 | 1 | 0 | N |  |  | N | Commercial CHP | 5 | X | DFO
Petroleum Liquids.DFO | petroleum | FALSE | 56478 | University of Michigan NCampus Research | 54604 | Warner Lambert | MI | Washtenaw | 0550 | Petroleum Liquids | IC |  | S | 1.5 | 0.8 | 1.5 | 1.5 | 0 | N |  |  | N | Commercial CHP | 5 | X | DFO
Petroleum Liquids.DFO | petroleum | FALSE | 56478 | University of Michigan NCampus Research | 54604 | Warner Lambert | MI | Washtenaw | 085-1 | Petroleum Liquids | IC |  | S | 2.3 | 0.8 | 2.3 | 2.3 | 0 | N |  |  | N | Commercial CHP | 5 | X | DFO
Petroleum Liquids.DFO | petroleum | FALSE | 56478 | University of Michigan NCampus Research | 54604 | Warner Lambert | MI | Washtenaw | 085-2 | Petroleum Liquids | IC |  | S | 2.3 | 0.8 | 2.3 | 2.3 | 0 | N |  |  | N | Commercial CHP | 5 | X | DFO
Natural Gas Fired Combustion Turbine.NG | natural gas peaker | FALSE | 56478 | University of Michigan NCampus Research | 54604 | Warner Lambert | MI | Washtenaw | 5164 | Natural Gas Fired Combustion Turbine | GT |  | S | 3 | 0.8 | 2.8 | 3.2 | 0 | N |  |  | Y | Commercial CHP | 5 | T | NG | DFO
Petroleum Liquids.DFO | petroleum | FALSE | 56478 | University of Michigan NCampus Research | 54604 | Warner Lambert | MI | Washtenaw | 800-1 | Petroleum Liquids | IC |  | S | 2.3 | 0.8 | 2.3 | 2.3 | 0 | N |  |  | N | Commercial CHP | 5 | X | DFO
Natural Gas Fired Combustion Turbine.NG | natural gas peaker | FALSE | 21621 | United Technologies | 54605 | Pratt & Whitney | CT | Hartford | FT-8 | Natural Gas Fired Combustion Turbine | GT |  | S | 25.8 | 0.85 | 28 | 31 | 12 | N |  |  | Y | Industrial CHP | 7 | T | NG | DFO
Wood/Wood Waste Biomass.WDS | biomass | TRUE | 4417 | Ingredion Inc - Winston Salem | 54618 | Ingredion Winston Salem | NC | Forsyth | 7500 | Wood/Wood Waste Biomass | ST |  | S | 7.5 | 0.8 | 6.6 | 6.6 | 1 | N |  |  | Y | Industrial CHP | 7 | T | WDS | NG
Wood/Wood Waste Biomass.WDS | biomass | TRUE | 4417 | Ingredion Inc - Winston Salem | 54618 | Ingredion Winston Salem | NC | Forsyth | 900 | Wood/Wood Waste Biomass | ST |  | S | 0.9 | 0.8 | 0.4 | 0.5 | 0.1 | N |  |  | Y | Industrial CHP | 7 | T | WDS | NG
Wood/Wood Waste Biomass.WDS | biomass | TRUE | 65545 | NE Renewable Fitchburg, LLC | 54620 | NE Renewable Fitchburg, LLC | MA | Worcester | NO-1 | Wood/Wood Waste Biomass | ST |  | S | 18 | 1 | 14.9 | 15.1 | 8 | N |  |  | N | IPP Non-CHP | 2 | X | WDS | NG
Other Waste Biomass.OBG | biomass | TRUE | 12411 | Miami Dade Water & Sewer Dept | 54623 | Central District Wastewater Treat Plant | FL | Miami Dade | 3A | Other Waste Biomass | IC |  | S | 1.2 | 0.8 | 1.2 | 1.2 | 1 | N |  |  | Y | Commercial CHP | 5 | T | OBG
Other Waste Biomass.OBG | biomass | TRUE | 12411 | Miami Dade Water & Sewer Dept | 54623 | Central District Wastewater Treat Plant | FL | Miami Dade | 4A | Other Waste Biomass | IC |  | S | 1.2 | 0.8 | 1.2 | 1.2 | 1 | N |  |  | Y | Commercial CHP | 5 | T | OBG
Other Waste Biomass.OBG | biomass | TRUE | 12411 | Miami Dade Water & Sewer Dept | 54623 | Central District Wastewater Treat Plant | FL | Miami Dade | 5 | Other Waste Biomass | IC |  | S | 1.2 | 0.86 | 1.2 | 1.2 | 1 | N |  |  | N | Commercial CHP | 5 | X | OBG
Other Waste Biomass.OBG | biomass | TRUE | 12411 | Miami Dade Water & Sewer Dept | 54623 | Central District Wastewater Treat Plant | FL | Miami Dade | 6 | Other Waste Biomass | IC |  | S | 1.2 | 0.86 | 1.2 | 1.2 | 1 | N |  |  | N | Commercial CHP | 5 | X | OBG
Other Waste Biomass.OBG | biomass | TRUE | 12411 | Miami Dade Water & Sewer Dept | 54624 | South District Wastewater Treatment Plt | FL | Miami Dade | 1A | Other Waste Biomass | IC |  | S | 2 | 0.86 | 2 | 2 | 1.9 | N |  |  | Y | Commercial CHP | 5 | T | OBG | NG | LFG
Other Waste Biomass.OBG | biomass | TRUE | 12411 | Miami Dade Water & Sewer Dept | 54624 | South District Wastewater Treatment Plt | FL | Miami Dade | 2A | Other Waste Biomass | IC |  | S | 2 | 0.86 | 2 | 2 | 1.9 | N |  |  | Y | Commercial CHP | 5 | T | OBG | NG | LFG
Other Waste Biomass.OBG | biomass | TRUE | 12411 | Miami Dade Water & Sewer Dept | 54624 | South District Wastewater Treatment Plt | FL | Miami Dade | 3A | Other Waste Biomass | IC |  | S | 2 | 0.86 | 2 | 2 | 1.9 | N |  |  | Y | Commercial CHP | 5 | T | OBG | NG | LFG
Other Waste Biomass.OBG | biomass | TRUE | 12411 | Miami Dade Water & Sewer Dept | 54624 | South District Wastewater Treatment Plt | FL | Miami Dade | 4A | Other Waste Biomass | IC |  | S | 2 | 0.86 | 2 | 2 | 1.9 | N |  |  | Y | Commercial CHP | 5 | T | OBG | NG | LFG
Municipal Solid Waste.MSW | municipal solid waste | FALSE | 56646 | Covanta Plymouth Renewable Energy L P | 54625 | Covanta Plymouth Renewable Energy | PA | Montgomery | TGI | Municipal Solid Waste | ST |  | S | 32.1 | 0.9 | 28 | 28 | 14 | N |  |  | N | Commercial Non-CHP | 4 | X | MSW
Wood/Wood Waste Biomass.WDS | biomass | TRUE | 13060 | Mt Poso Cogeneration Co | 54626 | Mt Poso Cogeneration | CA | Kern | TG01 | Wood/Wood Waste Biomass | ST |  | J | 62 | 0.8 | 42.4 | 42.4 | 20 | N |  |  | Y | IPP CHP | 3 | T | WDS | NG
Other Waste Biomass.AB | biomass | TRUE | 13492 | New Hope Power Company | 54627 | Okeelanta Cogeneration | FL | Palm Beach | GEN1 | Other Waste Biomass | ST |  | S | 74.9 | 0.85 | 74.9 | 74.9 | 5 | N |  |  | Y | IPP CHP | 3 | T | AB | NG | WDS | DFO
Other Waste Biomass.AB | biomass | TRUE | 13492 | New Hope Power Company | 54627 | Okeelanta Cogeneration | FL | Palm Beach | GEN2 | Other Waste Biomass | ST |  | S | 54 | 0.85 | 30 | 30 | 5 | N |  |  | Y | IPP CHP | 3 | T | AB | NG | WDS | DFO
Natural Gas Fired Combustion Turbine.NG | natural gas peaker | FALSE | 14925 | Phelps Dodge Refining Corp | 54628 | Phelps Dodge Refining | TX | El Paso | 2607 | Natural Gas Fired Combustion Turbine | GT |  | S | 3.5 | 0.8 | 2.6 | 3 | 2.6 | N |  |  | Y | Industrial CHP | 7 | T | NG
Natural Gas Fired Combustion Turbine.NG | natural gas peaker | FALSE | 14925 | Phelps Dodge Refining Corp | 54628 | Phelps Dodge Refining | TX | El Paso | 2608 | Natural Gas Fired Combustion Turbine | GT |  | S | 3.5 | 0.8 | 2.6 | 3 | 2.6 | N |  |  | Y | Industrial CHP | 7 | T | NG
Natural Gas Fired Combustion Turbine.NG | natural gas peaker | FALSE | 14925 | Phelps Dodge Refining Corp | 54628 | Phelps Dodge Refining | TX | El Paso | 3001 | Natural Gas Fired Combustion Turbine | GT |  | S | 4.2 | 0.8 | 3.2 | 3.8 | 3.2 | N |  |  | Y | Industrial CHP | 7 | T | NG
Natural Gas Fired Combustion Turbine.NG | natural gas peaker | FALSE | 14925 | Phelps Dodge Refining Corp | 54628 | Phelps Dodge Refining | TX | El Paso | 3002 | Natural Gas Fired Combustion Turbine | GT |  | S | 4.2 | 0.8 | 3.2 | 3.8 | 3.2 | N |  |  | Y | Industrial CHP | 7 | T | NG
Natural Gas Fired Combustion Turbine.NG | natural gas peaker | FALSE | 14925 | Phelps Dodge Refining Corp | 54628 | Phelps Dodge Refining | TX | El Paso | 3003 | Natural Gas Fired Combustion Turbine | GT |  | S | 4.2 | 0.8 | 3.2 | 3.8 | 3.2 | N |  |  | Y | Industrial CHP | 7 | T | NG
Petroleum Liquids.DFO | petroleum | FALSE | 54839 | Eagle Materials Co LLC | 54630 | American Gypsum Cogeneration | CO | Eagle | D-1 | Petroleum Liquids | IC |  | S | 1.6 | 0.8 | 1.2 | 1.4 | 0.3 | N |  |  | N | Industrial CHP | 7 | X | DFO
Petroleum Liquids.DFO | petroleum | FALSE | 54839 | Eagle Materials Co LLC | 54630 | American Gypsum Cogeneration | CO | Eagle | D-2 | Petroleum Liquids | IC |  | S | 1.6 | 0.8 | 1.2 | 1.4 | 0.3 | N |  |  | N | Industrial CHP | 7 | X | DFO
Natural Gas Fired Combustion Turbine.NG | natural gas peaker | FALSE | 54839 | Eagle Materials Co LLC | 54630 | American Gypsum Cogeneration | CO | Eagle | T-1 | Natural Gas Fired Combustion Turbine | GT |  | S | 2.8 | 0.8 | 2.6 | 2.8 | 0.5 | N |  |  | Y | Industrial CHP | 7 | T | NG
Natural Gas Fired Combustion Turbine.NG | natural gas peaker | FALSE | 54839 | Eagle Materials Co LLC | 54630 | American Gypsum Cogeneration | CO | Eagle | T-2 | Natural Gas Fired Combustion Turbine | GT |  | S | 3.6 | 0.8 | 2.6 | 2.8 | 0.5 | N |  |  | Y | Industrial CHP | 7 | T | NG
Conventional Steam Coal.WC | hard coal | TRUE | 16793 | Schuylkill Energy Resource Inc | 54634 | St Nicholas Cogen Project | PA | Schuylkill | SNCP | Conventional Steam Coal | ST |  | S | 99.2 | 0.85 | 86 | 86 | 55 | N |  |  | Y | IPP CHP | 3 | T | WC | DFO
Natural Gas Fired Combustion Turbine.NG | natural gas peaker | FALSE | 30052 | Indorama Ventures | 54637 | JCO Oxides Olefins Plant | TX | Jefferson | GCG1 | Natural Gas Fired Combustion Turbine | GT |  | S | 36.9 | 0.85 | 30.5 | 35.5 | 10 | N |  |  | Y | Industrial CHP | 7 | T | NG
Natural Gas Fired Combustion Turbine.NG | natural gas peaker | FALSE | 30052 | Indorama Ventures | 54637 | JCO Oxides Olefins Plant | TX | Jefferson | GCG2 | Natural Gas Fired Combustion Turbine | GT |  | S | 36.9 | 0.85 | 30.5 | 35.5 | 10 | N |  |  | Y | Industrial CHP | 7 | T | NG
Wood/Wood Waste Biomass.BLQ | biomass | TRUE | 56137 | Domtar LLC | 54638 | Johnsonburg Mill | PA | Elk | PT1 | Wood/Wood Waste Biomass | ST |  | S | 54 | 0.9 | 49 | 49 | 12 | N |  |  | Y | Industrial CHP | 7 | T | BLQ | NG
Conventional Hydroelectric.WAT | hydro | TRUE | 7595 | Great Lakes Hydro America LLC | 54639 | Berlin Gorham | NH | Coos | CAS1 | Conventional Hydroelectric | HY |  | S | 2.4 | 0.9 | 2.4 | 2.4 | 0.1 | N |  |  | N | IPP Non-CHP | 2 | X | WAT
Conventional Hydroelectric.WAT | hydro | TRUE | 7595 | Great Lakes Hydro America LLC | 54639 | Berlin Gorham | NH | Coos | CAS2 | Conventional Hydroelectric | HY |  | S | 2.4 | 0.9 | 2.4 | 2.4 | 0.1 | N |  |  | N | IPP Non-CHP | 2 | X | WAT
Conventional Hydroelectric.WAT | hydro | TRUE | 7595 | Great Lakes Hydro America LLC | 54639 | Berlin Gorham | NH | Coos | CAS3 | Conventional Hydroelectric | HY |  | S | 3.1 | 0.9 | 3.1 | 3.1 | 0.1 | N |  |  | N | IPP Non-CHP | 2 | X | WAT
Conventional Hydroelectric.WAT | hydro | TRUE | 7595 | Great Lakes Hydro America LLC | 54639 | Berlin Gorham | NH | Coos | GOR1 | Conventional Hydroelectric | HY |  | S | 1.2 | 0.9 | 1.2 | 1.2 | 0.1 | N |  |  | N | IPP Non-CHP | 2 | X | WAT
Conventional Hydroelectric.WAT | hydro | TRUE | 7595 | Great Lakes Hydro America LLC | 54639 | Berlin Gorham | NH | Coos | GOR2 | Conventional Hydroelectric | HY |  | S | 1.2 | 0.9 | 1.2 | 1.2 | 0.1 | N |  |  | N | IPP Non-CHP | 2 | X | WAT
Conventional Hydroelectric.WAT | hydro | TRUE | 7595 | Great Lakes Hydro America LLC | 54639 | Berlin Gorham | NH | Coos | GOR3 | Conventional Hydroelectric | HY |  | S | 1.2 | 0.9 | 1.2 | 1.2 | 0.1 | N |  |  | N | IPP Non-CHP | 2 | X | WAT
Conventional Hydroelectric.WAT | hydro | TRUE | 7595 | Great Lakes Hydro America LLC | 54639 | Berlin Gorham | NH | Coos | GOR4 | Conventional Hydroelectric | HY |  | S | 1.2 | 0.9 | 1.2 | 1.2 | 0.1 | N |  |  | N | IPP Non-CHP | 2 | X | WAT
Conventional Hydroelectric.WAT | hydro | TRUE | 7595 | Great Lakes Hydro America LLC | 54639 | Berlin Gorham | NH | Coos | RS1 | Conventional Hydroelectric | HY |  | S | 3.8 | 0.9 | 3.8 | 3.8 | 0.1 | N |  |  | N | IPP Non-CHP | 2 | X | WAT
Conventional Hydroelectric.WAT | hydro | TRUE | 7595 | Great Lakes Hydro America LLC | 54639 | Berlin Gorham | NH | Coos | RS3 | Conventional Hydroelectric | HY |  | S | 4.1 | 0.9 | 4.1 | 4.1 | 0.1 | N |  |  | N | IPP Non-CHP | 2 | X | WAT
Conventional Hydroelectric.WAT | hydro | TRUE | 7595 | Great Lakes Hydro America LLC | 54639 | Berlin Gorham | NH | Coos | SH2 | Conventional Hydroelectric | HY |  | S | 0.9 | 0.9 | 0.9 | 0.9 | 0.1 | N |  |  | N | IPP Non-CHP | 2 | X | WAT
Conventional Hydroelectric.WAT | hydro | TRUE | 7595 | Great Lakes Hydro America LLC | 54639 | Berlin Gorham | NH | Coos | SHL1 | Conventional Hydroelectric | HY |  | S | 0.9 | 0.9 | 0.9 | 0.9 | 0.1 | N |  |  | N | IPP Non-CHP | 2 | X | WAT
Conventional Hydroelectric.WAT | hydro | TRUE | 7595 | Great Lakes Hydro America LLC | 54639 | Berlin Gorham | NH | Coos | SHL3 | Conventional Hydroelectric | HY |  | S | 1.8 | 0.9 | 1.8 | 1.8 | 0.1 | N |  |  | N | IPP Non-CHP | 2 | X | WAT
Conventional Hydroelectric.WAT | hydro | TRUE | 7595 | Great Lakes Hydro America LLC | 54639 | Berlin Gorham | NH | Coos | SM1 | Conventional Hydroelectric | HY |  | S | 0.8 | 0.9 | 0.8 | 0.8 | 0.1 | N |  |  | N | IPP Non-CHP | 2 | X | WAT
Conventional Hydroelectric.WAT | hydro | TRUE | 7595 | Great Lakes Hydro America LLC | 54639 | Berlin Gorham | NH | Coos | SM2 | Conventional Hydroelectric | HY |  | S | 0.8 | 0.9 | 0.8 | 0.8 | 0.1 | N |  |  | N | IPP Non-CHP | 2 | X | WAT
Conventional Hydroelectric.WAT | hydro | TRUE | 7595 | Great Lakes Hydro America LLC | 54639 | Berlin Gorham | NH | Coos | SM3 | Conventional Hydroelectric | HY |  | S | 0.7 | 0.9 | 0.8 | 0.8 | 0.1 | N |  |  | N | IPP Non-CHP | 2 | X | WAT
Conventional Hydroelectric.WAT | hydro | TRUE | 7595 | Great Lakes Hydro America LLC | 54639 | Berlin Gorham | NH | Coos | SM4 | Conventional Hydroelectric | HY |  | S | 0.8 | 0.9 | 0.8 | 0.8 | 0.1 | N |  |  | N | IPP Non-CHP | 2 | X | WAT
Conventional Hydroelectric.WAT | hydro | TRUE | 7595 | Great Lakes Hydro America LLC | 54639 | Berlin Gorham | NH | Coos | XP1 | Conventional Hydroelectric | HY |  | S | 0.6 | 0.9 | 0.6 | 0.6 | 0.1 | N |  |  | N | IPP Non-CHP | 2 | X | WAT
Conventional Hydroelectric.WAT | hydro | TRUE | 7595 | Great Lakes Hydro America LLC | 54639 | Berlin Gorham | NH | Coos | XP2 | Conventional Hydroelectric | HY |  | S | 0.6 | 0.9 | 0.6 | 0.6 | 0.1 | N |  |  | N | IPP Non-CHP | 2 | X | WAT
Conventional Hydroelectric.WAT | hydro | TRUE | 7595 | Great Lakes Hydro America LLC | 54639 | Berlin Gorham | NH | Coos | XP3 | Conventional Hydroelectric | HY |  | S | 0.6 | 0.9 | 0.6 | 0.6 | 0.1 | N |  |  | N | IPP Non-CHP | 2 | X | WAT
Conventional Hydroelectric.WAT | hydro | TRUE | 7595 | Great Lakes Hydro America LLC | 54639 | Berlin Gorham | NH | Coos | XP4 | Conventional Hydroelectric | HY |  | S | 0.5 | 0.9 | 0.5 | 0.5 | 0.1 | N |  |  | N | IPP Non-CHP | 2 | X | WAT
Conventional Hydroelectric.WAT | hydro | TRUE | 7595 | Great Lakes Hydro America LLC | 54639 | Berlin Gorham | NH | Coos | XP5 | Conventional Hydroelectric | HY |  | S | 0.7 | 0.9 | 0.7 | 0.7 | 0.1 | N |  |  | N | IPP Non-CHP | 2 | X | WAT
Natural Gas Fired Combined Cycle.NG | natural gas combined cycle | TRUE | 60789 | Essential Power Operating Company, LLC | 54640 | NAEA Lakewood LLC | NJ | Ocean | GEN1 | Natural Gas Fired Combined Cycle | CT | LCLP | W | 77.9 | 0.8 | 84.6 | 84.9 | 62.1 | N |  |  | N | IPP Non-CHP | 2 | X | NG | DFO
Natural Gas Fired Combined Cycle.NG | natural gas combined cycle | TRUE | 60789 | Essential Power Operating Company, LLC | 54640 | NAEA Lakewood LLC | NJ | Ocean | GEN2 | Natural Gas Fired Combined Cycle | CT | LCLP | W | 77.9 | 0.8 | 83.6 | 83.9 | 62.1 | N |  |  | N | IPP Non-CHP | 2 | X | NG | DFO
Natural Gas Fired Combined Cycle.NG | natural gas combined cycle | TRUE | 60789 | Essential Power Operating Company, LLC | 54640 | NAEA Lakewood LLC | NJ | Ocean | GEN3 | Natural Gas Fired Combined Cycle | CA | LCLP | W | 81 | 0.8 | 79.7 | 82.2 | 79.7 | N |  |  | N | IPP Non-CHP | 2 | X | NG | DFO
Petroleum Liquids.RFO | petroleum | TRUE | 9989 | Kalaeloa Partners LP | 54646 | Kalaeloa Cogen Plant | HI | Honolulu | CT1 | Petroleum Liquids | CT | CC1 | J | 119.2 | 0.85 | 85 | 85 | 40 | N |  |  | Y | IPP CHP | 3 | T | RFO | DFO
Petroleum Liquids.RFO | petroleum | TRUE | 9989 | Kalaeloa Partners LP | 54646 | Kalaeloa Cogen Plant | HI | Honolulu | CT2 | Petroleum Liquids | CT | CC1 | J | 119.2 | 0.85 | 85 | 85 | 40 | N |  |  | Y | IPP CHP | 3 | T | RFO | DFO
Petroleum Liquids.DFO | petroleum | TRUE | 9989 | Kalaeloa Partners LP | 54646 | Kalaeloa Cogen Plant | HI | Honolulu | ST | Petroleum Liquids | CA | CC1 | J | 61 | 0.85 | 50 | 50 | 10 | N |  |  | Y | IPP CHP | 3 | B | DFO
Onshore Wind Turbine.WND | onshore wind | TRUE | 2770 | Terra-Gen Operating Co-Wind | 54647 | TPC Windfarms LLC | CA | Kern | EXIS | Onshore Wind Turbine | WT |  | W | 28.7 |  | 28.7 | 28.7 | 5.2 | N |  |  | N | IPP Non-CHP | 2 | X | WND
Conventional Hydroelectric.WAT | hydro | TRUE | 57280 | Eagle Creek Renewable Energy, LLC | 54654 | Kekawaka Power House | CA | Trinity | KEK1 | Conventional Hydroelectric | HY |  | W | 4.9 | 0.9 | 4.9 | 4.9 | 0.7 | N |  |  | N | IPP Non-CHP | 2 | X | WAT
Conventional Hydroelectric.WAT | hydro | TRUE | 57280 | Eagle Creek Renewable Energy, LLC | 54655 | Schoolfield Dam | VA | Pittsylvania | SCH1 | Conventional Hydroelectric | HY |  | W | 1.5 | 0.9 | 1.5 | 1.5 | 0.2 | N |  |  | N | IPP Non-CHP | 2 | X | WAT
Conventional Hydroelectric.WAT | hydro | TRUE | 57280 | Eagle Creek Renewable Energy, LLC | 54655 | Schoolfield Dam | VA | Pittsylvania | SCH2 | Conventional Hydroelectric | HY |  | W | 1.5 | 0.9 | 1.5 | 1.5 | 0.2 | N |  |  | N | IPP Non-CHP | 2 | X | WAT
Conventional Hydroelectric.WAT | hydro | TRUE | 57280 | Eagle Creek Renewable Energy, LLC | 54655 | Schoolfield Dam | VA | Pittsylvania | SCH3 | Conventional Hydroelectric | HY |  | W | 1.5 | 0.9 | 1.5 | 1.5 | 0.2 | N |  |  | N | IPP Non-CHP | 2 | X | WAT
Wood/Wood Waste Biomass.BLQ | biomass | TRUE | 9210 | International Paper Co-Riegelwood | 54656 | International Paper Riegelwood Mill | NC | Columbus | NO3 | Wood/Wood Waste Biomass | ST |  | S | 44 | 0.8 | 44.5 | 40.7 | 17.3 | N |  |  | Y | Industrial CHP | 7 | T | BLQ | NG | RFO | SLW | WDS
Landfill Gas.LFG | natural gas peaker | TRUE | 54842 | WM Renewable Energy LLC | 54661 | Pheasant Run Landfill Gas Recovery | WI | Kenosha | GE10 | Landfill Gas | IC |  | S | 0.8 | 0.98 | 0.8 | 0.8 | 0.5 | N |  |  | N | IPP Non-CHP | 2 | X | LFG
Landfill Gas.LFG | natural gas peaker | TRUE | 54842 | WM Renewable Energy LLC | 54661 | Pheasant Run Landfill Gas Recovery | WI | Kenosha | GE11 | Landfill Gas | IC |  | S | 0.8 | 0.98 | 0.8 | 0.8 | 0.5 | N |  |  | N | IPP Non-CHP | 2 | X | LFG
Landfill Gas.LFG | natural gas peaker | TRUE | 54842 | WM Renewable Energy LLC | 54661 | Pheasant Run Landfill Gas Recovery | WI | Kenosha | GEN1 | Landfill Gas | IC |  | S | 0.8 | 0.98 | 0.8 | 0.8 | 0.5 | N |  |  | N | IPP Non-CHP | 2 | X | LFG
Landfill Gas.LFG | natural gas peaker | TRUE | 54842 | WM Renewable Energy LLC | 54661 | Pheasant Run Landfill Gas Recovery | WI | Kenosha | GEN2 | Landfill Gas | IC |  | S | 0.8 | 0.98 | 0.8 | 0.8 | 0.5 | N |  |  | N | IPP Non-CHP | 2 | X | LFG
Landfill Gas.LFG | natural gas peaker | TRUE | 54842 | WM Renewable Energy LLC | 54661 | Pheasant Run Landfill Gas Recovery | WI | Kenosha | GEN3 | Landfill Gas | IC |  | S | 0.8 | 0.98 | 0.8 | 0.8 | 0.5 | N |  |  | N | IPP Non-CHP | 2 | X | LFG
Landfill Gas.LFG | natural gas peaker | TRUE | 54842 | WM Renewable Energy LLC | 54661 | Pheasant Run Landfill Gas Recovery | WI | Kenosha | GEN4 | Landfill Gas | IC |  | S | 0.8 | 0.98 | 0.8 | 0.8 | 0.5 | N |  |  | N | IPP Non-CHP | 2 | X | LFG
Landfill Gas.LFG | natural gas peaker | TRUE | 54842 | WM Renewable Energy LLC | 54661 | Pheasant Run Landfill Gas Recovery | WI | Kenosha | GEN5 | Landfill Gas | IC |  | S | 0.8 | 0.98 | 0.8 | 0.8 | 0.5 | N |  |  | N | IPP Non-CHP | 2 | X | LFG
Landfill Gas.LFG | natural gas peaker | TRUE | 54842 | WM Renewable Energy LLC | 54661 | Pheasant Run Landfill Gas Recovery | WI | Kenosha | GEN6 | Landfill Gas | IC |  | S | 0.8 | 0.98 | 0.8 | 0.8 | 0.5 | N |  |  | N | IPP Non-CHP | 2 | X | LFG
Landfill Gas.LFG | natural gas peaker | TRUE | 54842 | WM Renewable Energy LLC | 54661 | Pheasant Run Landfill Gas Recovery | WI | Kenosha | GEN7 | Landfill Gas | IC |  | S | 0.8 | 0.98 | 0.8 | 0.8 | 0.5 | N |  |  | N | IPP Non-CHP | 2 | X | LFG
Landfill Gas.LFG | natural gas peaker | TRUE | 54842 | WM Renewable Energy LLC | 54661 | Pheasant Run Landfill Gas Recovery | WI | Kenosha | GEN8 | Landfill Gas | IC |  | S | 0.8 | 0.98 | 0.8 | 0.8 | 0.5 | N |  |  | N | IPP Non-CHP | 2 | X | LFG
Landfill Gas.LFG | natural gas peaker | TRUE | 54842 | WM Renewable Energy LLC | 54661 | Pheasant Run Landfill Gas Recovery | WI | Kenosha | GEN9 | Landfill Gas | IC |  | S | 0.8 | 0.98 | 0.8 | 0.8 | 0.5 | N |  |  | N | IPP Non-CHP | 2 | X | LFG
Landfill Gas.LFG | natural gas peaker | TRUE | 54843 | WM Illinois Renewable Energy LLC | 54662 | Woodland Landfill Gas Recovery | IL | Kane | GEN1 | Landfill Gas | IC |  | S | 0.8 | 0.98 | 0.8 | 0.8 | 0.5 | N |  |  | N | IPP Non-CHP | 2 | X | LFG
Landfill Gas.LFG | natural gas peaker | TRUE | 54843 | WM Illinois Renewable Energy LLC | 54662 | Woodland Landfill Gas Recovery | IL | Kane | GEN2 | Landfill Gas | IC |  | S | 0.8 | 0.98 | 0.8 | 0.8 | 0.5 | N |  |  | N | IPP Non-CHP | 2 | X | LFG
Landfill Gas.LFG | natural gas peaker | TRUE | 54843 | WM Illinois Renewable Energy LLC | 54662 | Woodland Landfill Gas Recovery | IL | Kane | GEN3 | Landfill Gas | IC |  | S | 1.6 | 0.98 | 1.6 | 1.6 | 0.8 | N |  |  | N | IPP Non-CHP | 2 | X | LFG
Landfill Gas.LFG | natural gas peaker | TRUE | 54843 | WM Illinois Renewable Energy LLC | 54662 | Woodland Landfill Gas Recovery | IL | Kane | GEN4 | Landfill Gas | IC |  | S | 1.6 | 0.98 | 1.6 | 1.6 | 0.8 | N |  |  | N | IPP Non-CHP | 2 | X | LFG
Landfill Gas.LFG | natural gas peaker | TRUE | 54842 | WM Renewable Energy LLC | 54663 | Turnkey Landfill Gas Recovery | NH | Strafford | GEN1 | Landfill Gas | IC |  | S | 0.8 | 0.98 | 0.8 | 0.8 | 0.5 | N |  |  | N | IPP Non-CHP | 2 | X | LFG
Landfill Gas.LFG | natural gas peaker | TRUE | 54842 | WM Renewable Energy LLC | 54663 | Turnkey Landfill Gas Recovery | NH | Strafford | GEN2 | Landfill Gas | IC |  | S | 0.8 | 0.98 | 0.8 | 0.8 | 0.5 | N |  |  | N | IPP Non-CHP | 2 | X | LFG
Landfill Gas.LFG | natural gas peaker | TRUE | 54842 | WM Renewable Energy LLC | 54663 | Turnkey Landfill Gas Recovery | NH | Strafford | GEN3 | Landfill Gas | IC |  | S | 0.8 | 0.98 | 0.8 | 0.8 | 0.5 | N |  |  | N | IPP Non-CHP | 2 | X | LFG
Landfill Gas.LFG | natural gas peaker | TRUE | 54842 | WM Renewable Energy LLC | 54663 | Turnkey Landfill Gas Recovery | NH | Strafford | GEN4 | Landfill Gas | IC |  | S | 0.8 | 0.98 | 0.8 | 0.8 | 0.5 | N |  |  | N | IPP Non-CHP | 2 | X | LFG
Landfill Gas.LFG | natural gas peaker | TRUE | 54842 | WM Renewable Energy LLC | 54663 | Turnkey Landfill Gas Recovery | NH | Strafford | GEN5 | Landfill Gas | GT |  | S | 3 | 0.98 | 2.9 | 3.3 | 1 | N |  |  | N | IPP Non-CHP | 2 | X | LFG
Landfill Gas.LFG | natural gas peaker | TRUE | 54842 | WM Renewable Energy LLC | 54663 | Turnkey Landfill Gas Recovery | NH | Strafford | GEN6 | Landfill Gas | GT |  | S | 3 | 0.98 | 2.9 | 3.3 | 1 | N |  |  | N | IPP Non-CHP | 2 | X | LFG
Geothermal.GEO | geothermal | TRUE | 18031 | Steamboat Development Corp | 54665 | Steamboat II | NV | Washoe | T201 | Geothermal | BT |  | S | 9.1 | 0.8 | 5.4 | 8.1 | 5.4 | N |  |  | N | IPP Non-CHP | 2 | X | GEO
Geothermal.GEO | geothermal | TRUE | 18031 | Steamboat Development Corp | 54665 | Steamboat II | NV | Washoe | T202 | Geothermal | BT |  | S | 9.1 | 0.8 | 5.4 | 8.1 | 5.4 | N |  |  | N | IPP Non-CHP | 2 | X | GEO
Geothermal.GEO | geothermal | TRUE | 18031 | Steamboat Development Corp | 54666 | Steamboat III | NV | Washoe | T301 | Geothermal | BT |  | S | 9.1 | 0.8 | 5.4 | 8.1 | 5.4 | N |  |  | N | IPP Non-CHP | 2 | X | GEO
Geothermal.GEO | geothermal | TRUE | 18031 | Steamboat Development Corp | 54666 | Steamboat III | NV | Washoe | T302 | Geothermal | BT |  | S | 9.1 | 0.8 | 5.4 | 8.1 | 5.4 | N |  |  | N | IPP Non-CHP | 2 | X | GEO
Natural Gas Fired Combined Cycle.NG | natural gas combined cycle | FALSE | 3670 | FreePort-McMoRan-Corp-Chino Mines | 54667 | Chino Mines | NM | Grant | 7 | Natural Gas Fired Combined Cycle | CA | CTG9 | S | 16.5 | 0.85 | 15.4 | 15.5 | 2 | N |  |  | N | Industrial Non-CHP | 6 | X | NG
Natural Gas Fired Combined Cycle.NG | natural gas combined cycle | FALSE | 3670 | FreePort-McMoRan-Corp-Chino Mines | 54667 | Chino Mines | NM | Grant | 9 | Natural Gas Fired Combined Cycle | CT | CTG9 | S | 37.5 | 0.9 | 35 | 40 | 4.5 | N |  |  | N | Industrial Non-CHP | 6 | X | NG
Conventional Hydroelectric.WAT | hydro | TRUE | 11782 | Marysville Hydro Partners | 54668 | Falls River Hydro | ID | Fremont | 1 | Conventional Hydroelectric | HY |  | S | 4.5 | 0.9 | 4.5 | 4.5 | 1 | N |  |  | N | IPP Non-CHP | 2 | X | WAT
Conventional Hydroelectric.WAT | hydro | TRUE | 11782 | Marysville Hydro Partners | 54668 | Falls River Hydro | ID | Fremont | 2 | Conventional Hydroelectric | HY |  | S | 4.5 | 0.9 | 4.5 | 4.5 | 1 | N |  |  | N | IPP Non-CHP | 2 | X | WAT
Conventional Hydroelectric.WAT | hydro | TRUE | 6527 | Ford Hydro Ltd Partnership | 54674 | Ford Hydro LP | ID | Clearwater | GEN1 | Conventional Hydroelectric | HY |  | S | 0.4 | 1 | 0.2 | 0.5 | 0.1 | N |  |  | N | IPP Non-CHP | 2 | X | WAT
Conventional Hydroelectric.WAT | hydro | TRUE | 6527 | Ford Hydro Ltd Partnership | 54674 | Ford Hydro LP | ID | Clearwater | GEN2 | Conventional Hydroelectric | HY |  | S | 0.4 | 1 | 0.2 | 0.5 | 0.1 | N |  |  | N | IPP Non-CHP | 2 | X | WAT
Conventional Hydroelectric.WAT | hydro | TRUE | 6527 | Ford Hydro Ltd Partnership | 54674 | Ford Hydro LP | ID | Clearwater | GEN3 | Conventional Hydroelectric | HY |  | S | 0.4 | 1 | 0.2 | 0.5 | 0.1 | N |  |  | N | IPP Non-CHP | 2 | X | WAT
Petroleum Liquids.DFO | petroleum | FALSE | 17664 | Spartanburg Commissioners PW | 54675 | Spartanburg Water System | SC | Spartanburg | DI2 | Petroleum Liquids | IC |  | S | 2 | 0.8 | 2 | 2 | 0.5 | N |  |  | N | Commercial Non-CHP | 4 | X | DFO
Conventional Hydroelectric.WAT | hydro | FALSE | 17664 | Spartanburg Commissioners PW | 54675 | Spartanburg Water System | SC | Spartanburg | HG1 | Conventional Hydroelectric | HY |  | S | 0.5 | 0.8 | 0.5 | 0.5 | 0.4 | N |  |  | N | Commercial Non-CHP | 4 | X | WAT
Conventional Hydroelectric.WAT | hydro | FALSE | 17664 | Spartanburg Commissioners PW | 54675 | Spartanburg Water System | SC | Spartanburg | HG2 | Conventional Hydroelectric | HY |  | S | 0.5 | 0.8 | 0.5 | 0.5 | 0.4 | N |  |  | N | Commercial Non-CHP | 4 | X | WAT
Natural Gas Fired Combined Cycle.NG | natural gas combined cycle | TRUE | 5374 | Dow Chemical Company-Oyster Creek VIII | 54676 | Oyster Creek Unit VIII | TX | Brazoria | G81 | Natural Gas Fired Combined Cycle | CT | CC1 | J | 99 | 1 | 73 | 90 | 70 | N |  |  | Y | IPP CHP | 3 | T | NG | OG
Natural Gas Fired Combined Cycle.NG | natural gas combined cycle | TRUE | 5374 | Dow Chemical Company-Oyster Creek VIII | 54676 | Oyster Creek Unit VIII | TX | Brazoria | G82 | Natural Gas Fired Combined Cycle | CT | CC1 | J | 99 | 1 | 73 | 90 | 70 | N |  |  | Y | IPP CHP | 3 | T | NG | OG
Natural Gas Fired Combined Cycle.NG | natural gas combined cycle | TRUE | 5374 | Dow Chemical Company-Oyster Creek VIII | 54676 | Oyster Creek Unit VIII | TX | Brazoria | G83 | Natural Gas Fired Combined Cycle | CT | CC1 | J | 99 | 1 | 73 | 90 | 70 | N |  |  | Y | IPP CHP | 3 | T | NG | OG
Natural Gas Fired Combined Cycle.NG | natural gas combined cycle | TRUE | 5374 | Dow Chemical Company-Oyster Creek VIII | 54676 | Oyster Creek Unit VIII | TX | Brazoria | G84 | Natural Gas Fired Combined Cycle | CA | CC1 | J | 200.9 | 1 | 160 | 160 | 50 | N |  |  | Y | IPP CHP | 3 | T | NG | OG
All Other.WH | other | FALSE | 4660 | CII Carbon LLC | 54677 | CII Carbon LLC | LA | St Bernard | TG-2 | All Other | ST |  | S | 23 | 0.85 | 23 | 23 | 3 | N |  |  | Y | Industrial CHP | 7 | B | WH
All Other.WH | other | FALSE | 4660 | CII Carbon LLC | 54677 | CII Carbon LLC | LA | St Bernard | TG-3 | All Other | ST |  | S | 23 | 0.85 | 23 | 23 | 3 | N |  |  | Y | Industrial CHP | 7 | B | WH
Conventional Hydroelectric.WAT | hydro | TRUE | 6371 | First National Bank-Commerce | 54678 | Sidney A Murray Jr Hydroelectric | LA | Concordia | 01 | Conventional Hydroelectric | HY |  | S | 24 | 0.95 | 24 | 24 | 3 | N |  |  | N | IPP Non-CHP | 2 | X | WAT
Conventional Hydroelectric.WAT | hydro | TRUE | 6371 | First National Bank-Commerce | 54678 | Sidney A Murray Jr Hydroelectric | LA | Concordia | 02 | Conventional Hydroelectric | HY |  | S | 24 | 0.95 | 24 | 24 | 3 | N |  |  | N | IPP Non-CHP | 2 | X | WAT
Conventional Hydroelectric.WAT | hydro | TRUE | 6371 | First National Bank-Commerce | 54678 | Sidney A Murray Jr Hydroelectric | LA | Concordia | 03 | Conventional Hydroelectric | HY |  | S | 24 | 0.95 | 24 | 24 | 3 | N |  |  | N | IPP Non-CHP | 2 | X | WAT
Conventional Hydroelectric.WAT | hydro | TRUE | 6371 | First National Bank-Commerce | 54678 | Sidney A Murray Jr Hydroelectric | LA | Concordia | 04 | Conventional Hydroelectric | HY |  | S | 24 | 0.95 | 24 | 24 | 3 | N |  |  | N | IPP Non-CHP | 2 | X | WAT
Conventional Hydroelectric.WAT | hydro | TRUE | 6371 | First National Bank-Commerce | 54678 | Sidney A Murray Jr Hydroelectric | LA | Concordia | 05 | Conventional Hydroelectric | HY |  | S | 24 | 0.95 | 24 | 24 | 3 | N |  |  | N | IPP Non-CHP | 2 | X | WAT
Conventional Hydroelectric.WAT | hydro | TRUE | 6371 | First National Bank-Commerce | 54678 | Sidney A Murray Jr Hydroelectric | LA | Concordia | 06 | Conventional Hydroelectric | HY |  | S | 24 | 0.95 | 24 | 24 | 3 | N |  |  | N | IPP Non-CHP | 2 | X | WAT
Conventional Hydroelectric.WAT | hydro | TRUE | 6371 | First National Bank-Commerce | 54678 | Sidney A Murray Jr Hydroelectric | LA | Concordia | 07 | Conventional Hydroelectric | HY |  | S | 24 | 0.95 | 24 | 24 | 3 | N |  |  | N | IPP Non-CHP | 2 | X | WAT
Conventional Hydroelectric.WAT | hydro | TRUE | 6371 | First National Bank-Commerce | 54678 | Sidney A Murray Jr Hydroelectric | LA | Concordia | 08 | Conventional Hydroelectric | HY |  | S | 24 | 0.95 | 24 | 24 | 3 | N |  |  | N | IPP Non-CHP | 2 | X | WAT
Conventional Hydroelectric.WAT | hydro | TRUE | 1994 | Boulder City of | 54679 | Boulder City Lakewood Hydro | CO | Boulder | 0001 | Conventional Hydroelectric | HY |  | S | 3.5 | 0.9 | 3.5 | 3.5 | 0.3 | N |  |  | N | IPP Non-CHP | 2 | X | WAT
Conventional Hydroelectric.WAT | hydro | TRUE | 1994 | Boulder City of | 54680 | Boulder City Betasso Hydro Plant | CO | Boulder | 0001 | Conventional Hydroelectric | HY |  | S | 3 | 0.9 | 3 | 3 | 0.3 | N |  |  | N | IPP Non-CHP | 2 | X | WAT
Onshore Wind Turbine.WND | onshore wind | TRUE | 2770 | Terra-Gen Operating Co-Wind | 54686 | Difwind Farms Ltd VI | CA | Kern | EXIS | Onshore Wind Turbine | WT |  | S | 27.1 |  | 25.3 | 25.3 | 0 | N |  |  | N | IPP Non-CHP | 2 | X | WND
Conventional Hydroelectric.WAT | hydro | TRUE | 42890 | City of Woonsocket | 54688 | Thundermist Hydro | RI | Providence | HYD1 | Conventional Hydroelectric | HY |  | S | 1.2 | 1 | 1.1 | 1.1 | 0.3 | N |  |  | N | IPP Non-CHP | 2 | X | WAT
Geothermal.GEO | geothermal | TRUE | 49748 | ORCAL Geothermal, Inc | 54689 | Heber Geothermal | CA | Imperial | 1 | Geothermal | ST |  | W | 52 | 0.8 | 34.3 | 52 | 34.3 | N |  |  | N | IPP Non-CHP | 2 | X | GEO
Geothermal.GEO | geothermal | TRUE | 49748 | ORCAL Geothermal, Inc | 54689 | Heber Geothermal | CA | Imperial | 2 | Geothermal | BT |  | W | 7 | 0.8 | 4.5 | 7 | 4.5 | N |  |  | N | IPP Non-CHP | 2 | X | GEO
Geothermal.GEO | geothermal | TRUE | 49748 | ORCAL Geothermal, Inc | 54689 | Heber Geothermal | CA | Imperial | 3 | Geothermal | BT |  | W | 3.5 | 0.8 | 3 | 3.5 | 3 | N |  |  | N | IPP Non-CHP | 2 | X | GEO
Geothermal.GEO | geothermal | TRUE | 49748 | ORCAL Geothermal, Inc | 54689 | Heber Geothermal | CA | Imperial | 4 | Geothermal | BT |  | W | 19 | 0.8 | 12.5 | 19 | 12.5 | N |  |  | N | IPP Non-CHP | 2 | X | GEO
Natural Gas Steam Turbine.NG | natural gas steam turbine | FALSE | 24206 | Amalgamated Sugar Co-Nampa | 54690 | Amalgamated Sugar LLC Nampa | ID | Canyon | 2250 | Natural Gas Steam Turbine | ST |  | S | 2.2 | 0.9 | 2.2 | 2.2 | 1 | N |  |  | Y | Industrial CHP | 7 | T | NG | BIT
Natural Gas Steam Turbine.NG | natural gas steam turbine | FALSE | 24206 | Amalgamated Sugar Co-Nampa | 54690 | Amalgamated Sugar LLC Nampa | ID | Canyon | 6500 | Natural Gas Steam Turbine | ST |  | S | 6 | 0.9 | 6 | 6 | 3 | N |  |  | Y | Industrial CHP | 7 | T | NG | BIT
Conventional Hydroelectric.WAT | hydro | TRUE | 57280 | Eagle Creek Renewable Energy, LLC | 54691 | Lower Beaver Falls Project | NY | Lewis | 2G | Conventional Hydroelectric | HY |  | W | 0.5 | 0.95 | 0.5 | 0.5 | 0.1 | N |  |  | N | IPP Non-CHP | 2 | X | WAT
Conventional Hydroelectric.WAT | hydro | TRUE | 57280 | Eagle Creek Renewable Energy, LLC | 54691 | Lower Beaver Falls Project | NY | Lewis | 3G | Conventional Hydroelectric | HY |  | W | 0.5 | 0.95 | 0.5 | 0.5 | 0.1 | N |  |  | N | IPP Non-CHP | 2 | X | WAT
Natural Gas Fired Combined Cycle.NG | natural gas combined cycle | TRUE | 49919 | Falcon Power Operating Company | 54694 | Yuma Cogeneration Associates | AZ | Yuma | GEN1 | Natural Gas Fired Combined Cycle | CT | YUCG | S | 44.1 | 0.9 | 35.1 | 37.4 | 32 | N |  |  | Y | IPP CHP | 3 | T | NG
Natural Gas Fired Combined Cycle.NG | natural gas combined cycle | TRUE | 49919 | Falcon Power Operating Company | 54694 | Yuma Cogeneration Associates | AZ | Yuma | GEN2 | Natural Gas Fired Combined Cycle | CA | YUCG | S | 18.5 | 0.9 | 17.1 | 16.5 | 5 | N |  |  | Y | IPP CHP | 3 | T | NG
Landfill Gas.LFG | natural gas peaker | TRUE | 54842 | WM Renewable Energy LLC | 54700 | Metro Methane Recovery Facility | IA | Polk | GEN1 | Landfill Gas | IC |  | S | 0.8 | 0.98 | 0.8 | 0.8 | 0.5 | N |  |  | N | IPP Non-CHP | 2 | X | LFG
Landfill Gas.LFG | natural gas peaker | TRUE | 54842 | WM Renewable Energy LLC | 54700 | Metro Methane Recovery Facility | IA | Polk | GEN10 | Landfill Gas | IC |  | S | 1.6 | 0.98 | 1.6 | 1.6 | 0.8 | N |  |  | N | IPP Non-CHP | 2 | X | LFG
Landfill Gas.LFG | natural gas peaker | TRUE | 54842 | WM Renewable Energy LLC | 54700 | Metro Methane Recovery Facility | IA | Polk | GEN11 | Landfill Gas | IC |  | S | 1.6 | 0.98 | 1.6 | 1.6 | 0.8 | N |  |  | N | IPP Non-CHP | 2 | X | LFG
Landfill Gas.LFG | natural gas peaker | TRUE | 54842 | WM Renewable Energy LLC | 54700 | Metro Methane Recovery Facility | IA | Polk | GEN12 | Landfill Gas | IC |  | S | 1.6 | 0.98 | 1.6 | 1.6 | 0.8 | N |  |  | N | IPP Non-CHP | 2 | X | LFG
Landfill Gas.LFG | natural gas peaker | TRUE | 54842 | WM Renewable Energy LLC | 54700 | Metro Methane Recovery Facility | IA | Polk | GEN2 | Landfill Gas | IC |  | S | 0.8 | 0.98 | 0.8 | 0.8 | 0.5 | N |  |  | N | IPP Non-CHP | 2 | X | LFG
Landfill Gas.LFG | natural gas peaker | TRUE | 54842 | WM Renewable Energy LLC | 54700 | Metro Methane Recovery Facility | IA | Polk | GEN3 | Landfill Gas | IC |  | S | 0.8 | 0.98 | 0.8 | 0.8 | 0.5 | N |  |  | N | IPP Non-CHP | 2 | X | LFG
Landfill Gas.LFG | natural gas peaker | TRUE | 54842 | WM Renewable Energy LLC | 54700 | Metro Methane Recovery Facility | IA | Polk | GEN4 | Landfill Gas | IC |  | S | 0.8 | 0.98 | 0.8 | 0.8 | 0.5 | N |  |  | N | IPP Non-CHP | 2 | X | LFG
Landfill Gas.LFG | natural gas peaker | TRUE | 54842 | WM Renewable Energy LLC | 54700 | Metro Methane Recovery Facility | IA | Polk | GEN5 | Landfill Gas | IC |  | S | 0.8 | 0.98 | 0.8 | 0.8 | 0.5 | N |  |  | N | IPP Non-CHP | 2 | X | LFG
Landfill Gas.LFG | natural gas peaker | TRUE | 54842 | WM Renewable Energy LLC | 54700 | Metro Methane Recovery Facility | IA | Polk | GEN6 | Landfill Gas | IC |  | S | 0.8 | 0.98 | 0.8 | 0.8 | 0.5 | N |  |  | N | IPP Non-CHP | 2 | X | LFG
Landfill Gas.LFG | natural gas peaker | TRUE | 54842 | WM Renewable Energy LLC | 54700 | Metro Methane Recovery Facility | IA | Polk | GEN7 | Landfill Gas | IC |  | S | 0.8 | 0.98 | 0.8 | 0.8 | 0.5 | N |  |  | N | IPP Non-CHP | 2 | X | LFG
Landfill Gas.LFG | natural gas peaker | TRUE | 54842 | WM Renewable Energy LLC | 54700 | Metro Methane Recovery Facility | IA | Polk | GEN8 | Landfill Gas | IC |  | S | 0.8 | 0.98 | 0.8 | 0.8 | 0.5 | N |  |  | N | IPP Non-CHP | 2 | X | LFG
Petroleum Liquids.DFO | petroleum | TRUE | 361 | Industrial Energy Applications Inc | 54710 | Alliant SBD 9205 A Y McDonald | IA | Dubuque | 0001 | Petroleum Liquids | IC |  | S | 1.5 | 0.8 | 1.5 | 1.5 | 0.1 | N |  |  | N | IPP Non-CHP | 2 | X | DFO
Petroleum Liquids.DFO | petroleum | TRUE | 361 | Industrial Energy Applications Inc | 54710 | Alliant SBD 9205 A Y McDonald | IA | Dubuque | 0002 | Petroleum Liquids | IC |  | S | 1.6 | 0.8 | 1.6 | 1.6 | 0.1 | N |  |  | N | IPP Non-CHP | 2 | X | DFO
Petroleum Liquids.DFO | petroleum | TRUE | 361 | Industrial Energy Applications Inc | 54710 | Alliant SBD 9205 A Y McDonald | IA | Dubuque | 0003 | Petroleum Liquids | IC |  | S | 0.5 | 0.8 | 0.5 | 0.5 | 0.1 | N |  |  | N | IPP Non-CHP | 2 | X | DFO
Petroleum Liquids.DFO | petroleum | TRUE | 361 | Industrial Energy Applications Inc | 54712 | Alliant SBD 9201 Norplex | IA | Allamakee | 0002 | Petroleum Liquids | IC |  | S | 1 | 0.8 | 1 | 1 | 0.1 | N |  |  | N | IPP Non-CHP | 2 | X | DFO
Petroleum Liquids.DFO | petroleum | TRUE | 361 | Industrial Energy Applications Inc | 54712 | Alliant SBD 9201 Norplex | IA | Allamakee | 0044 | Petroleum Liquids | IC |  | S | 1.1 | 0.8 | 1.1 | 1.1 | 1.1 | N |  |  | N | IPP Non-CHP | 2 | X | DFO
Petroleum Liquids.DFO | petroleum | TRUE | 361 | Industrial Energy Applications Inc | 54715 | Alliant SBD 9107 JBS USA | IA | Marshall | 2665 | Petroleum Liquids | IC |  | S | 1.6 | 0.8 | 1.6 | 1.6 | 0.1 | N |  |  | N | IPP Non-CHP | 2 | X | DFO
Petroleum Liquids.DFO | petroleum | TRUE | 361 | Industrial Energy Applications Inc | 54715 | Alliant SBD 9107 JBS USA | IA | Marshall | 2688 | Petroleum Liquids | IC |  | S | 1.6 | 0.8 | 1.6 | 1.6 | 0.1 | N |  |  | N | IPP Non-CHP | 2 | X | DFO
Petroleum Liquids.DFO | petroleum | TRUE | 361 | Industrial Energy Applications Inc | 54715 | Alliant SBD 9107 JBS USA | IA | Marshall | 2689 | Petroleum Liquids | IC |  | S | 1.6 | 0.8 | 1.6 | 1.6 | 0.1 | N |  |  | N | IPP Non-CHP | 2 | X | DFO
Petroleum Liquids.DFO | petroleum | TRUE | 361 | Industrial Energy Applications Inc | 54715 | Alliant SBD 9107 JBS USA | IA | Marshall | 4644 | Petroleum Liquids | IC |  | S | 1.6 | 0.8 | 1.6 | 1.6 | 0.1 | N |  |  | N | IPP Non-CHP | 2 | X | DFO
Petroleum Liquids.DFO | petroleum | TRUE | 361 | Industrial Energy Applications Inc | 54715 | Alliant SBD 9107 JBS USA | IA | Marshall | 4658 | Petroleum Liquids | IC |  | S | 1.6 | 0.8 | 1.6 | 1.6 | 0.1 | N |  |  | N | IPP Non-CHP | 2 | X | DFO
Petroleum Liquids.DFO | petroleum | TRUE | 361 | Industrial Energy Applications Inc | 54715 | Alliant SBD 9107 JBS USA | IA | Marshall | 4659 | Petroleum Liquids | IC |  | S | 1.6 | 0.8 | 1.6 | 1.6 | 0.1 | N |  |  | N | IPP Non-CHP | 2 | X | DFO
Petroleum Liquids.DFO | petroleum | TRUE | 361 | Industrial Energy Applications Inc | 54715 | Alliant SBD 9107 JBS USA | IA | Marshall | 4660 | Petroleum Liquids | IC |  | S | 1.8 | 0.8 | 1.8 | 1.8 | 0.1 | N |  |  | N | IPP Non-CHP | 2 | X | DFO
Petroleum Liquids.DFO | petroleum | TRUE | 361 | Industrial Energy Applications Inc | 54716 | Alliant SBD 8602 Marion Sub | IA | Linn | 1536 | Petroleum Liquids | IC |  | S | 1.5 | 0.8 | 1.5 | 1.5 | 0.1 | N |  |  | N | IPP Non-CHP | 2 | X | DFO
Petroleum Liquids.DFO | petroleum | TRUE | 361 | Industrial Energy Applications Inc | 54716 | Alliant SBD 8602 Marion Sub | IA | Linn | 2734 | Petroleum Liquids | IC |  | S | 1.5 | 0.8 | 1.5 | 1.5 | 0.1 | N |  |  | N | IPP Non-CHP | 2 | X | DFO
Petroleum Liquids.DFO | petroleum | TRUE | 361 | Industrial Energy Applications Inc | 54716 | Alliant SBD 8602 Marion Sub | IA | Linn | 2741 | Petroleum Liquids | IC |  | S | 1.1 | 0.8 | 1.1 | 1.1 | 0.1 | N |  |  | N | IPP Non-CHP | 2 | X | DFO
Petroleum Liquids.DFO | petroleum | TRUE | 361 | Industrial Energy Applications Inc | 54716 | Alliant SBD 8602 Marion Sub | IA | Linn | 2785 | Petroleum Liquids | IC |  | S | 1.5 | 0.8 | 1.5 | 1.5 | 0.1 | N |  |  | N | IPP Non-CHP | 2 | X | DFO
Petroleum Liquids.DFO | petroleum | TRUE | 361 | Industrial Energy Applications Inc | 54717 | Alliant SBD 9106 Rockwell CR | IA | Linn | 2671 | Petroleum Liquids | IC |  | S | 1.6 | 0.8 | 1.6 | 1.6 | 0.1 | N |  |  | N | IPP Non-CHP | 2 | X | DFO
Petroleum Liquids.DFO | petroleum | TRUE | 361 | Industrial Energy Applications Inc | 54717 | Alliant SBD 9106 Rockwell CR | IA | Linn | 2672 | Petroleum Liquids | IC |  | S | 1.6 | 0.8 | 1.6 | 1.6 | 0.1 | N |  |  | N | IPP Non-CHP | 2 | X | DFO
Petroleum Liquids.DFO | petroleum | TRUE | 361 | Industrial Energy Applications Inc | 54717 | Alliant SBD 9106 Rockwell CR | IA | Linn | 2675 | Petroleum Liquids | IC |  | S | 1.6 | 0.8 | 1.6 | 1.6 | 0.1 | N |  |  | N | IPP Non-CHP | 2 | X | DFO
Petroleum Liquids.DFO | petroleum | TRUE | 361 | Industrial Energy Applications Inc | 54717 | Alliant SBD 9106 Rockwell CR | IA | Linn | 2678 | Petroleum Liquids | IC |  | S | 1.6 | 0.8 | 1.6 | 1.6 | 0.1 | N |  |  | N | IPP Non-CHP | 2 | X | DFO
Petroleum Liquids.DFO | petroleum | TRUE | 361 | Industrial Energy Applications Inc | 54717 | Alliant SBD 9106 Rockwell CR | IA | Linn | 2679 | Petroleum Liquids | IC |  | S | 1.6 | 0.8 | 1.6 | 1.6 | 0.1 | N |  |  | N | IPP Non-CHP | 2 | X | DFO
Petroleum Liquids.DFO | petroleum | TRUE | 361 | Industrial Energy Applications Inc | 54717 | Alliant SBD 9106 Rockwell CR | IA | Linn | 2682 | Petroleum Liquids | IC |  | S | 1.6 | 0.8 | 1.6 | 1.6 | 0.1 | N |  |  | N | IPP Non-CHP | 2 | X | DFO
Petroleum Liquids.DFO | petroleum | TRUE | 361 | Industrial Energy Applications Inc | 54717 | Alliant SBD 9106 Rockwell CR | IA | Linn | 2683 | Petroleum Liquids | IC |  | S | 1.6 | 0.8 | 1.6 | 1.6 | 0.1 | N |  |  | N | IPP Non-CHP | 2 | X | DFO
Petroleum Liquids.DFO | petroleum | TRUE | 361 | Industrial Energy Applications Inc | 54717 | Alliant SBD 9106 Rockwell CR | IA | Linn | 2684 | Petroleum Liquids | IC |  | S | 1.6 | 0.8 | 1.6 | 1.6 | 0.1 | N |  |  | N | IPP Non-CHP | 2 | X | DFO
Petroleum Liquids.DFO | petroleum | TRUE | 361 | Industrial Energy Applications Inc | 54717 | Alliant SBD 9106 Rockwell CR | IA | Linn | 2685 | Petroleum Liquids | IC |  | S | 1.6 | 0.8 | 1.6 | 1.6 | 0.1 | N |  |  | N | IPP Non-CHP | 2 | X | DFO
Petroleum Liquids.DFO | petroleum | TRUE | 361 | Industrial Energy Applications Inc | 54717 | Alliant SBD 9106 Rockwell CR | IA | Linn | 2690 | Petroleum Liquids | IC |  | S | 1.6 | 0.8 | 1.6 | 1.6 | 0.1 | N |  |  | N | IPP Non-CHP | 2 | X | DFO
Petroleum Liquids.DFO | petroleum | TRUE | 361 | Industrial Energy Applications Inc | 54718 | Alliant SBD 9206 Donaldson | IA | Howard | 4632 | Petroleum Liquids | IC |  | S | 1.6 | 0.8 | 1.6 | 1.6 | 0.1 | N |  |  | N | IPP Non-CHP | 2 | X | DFO
Petroleum Liquids.DFO | petroleum | TRUE | 56189 | American Profol Incorporated | 54719 | Alliant SBD 9203 Profol | IA | Linn | 6916 | Petroleum Liquids | IC |  | S | 1.8 | 0.8 | 1.8 | 1.8 | 0.1 | N |  |  | N | IPP Non-CHP | 2 | X | DFO
Petroleum Liquids.DFO | petroleum | TRUE | 56189 | American Profol Incorporated | 54719 | Alliant SBD 9203 Profol | IA | Linn | 6917 | Petroleum Liquids | IC |  | S | 1.8 | 0.8 | 1.8 | 1.8 | 0.1 | N |  |  | N | IPP Non-CHP | 2 | X | DFO
Petroleum Liquids.DFO | petroleum | TRUE | 56189 | American Profol Incorporated | 54719 | Alliant SBD 9203 Profol | IA | Linn | 6918 | Petroleum Liquids | IC |  | S | 2 | 0.8 | 2 | 2 | 0.1 | N |  |  | N | IPP Non-CHP | 2 | X | DFO
Petroleum Liquids.DFO | petroleum | TRUE | 361 | Industrial Energy Applications Inc | 54720 | Alliant SBD 8601 Quad Graphics | IA | Iowa | 2736 | Petroleum Liquids | IC |  | S | 1.5 | 0.8 | 1.5 | 1.5 | 0.1 | N |  |  | N | IPP Non-CHP | 2 | X | DFO
Petroleum Liquids.DFO | petroleum | TRUE | 361 | Industrial Energy Applications Inc | 54720 | Alliant SBD 8601 Quad Graphics | IA | Iowa | 3489 | Petroleum Liquids | IC |  | S | 1 | 0.8 | 1 | 1 | 0.1 | N |  |  | N | IPP Non-CHP | 2 | X | DFO
Petroleum Liquids.DFO | petroleum | TRUE | 361 | Industrial Energy Applications Inc | 54720 | Alliant SBD 8601 Quad Graphics | IA | Iowa | 7164 | Petroleum Liquids | IC |  | S | 1.1 | 0.8 | 1.1 | 1.1 | 0.1 | N |  |  | N | IPP Non-CHP | 2 | X | DFO
Conventional Hydroelectric.WAT | hydro | TRUE | 20100 | Warm Springs Power Enterprises | 54721 | Warm Springs Power Enterprises | OR | Jefferson | 0001 | Conventional Hydroelectric | HY |  | S | 19.6 | 1 | 18.5 | 18.5 | 1 | N |  |  | N | IPP Non-CHP | 2 | X | WAT
Landfill Gas.LFG | natural gas peaker | TRUE | 57249 | EPP Renewable Energy | 54723 | I 95 Landfill Phase II | VA | Fairfax | UNT1 | Landfill Gas | IC |  | S | 0.8 | 0.95 | 0.8 | 0.8 | 0.3 | N |  |  | N | IPP Non-CHP | 2 | X | LFG
Landfill Gas.LFG | natural gas peaker | TRUE | 57249 | EPP Renewable Energy | 54723 | I 95 Landfill Phase II | VA | Fairfax | UNT2 | Landfill Gas | IC |  | S | 0.8 | 0.95 | 0.8 | 0.8 | 0.3 | N |  |  | N | IPP Non-CHP | 2 | X | LFG
Landfill Gas.LFG | natural gas peaker | TRUE | 57249 | EPP Renewable Energy | 54723 | I 95 Landfill Phase II | VA | Fairfax | UNT3 | Landfill Gas | IC |  | S | 0.8 | 0.95 | 0.8 | 0.8 | 0.3 | N |  |  | N | IPP Non-CHP | 2 | X | LFG
Landfill Gas.LFG | natural gas peaker | TRUE | 57249 | EPP Renewable Energy | 54723 | I 95 Landfill Phase II | VA | Fairfax | UNT4 | Landfill Gas | IC |  | S | 0.8 | 0.95 | 0.8 | 0.8 | 0.3 | N |  |  | N | IPP Non-CHP | 2 | X | LFG
Geothermal.GEO | geothermal | TRUE | 34691 | Ormat Nevada Inc | 54724 | Ormesa II | CA | Imperial | OEC21 | Geothermal | BT |  | S | 12 | 0.8 | 8 | 12 | 8 | N |  |  | N | IPP Non-CHP | 2 | X | GEO
Geothermal.GEO | geothermal | TRUE | 34691 | Ormat Nevada Inc | 54724 | Ormesa II | CA | Imperial | OEC22 | Geothermal | BT |  | S | 12 | 0.8 | 8 | 12 | 8 | N |  |  | N | IPP Non-CHP | 2 | X | GEO
Conventional Hydroelectric.WAT | hydro | TRUE | 16070 | Rio Blanco Water Conserv Dist | 54729 | Taylor Draw Hydroelectric Facility | CO | Rio Blanco | COX1 | Conventional Hydroelectric | HY |  | S | 2.3 | 0.8 | 2 | 2 | 0.2 | N |  |  | N | IPP Non-CHP | 2 | X | WAT
Petroleum Liquids.DFO | petroleum | FALSE | 8453 | Hendricks Regional Health | 54731 | Hendricks Regional Health | IN | Hendricks | GE06 | Petroleum Liquids | IC |  | S | 1 | 0.8 | 1 | 1 | 0 | N |  |  | N | Commercial Non-CHP | 4 | X | DFO
Petroleum Liquids.DFO | petroleum | FALSE | 8453 | Hendricks Regional Health | 54731 | Hendricks Regional Health | IN | Hendricks | GEO1 | Petroleum Liquids | IC |  | S | 0.5 | 0.8 | 0.5 | 0.5 | 0 | N | 2 | 2024 | N | Commercial Non-CHP | 4 | X | DFO
Petroleum Liquids.DFO | petroleum | FALSE | 8453 | Hendricks Regional Health | 54731 | Hendricks Regional Health | IN | Hendricks | GEO2 | Petroleum Liquids | IC |  | S | 0.5 | 0.8 | 0.5 | 0.5 | 0 | N | 2 | 2024 | N | Commercial Non-CHP | 4 | X | DFO
Petroleum Liquids.DFO | petroleum | FALSE | 8453 | Hendricks Regional Health | 54731 | Hendricks Regional Health | IN | Hendricks | GEO3 | Petroleum Liquids | IC |  | S | 0.3 | 0.8 | 0.3 | 0.3 | 0 | N | 2 | 2024 | N | Commercial Non-CHP | 4 | X | DFO
Petroleum Liquids.DFO | petroleum | FALSE | 8453 | Hendricks Regional Health | 54731 | Hendricks Regional Health | IN | Hendricks | GEO4 | Petroleum Liquids | IC |  | S | 1 | 0.8 | 1 | 1 | 0 | N |  |  | N | Commercial Non-CHP | 4 | X | DFO
Petroleum Liquids.DFO | petroleum | FALSE | 8453 | Hendricks Regional Health | 54731 | Hendricks Regional Health | IN | Hendricks | GEO5 | Petroleum Liquids | IC |  | S | 1 | 0.8 | 1 | 1 | 0 | N |  |  | N | Commercial Non-CHP | 4 | X | DFO
Petroleum Liquids.DFO | petroleum | FALSE | 14989 | Freeport McMoRan Inc | 54734 | Freeport McMoRan | NM | Grant | 1 | Petroleum Liquids | IC |  | S | 3 | 0.8 | 2.9 | 2.9 | 0.5 | N |  |  | N | Industrial Non-CHP | 6 | X | DFO | NG
Petroleum Liquids.DFO | petroleum | FALSE | 14989 | Freeport McMoRan Inc | 54734 | Freeport McMoRan | NM | Grant | 11 | Petroleum Liquids | IC |  | S | 3 | 0.8 | 2.9 | 2.9 | 0.5 | N |  |  | N | Industrial Non-CHP | 6 | X | DFO | NG
Petroleum Liquids.DFO | petroleum | FALSE | 14989 | Freeport McMoRan Inc | 54734 | Freeport McMoRan | NM | Grant | 12 | Petroleum Liquids | IC |  | S | 3 | 0.8 | 2.9 | 2.9 | 0.5 | N |  |  | N | Industrial Non-CHP | 6 | X | DFO | NG
Petroleum Liquids.DFO | petroleum | FALSE | 14989 | Freeport McMoRan Inc | 54734 | Freeport McMoRan | NM | Grant | 13 | Petroleum Liquids | IC |  | S | 3 | 0.8 | 2.9 | 2.9 | 0.5 | N |  |  | N | Industrial Non-CHP | 6 | X | DFO | NG
Petroleum Liquids.DFO | petroleum | FALSE | 14989 | Freeport McMoRan Inc | 54734 | Freeport McMoRan | NM | Grant | 14 | Petroleum Liquids | IC |  | S | 3 | 0.8 | 2.9 | 2.9 | 0.5 | N |  |  | N | Industrial Non-CHP | 6 | X | DFO | NG
Petroleum Liquids.DFO | petroleum | FALSE | 14989 | Freeport McMoRan Inc | 54734 | Freeport McMoRan | NM | Grant | 15 | Petroleum Liquids | IC |  | S | 3.1 | 0.8 | 2.9 | 2.9 | 0.5 | N |  |  | N | Industrial Non-CHP | 6 | X | DFO | NG
Petroleum Liquids.DFO | petroleum | FALSE | 14989 | Freeport McMoRan Inc | 54734 | Freeport McMoRan | NM | Grant | 3 | Petroleum Liquids | IC |  | S | 3.1 | 0.8 | 2.9 | 2.9 | 0.5 | N |  |  | N | Industrial Non-CHP | 6 | X | DFO | NG
Petroleum Liquids.DFO | petroleum | FALSE | 14989 | Freeport McMoRan Inc | 54734 | Freeport McMoRan | NM | Grant | 4 | Petroleum Liquids | IC |  | S | 3.1 | 0.8 | 2.9 | 2.9 | 0.5 | N |  |  | N | Industrial Non-CHP | 6 | X | DFO | NG
Petroleum Liquids.DFO | petroleum | FALSE | 14989 | Freeport McMoRan Inc | 54734 | Freeport McMoRan | NM | Grant | 7 | Petroleum Liquids | IC |  | S | 3.1 | 0.8 | 2.9 | 2.9 | 0.5 | N |  |  | N | Industrial Non-CHP | 6 | X | DFO | NG
Petroleum Liquids.DFO | petroleum | FALSE | 14989 | Freeport McMoRan Inc | 54734 | Freeport McMoRan | NM | Grant | 8 | Petroleum Liquids | IC |  | S | 3 | 0.8 | 2.9 | 2.9 | 0.5 | N |  |  | N | Industrial Non-CHP | 6 | X | DFO | NG
Petroleum Liquids.DFO | petroleum | TRUE | 361 | Industrial Energy Applications Inc | 54735 | Alliant SBD 9301 Prairie Farms | IA | Dubuque | 0079 | Petroleum Liquids | IC |  | S | 1.8 | 0.8 | 1.8 | 1.8 | 0.1 | N |  |  | N | IPP Non-CHP | 2 | X | DFO
Petroleum Liquids.DFO | petroleum | TRUE | 361 | Industrial Energy Applications Inc | 54735 | Alliant SBD 9301 Prairie Farms | IA | Dubuque | 0080 | Petroleum Liquids | IC |  | S | 1.1 | 0.8 | 1.1 | 1.1 | 0.1 | N |  |  | N | IPP Non-CHP | 2 | X | DFO
Petroleum Liquids.DFO | petroleum | TRUE | 361 | Industrial Energy Applications Inc | 54735 | Alliant SBD 9301 Prairie Farms | IA | Dubuque | 0081 | Petroleum Liquids | IC |  | S | 0.6 | 0.8 | 0.6 | 0.6 | 0.1 | N |  |  | N | IPP Non-CHP | 2 | X | DFO
All Other.WH | other | FALSE | 19102 | Transcontinental Gas PL Corp | 54744 | District 70 Transco Gas Pipe Line | MS | Walthall | 001 | All Other | ST |  | S | 0.8 | 0.8 | 0.7 | 0.8 | 0.2 | N |  |  | N | Commercial Non-CHP | 4 | X | WH
All Other.WH | other | FALSE | 19102 | Transcontinental Gas PL Corp | 54744 | District 70 Transco Gas Pipe Line | MS | Walthall | 002 | All Other | ST |  | S | 0.8 | 0.8 | 0.7 | 0.8 | 0.2 | N |  |  | N | Commercial Non-CHP | 4 | X | WH
Municipal Solid Waste.MSW | municipal solid waste | TRUE | 20541 | Wheelabrator Environmental Systems | 54746 | Wheelabrator Falls | PA | Bucks | WFI1 | Municipal Solid Waste | ST |  | S | 53.3 | 0.85 | 43.9 | 43.6 | 0 | N |  |  | N | IPP Non-CHP | 2 | X | MSW
Natural Gas Fired Combustion Turbine.NG | natural gas peaker | FALSE | 327 | Air Liquide Large Industries U S LP | 54748 | Port Neches Plant | TX | Jefferson | G1 | Natural Gas Fired Combustion Turbine | GT |  | S | 38 | 0.85 | 32 | 30.5 | 27 | N | 12 | 2023 | Y | Industrial CHP | 7 | T | NG
Natural Gas Fired Combined Cycle.NG | natural gas combined cycle | TRUE | 22269 | Goal Line LP | 54749 | Goal Line LP | CA | San Diego | CTG | Natural Gas Fired Combined Cycle | CT | CC1 | S | 41.2 | 0.9 | 40 | 40 | 35 | N |  |  | Y | IPP CHP | 3 | T | NG
Natural Gas Fired Combined Cycle.NG | natural gas combined cycle | TRUE | 22269 | Goal Line LP | 54749 | Goal Line LP | CA | San Diego | STG | Natural Gas Fired Combined Cycle | CA | CC1 | S | 10.2 | 0.85 | 9.4 | 9.4 | 6 | N |  |  | Y | IPP CHP | 3 | T | NG
Onshore Wind Turbine.WND | onshore wind | TRUE | 64260 | Nextera Energy Resources | 54750 | Coram Tehachapi | CA | Kern | VW1 | Onshore Wind Turbine | WT |  | S | 6.5 |  | 6.5 | 6.5 | 1 | N |  |  | N | IPP Non-CHP | 2 | X | WND
Wood/Wood Waste Biomass.WDS | biomass | TRUE | 3836 | CMS Generation Operating LLC | 54751 | Genesee Power Station LP | MI | Genesee | GEN1 | Wood/Wood Waste Biomass | ST |  | J | 39.5 | 0.85 | 35 | 35 | 10 | N |  |  | N | IPP Non-CHP | 2 | X | WDS | TDF | NG
Wood/Wood Waste Biomass.WDS | biomass | TRUE | 56291 | International Paper Co. | 54752 | International Paper Pine Hill Mill | AL | Wilcox | NO1 | Wood/Wood Waste Biomass | ST |  | S | 40 | 0.85 | 40 | 40 | 10 | N |  |  | Y | Industrial CHP | 7 | B | WDS | NG | BIT
Wood/Wood Waste Biomass.BLQ | biomass | TRUE | 56291 | International Paper Co. | 54752 | International Paper Pine Hill Mill | AL | Wilcox | NO2 | Wood/Wood Waste Biomass | ST |  | S | 37.4 | 0.85 | 34.8 | 35.1 | 10 | N |  |  | Y | Industrial CHP | 7 | T | BLQ | RFO | NG
Conventional Hydroelectric.WAT | hydro | TRUE | 10723 | Lateral 10 Ventures | 54753 | Lateral 10 Ventures | ID | Twin Falls | GEN1 | Conventional Hydroelectric | HY |  | S | 2.4 | 0.8 | 2.3 | 2.2 | 0.2 | N |  |  | N | IPP Non-CHP | 2 | X | WAT
Landfill Gas.LFG | natural gas peaker | TRUE | 55858 | EDL Inc | 54756 | Coopersville | MI | Ottawa | 3-1 | Landfill Gas | IC |  | S | 0.8 | 1 | 0.8 | 0.8 | 0.6 | N |  |  | N | IPP Non-CHP | 2 | X | LFG
Landfill Gas.LFG | natural gas peaker | TRUE | 55858 | EDL Inc | 54756 | Coopersville | MI | Ottawa | 3-2 | Landfill Gas | IC |  | S | 0.8 | 1 | 0.8 | 0.8 | 0.6 | N |  |  | N | IPP Non-CHP | 2 | X | LFG
Landfill Gas.LFG | natural gas peaker | TRUE | 55858 | EDL Inc | 54756 | Coopersville | MI | Ottawa | 3-3 | Landfill Gas | IC |  | S | 0.8 | 1 | 0.8 | 0.8 | 0.6 | N |  |  | N | IPP Non-CHP | 2 | X | LFG
Landfill Gas.LFG | natural gas peaker | TRUE | 55858 | EDL Inc | 54756 | Coopersville | MI | Ottawa | 3-4 | Landfill Gas | IC |  | S | 0.8 | 1 | 0.8 | 0.8 | 0.6 | N |  |  | N | IPP Non-CHP | 2 | X | LFG
Landfill Gas.LFG | natural gas peaker | TRUE | 55858 | EDL Inc | 54756 | Coopersville | MI | Ottawa | 3-5 | Landfill Gas | IC |  | S | 0.8 | 1 | 0.8 | 0.8 | 0.6 | N |  |  | N | IPP Non-CHP | 2 | X | LFG
Landfill Gas.LFG | natural gas peaker | TRUE | 55858 | EDL Inc | 54756 | Coopersville | MI | Ottawa | 3-6 | Landfill Gas | IC |  | S | 0.8 | 1 | 0.8 | 0.8 | 0.6 | N |  |  | N | IPP Non-CHP | 2 | X | LFG
Landfill Gas.LFG | natural gas peaker | TRUE | 55858 | EDL Inc | 54756 | Coopersville | MI | Ottawa | 3-7 | Landfill Gas | IC |  | S | 1.6 | 1 | 1.6 | 1.6 | 0.6 | N |  |  | N | IPP Non-CHP | 2 | X | LFG
Landfill Gas.LFG | natural gas peaker | TRUE | 55858 | EDL Inc | 54757 | Grand Blanc Generating Station | MI | Genesee | 4-1 | Landfill Gas | IC |  | S | 0.8 | 1 | 0.8 | 0.8 | 0.6 | N |  |  | N | IPP Non-CHP | 2 | X | LFG
Landfill Gas.LFG | natural gas peaker | TRUE | 55858 | EDL Inc | 54757 | Grand Blanc Generating Station | MI | Genesee | 4-2 | Landfill Gas | IC |  | S | 0.8 | 1 | 0.8 | 0.8 | 0.6 | N |  |  | N | IPP Non-CHP | 2 | X | LFG
Landfill Gas.LFG | natural gas peaker | TRUE | 55858 | EDL Inc | 54757 | Grand Blanc Generating Station | MI | Genesee | 4-3 | Landfill Gas | IC |  | S | 0.8 | 1 | 0.8 | 0.8 | 0.6 | N |  |  | N | IPP Non-CHP | 2 | X | LFG
Landfill Gas.LFG | natural gas peaker | TRUE | 55858 | EDL Inc | 54757 | Grand Blanc Generating Station | MI | Genesee | 4-4 | Landfill Gas | IC |  | S | 0.8 | 1 | 0.8 | 0.8 | 0.6 | N |  |  | N | IPP Non-CHP | 2 | X | LFG
Landfill Gas.LFG | natural gas peaker | TRUE | 55858 | EDL Inc | 54757 | Grand Blanc Generating Station | MI | Genesee | 4-5 | Landfill Gas | IC |  | S | 0.8 | 1 | 0.8 | 0.8 | 0.6 | N |  |  | N | IPP Non-CHP | 2 | X | LFG
Landfill Gas.LFG | natural gas peaker | TRUE | 55858 | EDL Inc | 54757 | Grand Blanc Generating Station | MI | Genesee | 4-7 | Landfill Gas | IC |  | S | 1.6 | 1 | 1.6 | 1.6 | 1 | N |  |  | N | IPP Non-CHP | 2 | X | LFG
Landfill Gas.LFG | natural gas peaker | TRUE | 55858 | EDL Inc | 54757 | Grand Blanc Generating Station | MI | Genesee | 4-8 | Landfill Gas | IC |  | S | 1.6 | 1 | 1.6 | 1.6 | 1 | N |  |  | N | IPP Non-CHP | 2 | X | LFG
Landfill Gas.LFG | natural gas peaker | TRUE | 55858 | EDL Inc | 54757 | Grand Blanc Generating Station | MI | Genesee | CIB | Landfill Gas | IC |  | S | 0.6 | 1 | 0.6 | 0.6 | 0.6 | N |  |  | N | IPP Non-CHP | 2 | X | LFG
Municipal Solid Waste.MSW | municipal solid waste | TRUE | 20541 | Wheelabrator Environmental Systems | 54758 | Wheelabrator Lisbon | CT | New London | GEN1 | Municipal Solid Waste | ST |  | W | 14.6 | 0.85 | 13 | 13 | 2 | N |  |  | N | IPP Non-CHP | 2 | X | MSW
Natural Gas Fired Combined Cycle.NG | natural gas combined cycle | TRUE | 8503 | Hermiston Generating Co LP | 54761 | Hermiston Generating Plant | OR | Umatilla | GEN1 | Natural Gas Fired Combined Cycle | CA | CC1 | J | 106.1 | 0.98 | 80 | 83 | 65 | N |  |  | Y | IPP CHP | 3 | T | NG
Natural Gas Fired Combined Cycle.NG | natural gas combined cycle | TRUE | 8503 | Hermiston Generating Co LP | 54761 | Hermiston Generating Plant | OR | Umatilla | GEN2 | Natural Gas Fired Combined Cycle | CT | CC1 | J | 204.5 | 0.98 | 152 | 160 | 99 | N |  |  | Y | IPP CHP | 3 | T | NG
Natural Gas Fired Combined Cycle.NG | natural gas combined cycle | TRUE | 8503 | Hermiston Generating Co LP | 54761 | Hermiston Generating Plant | OR | Umatilla | GEN3 | Natural Gas Fired Combined Cycle | CA | CC2 | J | 106.1 | 0.98 | 80 | 83 | 65 | N |  |  | Y | IPP CHP | 3 | T | NG
Natural Gas Fired Combined Cycle.NG | natural gas combined cycle | TRUE | 8503 | Hermiston Generating Co LP | 54761 | Hermiston Generating Plant | OR | Umatilla | GEN4 | Natural Gas Fired Combined Cycle | CT | CC2 | J | 204.5 | 0.98 | 152 | 160 | 99 | N |  |  | Y | IPP CHP | 3 | T | NG
Wood/Wood Waste Biomass.BLQ | biomass | TRUE | 59976 | WestRock Mill Company, LLC | 54763 | WestRock Demopolis Mill | AL | Marengo | 2TG | Wood/Wood Waste Biomass | ST |  | S | 12.5 | 0.85 | 8.6 | 10.8 | 2 | N |  |  | Y | Industrial CHP | 7 | T | BLQ | WDS | NG | DFO
Wood/Wood Waste Biomass.BLQ | biomass | TRUE | 59976 | WestRock Mill Company, LLC | 54763 | WestRock Demopolis Mill | AL | Marengo | 4TG | Wood/Wood Waste Biomass | ST |  | S | 34.9 | 0.85 | 34.9 | 34.9 | 3 | N |  |  | N | Industrial CHP | 7 | X | BLQ | WDS | NG | DFO
Petroleum Liquids.DFO | petroleum | TRUE | 5178 | Dinwiddie Power Inc | 54766 | Boydton Plank Road Cogen Plant Hybrid | VA | Dinwiddie | GEN1 | Petroleum Liquids | IC |  | S | 0.3 | 1 | 0.3 | 0.3 | 0.1 | N |  |  | N | IPP Non-CHP | 2 | X | DFO | NG
Petroleum Liquids.DFO | petroleum | TRUE | 5178 | Dinwiddie Power Inc | 54766 | Boydton Plank Road Cogen Plant Hybrid | VA | Dinwiddie | GEN10 | Petroleum Liquids | IC |  | S | 0.3 | 1 | 0.3 | 0.3 | 0.1 | N |  |  | N | IPP Non-CHP | 2 | X | DFO | NG
Petroleum Liquids.DFO | petroleum | TRUE | 5178 | Dinwiddie Power Inc | 54766 | Boydton Plank Road Cogen Plant Hybrid | VA | Dinwiddie | GEN11 | Petroleum Liquids | IC |  | S | 0.3 | 1 | 0.3 | 0.3 | 0.1 | N |  |  | N | IPP Non-CHP | 2 | X | DFO | NG
Petroleum Liquids.DFO | petroleum | TRUE | 5178 | Dinwiddie Power Inc | 54766 | Boydton Plank Road Cogen Plant Hybrid | VA | Dinwiddie | GEN12 | Petroleum Liquids | IC |  | S | 0.3 | 1 | 0.3 | 0.3 | 0.1 | N |  |  | N | IPP Non-CHP | 2 | X | DFO | NG
Petroleum Liquids.DFO | petroleum | TRUE | 5178 | Dinwiddie Power Inc | 54766 | Boydton Plank Road Cogen Plant Hybrid | VA | Dinwiddie | GEN13 | Petroleum Liquids | IC |  | S | 0.3 | 1 | 0.3 | 0.3 | 0.1 | N |  |  | N | IPP Non-CHP | 2 | X | DFO | NG
Petroleum Liquids.DFO | petroleum | TRUE | 5178 | Dinwiddie Power Inc | 54766 | Boydton Plank Road Cogen Plant Hybrid | VA | Dinwiddie | GEN14 | Petroleum Liquids | IC |  | S | 0.3 | 1 | 0.3 | 0.3 | 0.1 | N |  |  | N | IPP Non-CHP | 2 | X | DFO | NG
Petroleum Liquids.DFO | petroleum | TRUE | 5178 | Dinwiddie Power Inc | 54766 | Boydton Plank Road Cogen Plant Hybrid | VA | Dinwiddie | GEN15 | Petroleum Liquids | IC |  | S | 0.3 | 1 | 0.3 | 0.3 | 0.1 | N |  |  | N | IPP Non-CHP | 2 | X | DFO | NG
Petroleum Liquids.DFO | petroleum | TRUE | 5178 | Dinwiddie Power Inc | 54766 | Boydton Plank Road Cogen Plant Hybrid | VA | Dinwiddie | GEN16 | Petroleum Liquids | IC |  | S | 0.3 | 1 | 0.3 | 0.3 | 0.1 | N |  |  | N | IPP Non-CHP | 2 | X | DFO | NG
Petroleum Liquids.DFO | petroleum | TRUE | 5178 | Dinwiddie Power Inc | 54766 | Boydton Plank Road Cogen Plant Hybrid | VA | Dinwiddie | GEN17 | Petroleum Liquids | IC |  | S | 0.3 | 1 | 0.3 | 0.3 | 0.1 | N |  |  | N | IPP Non-CHP | 2 | X | DFO | NG
Petroleum Liquids.DFO | petroleum | TRUE | 5178 | Dinwiddie Power Inc | 54766 | Boydton Plank Road Cogen Plant Hybrid | VA | Dinwiddie | GEN18 | Petroleum Liquids | IC |  | S | 0.3 | 1 | 0.3 | 0.3 | 0.1 | N |  |  | N | IPP Non-CHP | 2 | X | DFO | NG
Petroleum Liquids.DFO | petroleum | TRUE | 5178 | Dinwiddie Power Inc | 54766 | Boydton Plank Road Cogen Plant Hybrid | VA | Dinwiddie | GEN19 | Petroleum Liquids | IC |  | S | 0.3 | 1 | 0.3 | 0.3 | 0.1 | N |  |  | N | IPP Non-CHP | 2 | X | DFO | NG
Petroleum Liquids.DFO | petroleum | TRUE | 5178 | Dinwiddie Power Inc | 54766 | Boydton Plank Road Cogen Plant Hybrid | VA | Dinwiddie | GEN2 | Petroleum Liquids | IC |  | S | 0.3 | 1 | 0.3 | 0.3 | 0.1 | N |  |  | N | IPP Non-CHP | 2 | X | DFO | NG
Petroleum Liquids.DFO | petroleum | TRUE | 5178 | Dinwiddie Power Inc | 54766 | Boydton Plank Road Cogen Plant Hybrid | VA | Dinwiddie | GEN20 | Petroleum Liquids | IC |  | S | 0.3 | 1 | 0.3 | 0.3 | 0.1 | N |  |  | N | IPP Non-CHP | 2 | X | DFO | NG
Petroleum Liquids.DFO | petroleum | TRUE | 5178 | Dinwiddie Power Inc | 54766 | Boydton Plank Road Cogen Plant Hybrid | VA | Dinwiddie | GEN21 | Petroleum Liquids | IC |  | S | 0.3 | 1 | 0.3 | 0.3 | 0.1 | N |  |  | N | IPP Non-CHP | 2 | X | DFO | NG
Petroleum Liquids.DFO | petroleum | TRUE | 5178 | Dinwiddie Power Inc | 54766 | Boydton Plank Road Cogen Plant Hybrid | VA | Dinwiddie | GEN22 | Petroleum Liquids | IC |  | S | 0.3 | 1 | 0.3 | 0.3 | 0.1 | N |  |  | N | IPP Non-CHP | 2 | X | DFO | NG
Petroleum Liquids.DFO | petroleum | TRUE | 5178 | Dinwiddie Power Inc | 54766 | Boydton Plank Road Cogen Plant Hybrid | VA | Dinwiddie | GEN23 | Petroleum Liquids | IC |  | S | 0.3 | 1 | 0.3 | 0.3 | 0.1 | N |  |  | N | IPP Non-CHP | 2 | X | DFO | NG
Petroleum Liquids.DFO | petroleum | TRUE | 5178 | Dinwiddie Power Inc | 54766 | Boydton Plank Road Cogen Plant Hybrid | VA | Dinwiddie | GEN24 | Petroleum Liquids | IC |  | S | 0.3 | 1 | 0.3 | 0.3 | 0.1 | N |  |  | N | IPP Non-CHP | 2 | X | DFO | NG
Petroleum Liquids.DFO | petroleum | TRUE | 5178 | Dinwiddie Power Inc | 54766 | Boydton Plank Road Cogen Plant Hybrid | VA | Dinwiddie | GEN25 | Petroleum Liquids | IC |  | S | 0.3 | 1 | 0.3 | 0.3 | 0.1 | N |  |  | N | IPP Non-CHP | 2 | X | DFO | NG
Petroleum Liquids.DFO | petroleum | TRUE | 5178 | Dinwiddie Power Inc | 54766 | Boydton Plank Road Cogen Plant Hybrid | VA | Dinwiddie | GEN26 | Petroleum Liquids | IC |  | S | 0.3 | 1 | 0.3 | 0.3 | 0.1 | N |  |  | N | IPP Non-CHP | 2 | X | DFO | NG
Petroleum Liquids.DFO | petroleum | TRUE | 5178 | Dinwiddie Power Inc | 54766 | Boydton Plank Road Cogen Plant Hybrid | VA | Dinwiddie | GEN27 | Petroleum Liquids | IC |  | S | 0.3 | 1 | 0.3 | 0.3 | 0.1 | N |  |  | N | IPP Non-CHP | 2 | X | DFO | NG
Petroleum Liquids.DFO | petroleum | TRUE | 5178 | Dinwiddie Power Inc | 54766 | Boydton Plank Road Cogen Plant Hybrid | VA | Dinwiddie | GEN28 | Petroleum Liquids | IC |  | S | 0.3 | 1 | 0.3 | 0.3 | 0.1 | N |  |  | N | IPP Non-CHP | 2 | X | DFO | NG
Petroleum Liquids.DFO | petroleum | TRUE | 5178 | Dinwiddie Power Inc | 54766 | Boydton Plank Road Cogen Plant Hybrid | VA | Dinwiddie | GEN29 | Petroleum Liquids | IC |  | S | 0.3 | 1 | 0.3 | 0.3 | 0.1 | N |  |  | N | IPP Non-CHP | 2 | X | DFO | NG
Petroleum Liquids.DFO | petroleum | TRUE | 5178 | Dinwiddie Power Inc | 54766 | Boydton Plank Road Cogen Plant Hybrid | VA | Dinwiddie | GEN3 | Petroleum Liquids | IC |  | S | 0.3 | 1 | 0.3 | 0.3 | 0.1 | N |  |  | N | IPP Non-CHP | 2 | X | DFO | NG
Petroleum Liquids.DFO | petroleum | TRUE | 5178 | Dinwiddie Power Inc | 54766 | Boydton Plank Road Cogen Plant Hybrid | VA | Dinwiddie | GEN30 | Petroleum Liquids | IC |  | S | 0.3 | 1 | 0.3 | 0.3 | 0.1 | N |  |  | N | IPP Non-CHP | 2 | X | DFO | NG
Petroleum Liquids.DFO | petroleum | TRUE | 5178 | Dinwiddie Power Inc | 54766 | Boydton Plank Road Cogen Plant Hybrid | VA | Dinwiddie | GEN31 | Petroleum Liquids | IC |  | S | 0.3 | 1 | 0.3 | 0.3 | 0.1 | N |  |  | N | IPP Non-CHP | 2 | X | DFO | NG
Petroleum Liquids.DFO | petroleum | TRUE | 5178 | Dinwiddie Power Inc | 54766 | Boydton Plank Road Cogen Plant Hybrid | VA | Dinwiddie | GEN32 | Petroleum Liquids | IC |  | S | 0.3 | 1 | 0.3 | 0.3 | 0.1 | N |  |  | N | IPP Non-CHP | 2 | X | DFO | NG
Petroleum Liquids.DFO | petroleum | TRUE | 5178 | Dinwiddie Power Inc | 54766 | Boydton Plank Road Cogen Plant Hybrid | VA | Dinwiddie | GEN33 | Petroleum Liquids | IC |  | S | 0.3 | 1 | 0.3 | 0.3 | 0.1 | N |  |  | N | IPP Non-CHP | 2 | X | DFO | NG
Petroleum Liquids.DFO | petroleum | TRUE | 5178 | Dinwiddie Power Inc | 54766 | Boydton Plank Road Cogen Plant Hybrid | VA | Dinwiddie | GEN34 | Petroleum Liquids | IC |  | S | 0.3 | 1 | 0.3 | 0.3 | 0.1 | N |  |  | N | IPP Non-CHP | 2 | X | DFO | NG
Petroleum Liquids.DFO | petroleum | TRUE | 5178 | Dinwiddie Power Inc | 54766 | Boydton Plank Road Cogen Plant Hybrid | VA | Dinwiddie | GEN4 | Petroleum Liquids | IC |  | S | 0.3 | 1 | 0.3 | 0.3 | 0.1 | N |  |  | N | IPP Non-CHP | 2 | X | DFO | NG
Petroleum Liquids.DFO | petroleum | TRUE | 5178 | Dinwiddie Power Inc | 54766 | Boydton Plank Road Cogen Plant Hybrid | VA | Dinwiddie | GEN5 | Petroleum Liquids | IC |  | S | 0.3 | 1 | 0.3 | 0.3 | 0.1 | N |  |  | N | IPP Non-CHP | 2 | X | DFO | NG
Petroleum Liquids.DFO | petroleum | TRUE | 5178 | Dinwiddie Power Inc | 54766 | Boydton Plank Road Cogen Plant Hybrid | VA | Dinwiddie | GEN6 | Petroleum Liquids | IC |  | S | 0.3 | 1 | 0.3 | 0.3 | 0.1 | N |  |  | N | IPP Non-CHP | 2 | X | DFO | NG
Petroleum Liquids.DFO | petroleum | TRUE | 5178 | Dinwiddie Power Inc | 54766 | Boydton Plank Road Cogen Plant Hybrid | VA | Dinwiddie | GEN7 | Petroleum Liquids | IC |  | S | 0.3 | 1 | 0.3 | 0.3 | 0.1 | N |  |  | N | IPP Non-CHP | 2 | X | DFO | NG
Petroleum Liquids.DFO | petroleum | TRUE | 5178 | Dinwiddie Power Inc | 54766 | Boydton Plank Road Cogen Plant Hybrid | VA | Dinwiddie | GEN8 | Petroleum Liquids | IC |  | S | 0.3 | 1 | 0.3 | 0.3 | 0.1 | N |  |  | N | IPP Non-CHP | 2 | X | DFO | NG
Petroleum Liquids.DFO | petroleum | TRUE | 5178 | Dinwiddie Power Inc | 54766 | Boydton Plank Road Cogen Plant Hybrid | VA | Dinwiddie | GEN9 | Petroleum Liquids | IC |  | S | 0.3 | 1 | 0.3 | 0.3 | 0.1 | N |  |  | N | IPP Non-CHP | 2 | X | DFO | NG
Natural Gas Fired Combustion Turbine.NG | natural gas peaker | TRUE | 60662 | WCAC Operating Company | 54768 | Live Oak Limited | CA | Kern | GEN1 | Natural Gas Fired Combustion Turbine | GT |  | W | 46 | 0.85 | 46 | 48 | 21 | N |  |  | Y | IPP CHP | 3 | T | NG
Natural Gas Internal Combustion Engine.NG | natural gas peaker | FALSE | 11329 | NYU Langone Health | 54769 | NYU Luthern Medical Center | NY | Kings | GEN1 | Natural Gas Internal Combustion Engine | IC |  | S | 0.8 | 0.85 | 0.8 | 0.8 | 0.2 | N |  |  | Y | Commercial CHP | 5 | T | NG
Natural Gas Internal Combustion Engine.NG | natural gas peaker | FALSE | 11329 | NYU Langone Health | 54769 | NYU Luthern Medical Center | NY | Kings | GEN2 | Natural Gas Internal Combustion Engine | IC |  | S | 0.8 | 0.85 | 0.8 | 0.8 | 0.2 | N |  |  | Y | Commercial CHP | 5 | T | NG
Petroleum Liquids.DFO | petroleum | FALSE | 11329 | NYU Langone Health | 54769 | NYU Luthern Medical Center | NY | Kings | GEN3 | Petroleum Liquids | IC |  | S | 1.5 | 0.8 | 1.5 | 1.5 | 0.5 | N |  |  | N | Commercial CHP | 5 | X | DFO
Petroleum Liquids.DFO | petroleum | FALSE | 11329 | NYU Langone Health | 54769 | NYU Luthern Medical Center | NY | Kings | GEN4 | Petroleum Liquids | IC |  | S | 1.5 | 0.8 | 1.5 | 1.5 | 0.5 | N |  |  | N | Commercial CHP | 5 | X | DFO
Conventional Hydroelectric.WAT | hydro | TRUE | 55754 | Boralex Hydro Operations Inc | 54772 | South Glens Falls Hydroelectric | NY | Saratoga | GEN1 | Conventional Hydroelectric | HY |  | J | 6.9 | 0.95 | 6.9 | 6.9 | 0.1 | N |  |  | N | IPP Non-CHP | 2 | X | WAT
Conventional Hydroelectric.WAT | hydro | TRUE | 55754 | Boralex Hydro Operations Inc | 54772 | South Glens Falls Hydroelectric | NY | Saratoga | GEN2 | Conventional Hydroelectric | HY |  | J | 6.9 | 0.95 | 6.9 | 6.9 | 0.1 | N |  |  | N | IPP Non-CHP | 2 | X | WAT
Petroleum Liquids.DFO | petroleum | FALSE | 19539 | University of Iowa | 54775 | University of Iowa Main Power Plant | IA | Johnson | DG7 | Petroleum Liquids | IC |  | S | 1.7 | 0.8 | 1.7 | 1.7 | 0.5 | N |  |  | N | Commercial CHP | 5 | X | DFO
Natural Gas Internal Combustion Engine.NG | natural gas peaker | FALSE | 19539 | University of Iowa | 54775 | University of Iowa Main Power Plant | IA | Johnson | GEN10 | Natural Gas Internal Combustion Engine | IC |  | S | 2 | 0.8 | 2 | 2 | 0.5 | N |  |  | N | Commercial CHP | 5 | X | NG
Natural Gas Steam Turbine.NG | natural gas steam turbine | FALSE | 19539 | University of Iowa | 54775 | University of Iowa Main Power Plant | IA | Johnson | GEN12 | Natural Gas Steam Turbine | ST |  | S | 5.8 | 0.8 | 5.8 | 5.8 | 1 | N |  |  | Y | Commercial CHP | 5 | T | NG | BIT | WDS | OBS
Natural Gas Steam Turbine.NG | natural gas steam turbine | FALSE | 19539 | University of Iowa | 54775 | University of Iowa Main Power Plant | IA | Johnson | GEN13 | Natural Gas Steam Turbine | ST |  | S | 10 | 0.8 | 10 | 10 | 1 | N |  |  | Y | Commercial CHP | 5 | T | NG | BIT | WDS | OBS
Natural Gas Steam Turbine.NG | natural gas steam turbine | FALSE | 19539 | University of Iowa | 54775 | University of Iowa Main Power Plant | IA | Johnson | GEN6 | Natural Gas Steam Turbine | ST |  | S | 15 | 0.8 | 15 | 15 | 1.5 | N |  |  | Y | Commercial CHP | 5 | T | NG | BIT | WDS | OBS
Natural Gas Internal Combustion Engine.NG | natural gas peaker | FALSE | 19539 | University of Iowa | 54775 | University of Iowa Main Power Plant | IA | Johnson | GEN7 | Natural Gas Internal Combustion Engine | IC |  | S | 2 | 0.8 | 2 | 2 | 0.5 | N |  |  | N | Commercial CHP | 5 | X | NG
Natural Gas Internal Combustion Engine.NG | natural gas peaker | FALSE | 19539 | University of Iowa | 54775 | University of Iowa Main Power Plant | IA | Johnson | GEN8 | Natural Gas Internal Combustion Engine | IC |  | S | 2 | 0.8 | 2 | 2 | 0.5 | N |  |  | N | Commercial CHP | 5 | X | NG
Natural Gas Internal Combustion Engine.NG | natural gas peaker | FALSE | 19539 | University of Iowa | 54775 | University of Iowa Main Power Plant | IA | Johnson | GEN9 | Natural Gas Internal Combustion Engine | IC |  | S | 2 | 0.8 | 2 | 2 | 0.5 | N |  |  | N | Commercial CHP | 5 | X | NG
Natural Gas Steam Turbine.NG | natural gas steam turbine | FALSE | 19528 | University of Illinois | 54780 | University of Illinois Abbott Power Plt | IL | Champaign | T1 | Natural Gas Steam Turbine | ST |  | S | 3 | 0.8 | 3 | 3 | 1 | N |  |  | Y | Commercial CHP | 5 | T | NG | BIT | DFO
Natural Gas Steam Turbine.NG | natural gas steam turbine | FALSE | 19528 | University of Illinois | 54780 | University of Illinois Abbott Power Plt | IL | Champaign | T10 | Natural Gas Steam Turbine | ST |  | S | 7.8 | 0.85 | 7.8 | 7.8 | 3 | N |  |  | Y | Commercial CHP | 5 | T | NG | BIT | DFO
Natural Gas Steam Turbine.NG | natural gas steam turbine | FALSE | 19528 | University of Illinois | 54780 | University of Illinois Abbott Power Plt | IL | Champaign | T11 | Natural Gas Steam Turbine | ST |  | S | 12.5 | 0.85 | 12.5 | 12.5 | 3 | N |  |  | Y | Commercial CHP | 5 | T | NG | BIT | DFO
Natural Gas Steam Turbine.NG | natural gas steam turbine | FALSE | 19528 | University of Illinois | 54780 | University of Illinois Abbott Power Plt | IL | Champaign | T12 | Natural Gas Steam Turbine | ST |  | S | 7 | 0.85 | 7 | 7 | 3 | N |  |  | Y | Commercial CHP | 5 | T | NG | BIT | DFO
Natural Gas Steam Turbine.NG | natural gas steam turbine | FALSE | 19528 | University of Illinois | 54780 | University of Illinois Abbott Power Plt | IL | Champaign | T2 | Natural Gas Steam Turbine | ST |  | S | 3 | 0.8 | 3 | 3 | 1 | N |  |  | Y | Commercial CHP | 5 | T | NG | BIT | DFO
Natural Gas Steam Turbine.NG | natural gas steam turbine | FALSE | 19528 | University of Illinois | 54780 | University of Illinois Abbott Power Plt | IL | Champaign | T3 | Natural Gas Steam Turbine | ST |  | S | 3 | 0.8 | 3 | 3 | 1 | N |  |  | Y | Commercial CHP | 5 | T | NG | BIT | DFO
Natural Gas Steam Turbine.NG | natural gas steam turbine | FALSE | 19528 | University of Illinois | 54780 | University of Illinois Abbott Power Plt | IL | Champaign | T4 | Natural Gas Steam Turbine | ST |  | S | 3 | 0.8 | 3 | 3 | 1 | N |  |  | Y | Commercial CHP | 5 | T | NG | BIT | DFO
Natural Gas Steam Turbine.NG | natural gas steam turbine | FALSE | 19528 | University of Illinois | 54780 | University of Illinois Abbott Power Plt | IL | Champaign | T6 | Natural Gas Steam Turbine | ST |  | S | 7.5 | 0.8 | 7.5 | 7.5 | 1.5 | N |  |  | Y | Commercial CHP | 5 | T | NG | BIT | DFO
Natural Gas Steam Turbine.NG | natural gas steam turbine | FALSE | 19528 | University of Illinois | 54780 | University of Illinois Abbott Power Plt | IL | Champaign | T7 | Natural Gas Steam Turbine | ST |  | S | 7.5 | 0.8 | 7.5 | 7.5 | 1.5 | N |  |  | Y | Commercial CHP | 5 | T | NG | BIT | DFO
Natural Gas Fired Combustion Turbine.NG | natural gas peaker | FALSE | 19528 | University of Illinois | 54780 | University of Illinois Abbott Power Plt | IL | Champaign | T8 | Natural Gas Fired Combustion Turbine | GT |  | S | 13 | 0.85 | 12.5 | 15 | 7 | N |  |  | Y | Commercial CHP | 5 | T | NG | DFO
Natural Gas Fired Combustion Turbine.NG | natural gas peaker | FALSE | 19528 | University of Illinois | 54780 | University of Illinois Abbott Power Plt | IL | Champaign | T9 | Natural Gas Fired Combustion Turbine | GT |  | S | 13 | 0.85 | 12.5 | 15 | 7 | N |  |  | Y | Commercial CHP | 5 | T | NG | DFO
Landfill Gas.LFG | natural gas peaker | TRUE | 17283 | Seneca Energy II | 54782 | Seneca Energy | NY | Seneca | GE10 | Landfill Gas | IC |  | S | 0.8 | 0.8 | 0.8 | 0.8 | 0.6 | N | 10 | 2023 | N | IPP Non-CHP | 2 | X | LFG
Landfill Gas.LFG | natural gas peaker | TRUE | 17283 | Seneca Energy II | 54782 | Seneca Energy | NY | Seneca | GE11 | Landfill Gas | IC |  | S | 0.8 | 0.8 | 0.8 | 0.8 | 0.6 | N | 10 | 2023 | N | IPP Non-CHP | 2 | X | LFG
Landfill Gas.LFG | natural gas peaker | TRUE | 17283 | Seneca Energy II | 54782 | Seneca Energy | NY | Seneca | GE12 | Landfill Gas | IC |  | S | 0.8 | 0.8 | 0.8 | 0.8 | 0.6 | N | 10 | 2023 | N | IPP Non-CHP | 2 | X | LFG
Landfill Gas.LFG | natural gas peaker | TRUE | 17283 | Seneca Energy II | 54782 | Seneca Energy | NY | Seneca | GE13 | Landfill Gas | IC |  | S | 0.8 | 0.8 | 0.8 | 0.8 | 0.6 | N | 10 | 2023 | N | IPP Non-CHP | 2 | X | LFG
Landfill Gas.LFG | natural gas peaker | TRUE | 17283 | Seneca Energy II | 54782 | Seneca Energy | NY | Seneca | GE14 | Landfill Gas | IC |  | S | 0.8 | 0.8 | 0.8 | 0.8 | 0.6 | N | 10 | 2023 | N | IPP Non-CHP | 2 | X | LFG
Landfill Gas.LFG | natural gas peaker | TRUE | 17283 | Seneca Energy II | 54782 | Seneca Energy | NY | Seneca | GE15 | Landfill Gas | IC |  | S | 1.6 | 0.8 | 1.6 | 1.6 | 0.8 | N |  |  | N | IPP Non-CHP | 2 | X | LFG
Landfill Gas.LFG | natural gas peaker | TRUE | 17283 | Seneca Energy II | 54782 | Seneca Energy | NY | Seneca | GE16 | Landfill Gas | IC |  | S | 1.6 | 0.8 | 1.6 | 1.6 | 0.8 | N |  |  | N | IPP Non-CHP | 2 | X | LFG
Landfill Gas.LFG | natural gas peaker | TRUE | 17283 | Seneca Energy II | 54782 | Seneca Energy | NY | Seneca | GE17 | Landfill Gas | IC |  | S | 1.6 | 0.8 | 1.6 | 1.6 | 0.8 | N |  |  | N | IPP Non-CHP | 2 | X | LFG
Landfill Gas.LFG | natural gas peaker | TRUE | 17283 | Seneca Energy II | 54782 | Seneca Energy | NY | Seneca | GE18 | Landfill Gas | IC |  | S | 1.6 | 0.8 | 1.6 | 1.6 | 0.8 | N |  |  | N | IPP Non-CHP | 2 | X | LFG
Landfill Gas.LFG | natural gas peaker | TRUE | 17283 | Seneca Energy II | 54782 | Seneca Energy | NY | Seneca | GEN1 | Landfill Gas | IC |  | S | 0.8 | 0.8 | 0.8 | 0.8 | 0.6 | N |  |  | N | IPP Non-CHP | 2 | X | LFG
Landfill Gas.LFG | natural gas peaker | TRUE | 17283 | Seneca Energy II | 54782 | Seneca Energy | NY | Seneca | GEN2 | Landfill Gas | IC |  | S | 0.8 | 0.8 | 0.8 | 0.8 | 0.6 | N |  |  | N | IPP Non-CHP | 2 | X | LFG
Landfill Gas.LFG | natural gas peaker | TRUE | 17283 | Seneca Energy II | 54782 | Seneca Energy | NY | Seneca | GEN3 | Landfill Gas | IC |  | S | 0.8 | 0.8 | 0.8 | 0.8 | 0.6 | N |  |  | N | IPP Non-CHP | 2 | X | LFG
Landfill Gas.LFG | natural gas peaker | TRUE | 17283 | Seneca Energy II | 54782 | Seneca Energy | NY | Seneca | GEN4 | Landfill Gas | IC |  | S | 0.8 | 0.8 | 0.8 | 0.8 | 0.6 | N |  |  | N | IPP Non-CHP | 2 | X | LFG
Landfill Gas.LFG | natural gas peaker | TRUE | 17283 | Seneca Energy II | 54782 | Seneca Energy | NY | Seneca | GEN5 | Landfill Gas | IC |  | S | 0.8 | 0.8 | 0.8 | 0.8 | 0.6 | N | 10 | 2023 | N | IPP Non-CHP | 2 | X | LFG
Landfill Gas.LFG | natural gas peaker | TRUE | 17283 | Seneca Energy II | 54782 | Seneca Energy | NY | Seneca | GEN6 | Landfill Gas | IC |  | S | 0.8 | 0.8 | 0.8 | 0.8 | 0.6 | N | 10 | 2023 | N | IPP Non-CHP | 2 | X | LFG
Landfill Gas.LFG | natural gas peaker | TRUE | 17283 | Seneca Energy II | 54782 | Seneca Energy | NY | Seneca | GEN7 | Landfill Gas | IC |  | S | 0.8 | 0.8 | 0.8 | 0.8 | 0.6 | N | 10 | 2023 | N | IPP Non-CHP | 2 | X | LFG
Landfill Gas.LFG | natural gas peaker | TRUE | 17283 | Seneca Energy II | 54782 | Seneca Energy | NY | Seneca | GEN8 | Landfill Gas | IC |  | S | 0.8 | 0.8 | 0.8 | 0.8 | 0.6 | N | 10 | 2023 | N | IPP Non-CHP | 2 | X | LFG
Landfill Gas.LFG | natural gas peaker | TRUE | 17283 | Seneca Energy II | 54782 | Seneca Energy | NY | Seneca | GEN9 | Landfill Gas | IC |  | S | 0.8 | 0.8 | 0.8 | 0.8 | 0.6 | N | 10 | 2023 | N | IPP Non-CHP | 2 | X | LFG
Natural Gas Steam Turbine.NG | natural gas steam turbine | TRUE | 7564 | Grays Ferry Cogen Partnership | 54785 | Grays Ferry Cogeneration | PA | Philadelphia | GEN1 | Natural Gas Steam Turbine | ST | CC1 | S | 57.6 | 0.85 | 56.6 | 56.6 | 6 | N |  |  | Y | IPP CHP | 3 | T | NG | DFO | OBL
Natural Gas Fired Combustion Turbine.NG | natural gas peaker | TRUE | 7564 | Grays Ferry Cogen Partnership | 54785 | Grays Ferry Cogeneration | PA | Philadelphia | GEN2 | Natural Gas Fired Combustion Turbine | GT | CC1 | S | 135 | 0.85 | 114 | 127 | 52 | N |  |  | Y | IPP CHP | 3 | T | NG
Natural Gas Internal Combustion Engine.NG | natural gas peaker | FALSE | 6883 | Evanston Board of Education | 54788 | Evanston Township High School | IL | Cook | GEN1 | Natural Gas Internal Combustion Engine | IC |  | S | 0.8 | 0.8 | 0.8 | 0.8 | 0.4 | N |  |  | N | Commercial Non-CHP | 4 | X | NG
Natural Gas Internal Combustion Engine.NG | natural gas peaker | FALSE | 6883 | Evanston Board of Education | 54788 | Evanston Township High School | IL | Cook | GEN2 | Natural Gas Internal Combustion Engine | IC |  | S | 0.8 | 0.8 | 0.8 | 0.8 | 0.4 | N |  |  | N | Commercial Non-CHP | 4 | X | NG
Natural Gas Internal Combustion Engine.NG | natural gas peaker | FALSE | 6883 | Evanston Board of Education | 54788 | Evanston Township High School | IL | Cook | GEN3 | Natural Gas Internal Combustion Engine | IC |  | S | 0.8 | 0.8 | 0.8 | 0.8 | 0.4 | N |  |  | N | Commercial Non-CHP | 4 | X | NG
Natural Gas Steam Turbine.NG | natural gas steam turbine | FALSE | 55932 | Georgia-Pacific Brewton LLC | 54789 | Georgia-Pacific Brewton Mill | AL | Escambia | 2TG | Natural Gas Steam Turbine | ST |  | S | 12.5 | 0.8 | 8.2 | 8.7 | 3.4 | N |  |  | Y | Industrial CHP | 7 | T | NG
Natural Gas Steam Turbine.NG | natural gas steam turbine | FALSE | 55932 | Georgia-Pacific Brewton LLC | 54789 | Georgia-Pacific Brewton Mill | AL | Escambia | 3TG | Natural Gas Steam Turbine | ST |  | S | 15.9 | 0.85 | 10.8 | 10.9 | 3.6 | N |  |  | Y | Industrial CHP | 7 | T | NG
Wood/Wood Waste Biomass.BLQ | biomass | TRUE | 55932 | Georgia-Pacific Brewton LLC | 54789 | Georgia-Pacific Brewton Mill | AL | Escambia | 4TG | Wood/Wood Waste Biomass | ST |  | S | 75 | 0.85 | 47.8 | 52.5 | 13 | N |  |  | Y | Industrial CHP | 7 | T | BLQ | NG
Natural Gas Fired Combustion Turbine.NG | natural gas peaker | FALSE | 8683 | CSL Behring LLC | 54790 | CSL Behring LLC | IL | Kankakee | GEN1 | Natural Gas Fired Combustion Turbine | GT |  | S | 4.2 | 0.9 | 3.8 | 5.3 | 0.1 | N |  |  | Y | Industrial CHP | 7 | T | NG
Onshore Wind Turbine.WND | onshore wind | TRUE | 59496 | Allete Clean Energy | 54793 | Storm Lake 1 | IA | Buena Vista | 2 | Onshore Wind Turbine | WT |  | S | 0.7 |  | 0.7 | 0.7 | 0.7 | N |  |  | N | IPP Non-CHP | 2 | X | WND
Onshore Wind Turbine.WND | onshore wind | TRUE | 59496 | Allete Clean Energy | 54793 | Storm Lake 1 | IA | Buena Vista | 3 | Onshore Wind Turbine | WT |  | S | 0.7 |  | 0.7 | 0.7 | 0.7 | N |  |  | N | IPP Non-CHP | 2 | X | WND
Onshore Wind Turbine.WND | onshore wind | TRUE | 59496 | Allete Clean Energy | 54793 | Storm Lake 1 | IA | Buena Vista | EXIS | Onshore Wind Turbine | WT |  | S | 112.5 |  | 104.3 | 104.3 | 1 | N |  |  | N | IPP Non-CHP | 2 | X | WND
Natural Gas Steam Turbine.NG | natural gas steam turbine | FALSE | 5277 | American Sugar Refining, Inc. | 54795 | Domino Sugar Baltimore | MD | Baltimore City | GEN1 | Natural Gas Steam Turbine | ST |  | S | 5 | 0.8 | 5 | 5 | 1 | N |  |  | Y | Industrial CHP | 7 | B | NG | RFO
Natural Gas Steam Turbine.NG | natural gas steam turbine | FALSE | 5277 | American Sugar Refining, Inc. | 54795 | Domino Sugar Baltimore | MD | Baltimore City | GEN2 | Natural Gas Steam Turbine | ST |  | S | 2.5 | 0.8 | 2.5 | 2.5 | 0.5 | N |  |  | Y | Industrial CHP | 7 | B | NG | RFO
Natural Gas Steam Turbine.NG | natural gas steam turbine | FALSE | 5277 | American Sugar Refining, Inc. | 54795 | Domino Sugar Baltimore | MD | Baltimore City | GEN4 | Natural Gas Steam Turbine | ST |  | S | 10 | 0.9 | 10 | 10 | 1 | N |  |  | Y | Industrial CHP | 7 | T | NG
Natural Gas Fired Combustion Turbine.NG | natural gas peaker | FALSE | 16578 | Saint Agnes Medical Center | 54800 | Saint Agnes Medical Center | CA | Fresno | 9911 | Natural Gas Fired Combustion Turbine | GT |  | S | 3.5 | 0.8 | 2.7 | 2.2 | 1.8 | N |  |  | Y | Commercial CHP | 5 | T | NG
Natural Gas Fired Combustion Turbine.NG | natural gas peaker | FALSE | 16578 | Saint Agnes Medical Center | 54800 | Saint Agnes Medical Center | CA | Fresno | 9929 | Natural Gas Fired Combustion Turbine | GT |  | S | 3.5 | 0.8 | 2.7 | 2.2 | 1.8 | N |  |  | Y | Commercial CHP | 5 | T | NG
Conventional Hydroelectric.WAT | hydro | FALSE | 1005 | Avalon Hydropower LLC | 54801 | Avalon Hydropower | NC | ROCKINGHAM | GEN1 | Conventional Hydroelectric | HY |  | S | 0.8 | 0.8 | 0.8 | 0.8 | 0.1 | N |  |  | N | Commercial Non-CHP | 4 | X | WAT
Conventional Hydroelectric.WAT | hydro | FALSE | 1005 | Avalon Hydropower LLC | 54801 | Avalon Hydropower | NC | ROCKINGHAM | GEN2 | Conventional Hydroelectric | HY |  | S | 0.3 | 0.8 | 0.3 | 0.3 | 0.1 | N |  |  | N | Commercial Non-CHP | 4 | X | WAT
Conventional Hydroelectric.WAT | hydro | FALSE | 1005 | Avalon Hydropower LLC | 54801 | Avalon Hydropower | NC | ROCKINGHAM | GEN3 | Conventional Hydroelectric | HY |  | S | 0.1 | 0.8 | 0.1 | 0.1 | 0.1 | N |  |  | N | Commercial Non-CHP | 4 | X | WAT
Wood/Wood Waste Biomass.BLQ | biomass | TRUE | 12222 | Mead Coated Board Inc | 54802 | Mead Coated Board | AL | Russell | GEN1 | Wood/Wood Waste Biomass | ST |  | S | 40 | 0.85 | 40 | 40 | 20 | N |  |  | Y | Industrial CHP | 7 | T | BLQ | WDS | NG | DFO
Wood/Wood Waste Biomass.BLQ | biomass | TRUE | 12222 | Mead Coated Board Inc | 54802 | Mead Coated Board | AL | Russell | GEN2 | Wood/Wood Waste Biomass | ST |  | S | 55.5 | 0.85 | 55.5 | 55.5 | 20 | N |  |  | Y | Industrial CHP | 7 | T | BLQ | WDS | NG | DFO
Natural Gas Fired Combustion Turbine.NG | natural gas peaker | FALSE | 12222 | Mead Coated Board Inc | 54802 | Mead Coated Board | AL | Russell | GEN3 | Natural Gas Fired Combustion Turbine | GT |  | S | 25 | 0.85 | 21 | 25 | 13 | N |  |  | Y | Industrial CHP | 7 | T | NG
Petroleum Liquids.DFO | petroleum | FALSE | 59190 | Plymouth State University | 54803 | Plymouth State College Cogeneration | NH | Grafton | A | Petroleum Liquids | IC |  | S | 1.2 | 0.8 | 1.2 | 1.2 | 0.4 | N |  |  | Y | Commercial CHP | 5 | T | DFO
Petroleum Liquids.DFO | petroleum | FALSE | 59190 | Plymouth State University | 54803 | Plymouth State College Cogeneration | NH | Grafton | B | Petroleum Liquids | IC |  | S | 1.6 | 0.8 | 1.6 | 1.6 | 0.4 | N |  |  | N | Commercial CHP | 5 | X | DFO
Natural Gas Fired Combined Cycle.NG | natural gas combined cycle | TRUE | 12469 | Milford Power LLC | 54805 | Milford Power LP | MA | Worcester | GT-1 | Natural Gas Fired Combined Cycle | CT | ST-1 | W | 128.9 | 0.9 | 123 | 125 | 70 | N |  |  | N | IPP Non-CHP | 2 | X | NG
Natural Gas Fired Combined Cycle.NG | natural gas combined cycle | TRUE | 12469 | Milford Power LLC | 54805 | Milford Power LP | MA | Worcester | ST-1 | Natural Gas Fired Combined Cycle | CA | ST-1 | W | 120.4 | 0.85 | 81.8 | 98.1 | 30 | N |  |  | N | IPP Non-CHP | 2 | X | NG
Natural Gas Fired Combined Cycle.NG | natural gas combined cycle | FALSE | 13491 | New York University | 54808 | New York University Central Plant | NY | New York | GT1 | Natural Gas Fired Combined Cycle | CT | CC1 | S | 5.5 | 1 | 5.5 | 5.5 | 3 | N |  |  | N | Commercial CHP | 5 | X | NG | DFO
Natural Gas Fired Combined Cycle.NG | natural gas combined cycle | FALSE | 13491 | New York University | 54808 | New York University Central Plant | NY | New York | GT2 | Natural Gas Fired Combined Cycle | CT | CC1 | S | 5.5 | 1 | 5.5 | 5.5 | 3 | N |  |  | N | Commercial CHP | 5 | X | NG | DFO
Natural Gas Fired Combined Cycle.NG | natural gas combined cycle | FALSE | 13491 | New York University | 54808 | New York University Central Plant | NY | New York | T1 | Natural Gas Fired Combined Cycle | CA | CC1 | S | 2.4 | 1 | 1.8 | 1.8 | 0.3 | N |  |  | Y | Commercial CHP | 5 | T | NG
Petroleum Liquids.DFO | petroleum | FALSE | 19664 | University of Washington | 54809 | University of Washington Power Plant | WA | King | DG3 | Petroleum Liquids | IC |  | S | 2 | 0.8 | 2 | 2 | 0.1 | N |  |  | N | Commercial Non-CHP | 4 | X | DFO
Petroleum Liquids.DFO | petroleum | FALSE | 19664 | University of Washington | 54809 | University of Washington Power Plant | WA | King | DG4 | Petroleum Liquids | IC |  | S | 2 | 0.8 | 2 | 2 | 0.1 | N |  |  | N | Commercial Non-CHP | 4 | X | DFO
Petroleum Liquids.DFO | petroleum | FALSE | 19664 | University of Washington | 54809 | University of Washington Power Plant | WA | King | DG5 | Petroleum Liquids | IC |  | S | 2 | 0.8 | 2 | 2 | 0.1 | N |  |  | N | Commercial Non-CHP | 4 | X | DFO
Petroleum Liquids.DFO | petroleum | FALSE | 19664 | University of Washington | 54809 | University of Washington Power Plant | WA | King | DG6 | Petroleum Liquids | IC |  | S | 2 | 0.8 | 2 | 2 | 0.1 | N |  |  | N | Commercial Non-CHP | 4 | X | DFO
Petroleum Liquids.DFO | petroleum | FALSE | 19664 | University of Washington | 54809 | University of Washington Power Plant | WA | King | DG7 | Petroleum Liquids | IC |  | S | 2 | 0.8 | 2 | 2 | 0.1 | N |  |  | N | Commercial Non-CHP | 4 | X | DFO
Petroleum Liquids.DFO | petroleum | FALSE | 19664 | University of Washington | 54809 | University of Washington Power Plant | WA | King | DRUPS | Petroleum Liquids | IC |  | S | 2 | 0.8 | 2 | 2 | 0.1 | N |  |  | N | Commercial Non-CHP | 4 | X | DFO
Conventional Hydroelectric.WAT | hydro | TRUE | 62045 | Wood Hydro, LLC | 54812 | Mile 28 Water Power Project | ID | Jerome | 1 | Conventional Hydroelectric | HY |  | S | 0.7 | 0.75 | 0.7 | 0.6 | 0.3 | N |  |  | N | IPP Non-CHP | 2 | X | WAT
Conventional Hydroelectric.WAT | hydro | TRUE | 62045 | Wood Hydro, LLC | 54812 | Mile 28 Water Power Project | ID | Jerome | 2 | Conventional Hydroelectric | HY |  | S | 0.7 | 0.75 | 0.7 | 0.6 | 0.3 | N |  |  | N | IPP Non-CHP | 2 | X | WAT
Petroleum Liquids.DFO | petroleum | TRUE | 17069 | Shepherd Center | 54813 | Shepherd Center | GA | Fulton | 1 | Petroleum Liquids | IC |  | S | 0.6 | 0.8 | 0.6 | 0.6 | 0 | N |  |  | N | IPP Non-CHP | 2 | X | DFO
Petroleum Liquids.DFO | petroleum | TRUE | 17069 | Shepherd Center | 54813 | Shepherd Center | GA | Fulton | 2 | Petroleum Liquids | IC |  | S | 0.6 | 0.8 | 0.6 | 0.6 | 0 | N |  |  | N | IPP Non-CHP | 2 | X | DFO
Petroleum Liquids.DFO | petroleum | TRUE | 17069 | Shepherd Center | 54813 | Shepherd Center | GA | Fulton | 3 | Petroleum Liquids | IC |  | S | 0.2 | 0.8 | 0.2 | 0.2 | 0 | N |  |  | N | IPP Non-CHP | 2 | X | DFO
Petroleum Liquids.DFO | petroleum | TRUE | 17069 | Shepherd Center | 54813 | Shepherd Center | GA | Fulton | 4 | Petroleum Liquids | IC |  | S | 0.3 | 0.8 | 0.3 | 0.3 | 0 | N |  |  | N | IPP Non-CHP | 2 | X | DFO
Petroleum Liquids.DFO | petroleum | FALSE | 56107 | Highwoods Properties | 54816 | Riverwood 100 Building | GA | Cobb | 11KT | Petroleum Liquids | IC |  | W | 1.1 | 0.9 | 1.1 | 1.1 | 0.2 | N |  |  | N | Commercial Non-CHP | 4 | X | DFO
Natural Gas Fired Combined Cycle.NG | natural gas combined cycle | TRUE | 2172 | Brazos Electric Power Coop Inc | 54817 | Johnson County | TX | Johnson | GT-1 | Natural Gas Fired Combined Cycle | CT | CC01 | S | 178.2 | 0.9 | 163 | 174 | 100 | N |  |  | N | Electric Utility | 1 | X | NG | DFO
Natural Gas Fired Combined Cycle.NG | natural gas combined cycle | TRUE | 2172 | Brazos Electric Power Coop Inc | 54817 | Johnson County | TX | Johnson | ST-1 | Natural Gas Fired Combined Cycle | CA | CC01 | S | 104.4 | 0.9 | 104 | 104 | 100 | N |  |  | N | Electric Utility | 1 | X | NG
Petroleum Liquids.DFO | petroleum | FALSE | 21260 | Banyan St./GAP 191 Peachtree Owner, LLC | 54818 | 191 Peachtree Tower | GA | Fulton | GEN1 | Petroleum Liquids | IC |  | S | 1.2 | 0.8 | 1.2 | 1.2 | 0.3 | N |  |  | N | Commercial Non-CHP | 4 | X | DFO
Petroleum Liquids.DFO | petroleum | FALSE | 21260 | Banyan St./GAP 191 Peachtree Owner, LLC | 54818 | 191 Peachtree Tower | GA | Fulton | GEN2 | Petroleum Liquids | IC |  | S | 1.2 | 0.8 | 1.2 | 1.2 | 0.3 | N |  |  | N | Commercial Non-CHP | 4 | X | DFO
Petroleum Liquids.DFO | petroleum | FALSE | 17449 | Smithfield Fresh Meats Corp. | 54823 | Smithfield Farmland Corp Bladen | NC | Bladen | GEN1 | Petroleum Liquids | IC |  | S | 1.5 | 0.8 | 1.5 | 1.5 | 0 | N |  |  | N | Industrial Non-CHP | 6 | X | DFO
Petroleum Liquids.DFO | petroleum | FALSE | 17449 | Smithfield Fresh Meats Corp. | 54823 | Smithfield Farmland Corp Bladen | NC | Bladen | GEN2 | Petroleum Liquids | IC |  | S | 1.5 | 0.8 | 1.5 | 1.5 | 0 | N |  |  | N | Industrial Non-CHP | 6 | X | DFO
Petroleum Liquids.DFO | petroleum | FALSE | 17449 | Smithfield Fresh Meats Corp. | 54823 | Smithfield Farmland Corp Bladen | NC | Bladen | GEN3 | Petroleum Liquids | IC |  | S | 1.5 | 0.8 | 1.5 | 1.5 | 0 | N |  |  | N | Industrial Non-CHP | 6 | X | DFO
Petroleum Liquids.DFO | petroleum | FALSE | 17449 | Smithfield Fresh Meats Corp. | 54823 | Smithfield Farmland Corp Bladen | NC | Bladen | GEN4 | Petroleum Liquids | IC |  | S | 1.5 | 0.8 | 1.5 | 1.5 | 0 | N |  |  | N | Industrial Non-CHP | 6 | X | DFO
Petroleum Liquids.DFO | petroleum | FALSE | 17449 | Smithfield Fresh Meats Corp. | 54823 | Smithfield Farmland Corp Bladen | NC | Bladen | GEN5 | Petroleum Liquids | IC |  | S | 1.5 | 0.8 | 1.5 | 1.5 | 0 | N |  |  | N | Industrial Non-CHP | 6 | X | DFO
Petroleum Liquids.DFO | petroleum | FALSE | 17449 | Smithfield Fresh Meats Corp. | 54823 | Smithfield Farmland Corp Bladen | NC | Bladen | GEN6 | Petroleum Liquids | IC |  | S | 1.5 | 0.8 | 1.5 | 1.5 | 0 | N |  |  | N | Industrial Non-CHP | 6 | X | DFO
Petroleum Liquids.DFO | petroleum | FALSE | 17449 | Smithfield Fresh Meats Corp. | 54823 | Smithfield Farmland Corp Bladen | NC | Bladen | GEN7 | Petroleum Liquids | IC |  | S | 1.5 | 0.8 | 1.5 | 1.5 | 0 | N |  |  | N | Industrial Non-CHP | 6 | X | DFO
Petroleum Liquids.DFO | petroleum | FALSE | 17449 | Smithfield Fresh Meats Corp. | 54823 | Smithfield Farmland Corp Bladen | NC | Bladen | GEN8 | Petroleum Liquids | IC |  | S | 1.5 | 0.8 | 1.5 | 1.5 | 0 | N |  |  | N | Industrial Non-CHP | 6 | X | DFO
Petroleum Liquids.DFO | petroleum | FALSE | 17449 | Smithfield Fresh Meats Corp. | 54823 | Smithfield Farmland Corp Bladen | NC | Bladen | GEN9 | Petroleum Liquids | IC |  | S | 1.5 | 0.8 | 1.5 | 1.5 | 0 | N |  |  | N | Industrial Non-CHP | 6 | X | DFO
Petroleum Liquids.DFO | petroleum | FALSE | 17449 | Smithfield Fresh Meats Corp. | 54823 | Smithfield Farmland Corp Bladen | NC | Bladen | GN10 | Petroleum Liquids | IC |  | S | 1.5 | 0.8 | 1.5 | 1.5 | 0 | N |  |  | N | Industrial Non-CHP | 6 | X | DFO
Petroleum Liquids.DFO | petroleum | FALSE | 17449 | Smithfield Fresh Meats Corp. | 54823 | Smithfield Farmland Corp Bladen | NC | Bladen | GN11 | Petroleum Liquids | IC |  | S | 1.5 | 0.8 | 1.5 | 1.5 | 0 | N |  |  | N | Industrial Non-CHP | 6 | X | DFO
Petroleum Liquids.DFO | petroleum | FALSE | 17449 | Smithfield Fresh Meats Corp. | 54823 | Smithfield Farmland Corp Bladen | NC | Bladen | GN12 | Petroleum Liquids | IC |  | S | 1.5 | 0.8 | 1.5 | 1.5 | 0 | N |  |  | N | Industrial Non-CHP | 6 | X | DFO
Petroleum Liquids.DFO | petroleum | FALSE | 17449 | Smithfield Fresh Meats Corp. | 54823 | Smithfield Farmland Corp Bladen | NC | Bladen | GN13 | Petroleum Liquids | IC |  | S | 1.5 | 0.8 | 1.5 | 1.5 | 0 | N |  |  | N | Industrial Non-CHP | 6 | X | DFO
Petroleum Liquids.DFO | petroleum | FALSE | 17449 | Smithfield Fresh Meats Corp. | 54823 | Smithfield Farmland Corp Bladen | NC | Bladen | GN14 | Petroleum Liquids | IC |  | S | 1.5 | 0.8 | 1.5 | 1.5 | 0 | N |  |  | N | Industrial Non-CHP | 6 | X | DFO
Petroleum Liquids.DFO | petroleum | FALSE | 17449 | Smithfield Fresh Meats Corp. | 54823 | Smithfield Farmland Corp Bladen | NC | Bladen | GN15 | Petroleum Liquids | IC |  | S | 1.5 | 0.8 | 1.5 | 1.5 | 0 | N |  |  | N | Industrial Non-CHP | 6 | X | DFO
Petroleum Liquids.DFO | petroleum | FALSE | 17449 | Smithfield Fresh Meats Corp. | 54823 | Smithfield Farmland Corp Bladen | NC | Bladen | GN16 | Petroleum Liquids | IC |  | S | 1.5 | 0.8 | 1.5 | 1.5 | 0 | N |  |  | N | Industrial Non-CHP | 6 | X | DFO
Petroleum Liquids.DFO | petroleum | FALSE | 17449 | Smithfield Fresh Meats Corp. | 54823 | Smithfield Farmland Corp Bladen | NC | Bladen | GN17 | Petroleum Liquids | IC |  | S | 1.5 | 0.8 | 1.5 | 1.5 | 0 | N |  |  | N | Industrial Non-CHP | 6 | X | DFO
Petroleum Liquids.DFO | petroleum | FALSE | 17449 | Smithfield Fresh Meats Corp. | 54823 | Smithfield Farmland Corp Bladen | NC | Bladen | GN18 | Petroleum Liquids | IC |  | S | 1.5 | 0.8 | 1.5 | 1.5 | 0 | N |  |  | N | Industrial Non-CHP | 6 | X | DFO
Petroleum Liquids.DFO | petroleum | FALSE | 17449 | Smithfield Fresh Meats Corp. | 54823 | Smithfield Farmland Corp Bladen | NC | Bladen | GN19 | Petroleum Liquids | IC |  | S | 1.5 | 0.8 | 1.5 | 1.5 | 0 | N |  |  | N | Industrial Non-CHP | 6 | X | DFO
Conventional Hydroelectric.WAT | hydro | TRUE | 54809 | Wailuku Holding Company LLC | 54827 | Wailuku River Hydroelectric | HI | Hawaii | 8101 | Conventional Hydroelectric | HY |  | S | 5.2 | 0.85 | 4.9 | 4.8 | 0.1 | N |  |  | N | IPP Non-CHP | 2 | X | WAT
Conventional Hydroelectric.WAT | hydro | TRUE | 54809 | Wailuku Holding Company LLC | 54827 | Wailuku River Hydroelectric | HI | Hawaii | 8102 | Conventional Hydroelectric | HY |  | S | 5.2 | 0.85 | 4.9 | 4.8 | 0.1 | N |  |  | N | IPP Non-CHP | 2 | X | WAT
Natural Gas Fired Combustion Turbine.NG | natural gas peaker | FALSE | 2265 | Bristol-Myers Squibb Co | 54829 | Bristol Myers Squibb New Brunswick | NJ | Middlesex | GEN1 | Natural Gas Fired Combustion Turbine | GT |  | S | 9.5 | 0.8 | 8.8 | 10.5 | 5.8 | N |  |  | Y | Industrial CHP | 7 | T | NG | DFO
Natural Gas Steam Turbine.NG | natural gas steam turbine | FALSE | 2265 | Bristol-Myers Squibb Co | 54829 | Bristol Myers Squibb New Brunswick | NJ | Middlesex | GEN2 | Natural Gas Steam Turbine | ST |  | S | 1 | 0.8 | 0.6 | 1 | 0.2 | N |  |  | Y | Industrial CHP | 7 | T | NG | DFO
Petroleum Liquids.DFO | petroleum | FALSE | 50109 | DeKalb Regional Health System | 54830 | Emory Decatur Hospital | GA | DeKalb | 03 | Petroleum Liquids | IC |  | S | 1.5 | 0.8 | 1.2 | 1.2 | 0 | N |  |  | N | Commercial Non-CHP | 4 | X | DFO
Petroleum Liquids.DFO | petroleum | FALSE | 50109 | DeKalb Regional Health System | 54830 | Emory Decatur Hospital | GA | DeKalb | 90 | Petroleum Liquids | IC |  | S | 1.2 | 0.8 | 1.2 | 1.2 | 0 | N |  |  | N | Commercial Non-CHP | 4 | X | DFO
Petroleum Liquids.DFO | petroleum | FALSE | 50109 | DeKalb Regional Health System | 54830 | Emory Decatur Hospital | GA | DeKalb | 93 | Petroleum Liquids | IC |  | S | 1.2 | 0.8 | 1.2 | 1.2 | 0 | N |  |  | N | Commercial Non-CHP | 4 | X | DFO
Natural Gas Fired Combined Cycle.NG | natural gas combined cycle | TRUE | 14410 | KMC Thermo, LLC | 54832 | Brandywine Power Facility | MD | Prince Georges | 1 | Natural Gas Fired Combined Cycle | CT | F701 | S | 98.7 | 0.85 |  |  | 36 | N |  |  | Y | IPP CHP | 3 | T | NG | DFO
Natural Gas Fired Combined Cycle.NG | natural gas combined cycle | TRUE | 14410 | KMC Thermo, LLC | 54832 | Brandywine Power Facility | MD | Prince Georges | 2 | Natural Gas Fired Combined Cycle | CT | F701 | S | 98.7 | 0.85 |  |  | 36 | N |  |  | Y | IPP CHP | 3 | T | NG | DFO
Natural Gas Fired Combined Cycle.NG | natural gas combined cycle | TRUE | 14410 | KMC Thermo, LLC | 54832 | Brandywine Power Facility | MD | Prince Georges | 3 | Natural Gas Fired Combined Cycle | CA | F701 | S | 91.4 | 0.85 | 230 | 230 | 60 | N |  |  | Y | IPP CHP | 3 | T | NG | DFO
Petroleum Liquids.DFO | petroleum | FALSE | 19272 | Doyon Utilities - Fort Greely | 54834 | Fort Greely Power Plant | AK | Southeast Fairbanks | EN-4 | Petroleum Liquids | IC |  | S | 1.2 | 0.8 | 1.2 | 1.2 | 0.9 | N |  |  | N | Commercial Non-CHP | 4 | X | DFO
Petroleum Liquids.DFO | petroleum | FALSE | 19272 | Doyon Utilities - Fort Greely | 54834 | Fort Greely Power Plant | AK | Southeast Fairbanks | EN-5 | Petroleum Liquids | IC |  | S | 1.2 | 0.8 | 1.2 | 1.2 | 0.9 | N |  |  | N | Commercial Non-CHP | 4 | X | DFO
Petroleum Liquids.DFO | petroleum | FALSE | 19272 | Doyon Utilities - Fort Greely | 54834 | Fort Greely Power Plant | AK | Southeast Fairbanks | EN-6 | Petroleum Liquids | IC |  | S | 2.5 | 0.8 | 2.5 | 2.5 | 1 | N |  |  | N | Commercial Non-CHP | 4 | X | DFO
Petroleum Liquids.DFO | petroleum | FALSE | 19272 | Doyon Utilities - Fort Greely | 54834 | Fort Greely Power Plant | AK | Southeast Fairbanks | EN-7 | Petroleum Liquids | IC |  | S | 2.5 | 0.8 | 2.5 | 2.5 | 1 | N |  |  | N | Commercial Non-CHP | 4 | X | DFO
Petroleum Liquids.DFO | petroleum | FALSE | 56537 | Evonik Degussa Corporation | 54835 | Evonik Industries AG | IN | Tippecanoe | T121 | Petroleum Liquids | IC |  | S | 1.2 | 0.8 | 1.2 | 1.2 | 0.3 | N |  |  | N | Industrial Non-CHP | 6 | X | DFO
Petroleum Liquids.DFO | petroleum | FALSE | 19726 | Valdosta City of | 54839 | Valdosta Water Treatment Plant | GA | Lowndes | GEN1 | Petroleum Liquids | IC |  | S | 1.7 | 0.8 | 1.7 | 1.7 | 1.7 | N |  |  | N | Commercial Non-CHP | 4 | X | DFO
Petroleum Liquids.DFO | petroleum | FALSE | 19726 | Valdosta City of | 54839 | Valdosta Water Treatment Plant | GA | Lowndes | GEN2 | Petroleum Liquids | IC |  | S | 1.7 | 0.8 | 1.7 | 1.7 | 1.7 | N |  |  | N | Commercial Non-CHP | 4 | X | DFO
Natural Gas Fired Combined Cycle.NG | natural gas combined cycle | TRUE | 19876 | Virginia Electric & Power Co | 54844 | Gordonsville Energy LP | VA | Louisa | GOR1 | Natural Gas Fired Combined Cycle | CT | G782 | S | 97.2 | 0.9 | 68.4 | 84.3 | 60 | N |  |  | N | Electric Utility | 1 | X | NG | DFO
Natural Gas Fired Combined Cycle.NG | natural gas combined cycle | TRUE | 19876 | Virginia Electric & Power Co | 54844 | Gordonsville Energy LP | VA | Louisa | GOR2 | Natural Gas Fired Combined Cycle | CT | G783 | S | 97.2 | 0.9 | 68.4 | 82.3 | 60 | N |  |  | N | Electric Utility | 1 | X | NG | DFO
Natural Gas Fired Combined Cycle.NG | natural gas combined cycle | TRUE | 19876 | Virginia Electric & Power Co | 54844 | Gordonsville Energy LP | VA | Louisa | GOR3 | Natural Gas Fired Combined Cycle | CA | G782 | S | 53 | 0.9 | 40.6 | 50.7 | 33 | N |  |  | N | Electric Utility | 1 | X | NG | DFO
Natural Gas Fired Combined Cycle.NG | natural gas combined cycle | TRUE | 19876 | Virginia Electric & Power Co | 54844 | Gordonsville Energy LP | VA | Louisa | GOR4 | Natural Gas Fired Combined Cycle | CA | G783 | S | 53 | 0.9 | 40.6 | 50.7 | 33 | N |  |  | N | Electric Utility | 1 | X | NG | DFO
Petroleum Liquids.DFO | petroleum | FALSE | 18166 | Sun Trust Plaza Associates LLC | 54845 | Sun Trust Plaza | GA | Fulton | EG-1 | Petroleum Liquids | IC |  | S | 1.2 | 0.8 | 1 | 1 | 1 | N |  |  | N | Commercial Non-CHP | 4 | X | DFO
Petroleum Liquids.DFO | petroleum | FALSE | 18166 | Sun Trust Plaza Associates LLC | 54845 | Sun Trust Plaza | GA | Fulton | EG-2 | Petroleum Liquids | IC |  | S | 1.2 | 0.8 | 1 | 1 | 1 | N |  |  | N | Commercial Non-CHP | 4 | X | DFO
Petroleum Liquids.DFO | petroleum | FALSE | 11284 | Lowndes County Hospital Authority | 54848 | South Georgia Medical Center | GA | Lowndes | GEN 7 | Petroleum Liquids | IC |  | S | 0.8 | 0.8 | 0.8 | 0.8 | 0.1 | N |  |  | N | Commercial Non-CHP | 4 | X | DFO
Petroleum Liquids.DFO | petroleum | FALSE | 11284 | Lowndes County Hospital Authority | 54848 | South Georgia Medical Center | GA | Lowndes | GEN1A | Petroleum Liquids | IC |  | S | 2 | 0.8 | 2 | 2 | 0.1 | N |  |  | N | Commercial Non-CHP | 4 | X | DFO
Petroleum Liquids.DFO | petroleum | FALSE | 11284 | Lowndes County Hospital Authority | 54848 | South Georgia Medical Center | GA | Lowndes | GEN2A | Petroleum Liquids | IC |  | S | 2 | 0.8 | 2 | 2 | 0.1 | N |  |  | N | Commercial Non-CHP | 4 | X | DFO
Petroleum Liquids.DFO | petroleum | FALSE | 11284 | Lowndes County Hospital Authority | 54848 | South Georgia Medical Center | GA | Lowndes | GEN4 | Petroleum Liquids | IC |  | S | 0.7 | 0.8 | 0.7 | 0.7 | 0.1 | N |  |  | N | Commercial Non-CHP | 4 | X | DFO
Wood/Wood Waste Biomass.WDS | biomass | TRUE | 4413 | Cox Interior Inc | 54850 | Cox Waste to Energy | KY | Taylor | 01 | Wood/Wood Waste Biomass | ST |  | S | 4 | 1 | 3 | 2.5 | 0.1 | N |  |  | Y | Industrial CHP | 7 | B | WDS
Wood/Wood Waste Biomass.WDS | biomass | TRUE | 4413 | Cox Interior Inc | 54850 | Cox Waste to Energy | KY | Taylor | 02 | Wood/Wood Waste Biomass | ST |  | S | 1 | 0.8 | 0.3 | 0.9 | 0.1 | N |  |  | Y | Industrial CHP | 7 | B | WDS
Natural Gas Fired Combustion Turbine.NG | natural gas peaker | FALSE | 12619 | Milwaukee Metro Sewerage Dist | 54851 | MMSD Jones Island Wastewater | WI | Milwaukee | GEN1 | Natural Gas Fired Combustion Turbine | GT |  | S | 17.5 | 0.8 | 13 | 15 | 2 | N |  |  | Y | Commercial CHP | 5 | T | NG | DFO
Natural Gas Fired Combustion Turbine.NG | natural gas peaker | FALSE | 12619 | Milwaukee Metro Sewerage Dist | 54851 | MMSD Jones Island Wastewater | WI | Milwaukee | SOL1 | Natural Gas Fired Combustion Turbine | GT |  | S | 4.6 | 0.93 | 4.6 | 4.6 | 0.7 | N |  |  | Y | Commercial CHP | 5 | T | NG | LFG
Landfill Gas.LFG | natural gas peaker | FALSE | 12619 | Milwaukee Metro Sewerage Dist | 54851 | MMSD Jones Island Wastewater | WI | Milwaukee | SOL2 | Landfill Gas | GT |  | S | 4.6 | 0.93 | 4.6 | 4.6 | 0.7 | N |  |  | Y | Commercial CHP | 5 | T | LFG | NG
Landfill Gas.LFG | natural gas peaker | FALSE | 12619 | Milwaukee Metro Sewerage Dist | 54851 | MMSD Jones Island Wastewater | WI | Milwaukee | SOL3 | Landfill Gas | GT |  | S | 4.6 | 0.93 | 4.6 | 4.6 | 0.7 | N |  |  | Y | Commercial CHP | 5 | T | LFG | NG
Natural Gas Fired Combustion Turbine.NG | natural gas peaker | TRUE | 13407 | Nevada Power Co | 54854 | Sun Peak Generating Station | NV | Clark | 5657 | Natural Gas Fired Combustion Turbine | GT |  | S | 74 | 0.9 | 74 | 74 | 70 | N |  |  | N | Electric Utility | 1 | X | NG | DFO
Natural Gas Fired Combustion Turbine.NG | natural gas peaker | TRUE | 13407 | Nevada Power Co | 54854 | Sun Peak Generating Station | NV | Clark | 5658 | Natural Gas Fired Combustion Turbine | GT |  | S | 74 | 0.9 | 74 | 74 | 70 | N |  |  | N | Electric Utility | 1 | X | NG | DFO
Natural Gas Fired Combustion Turbine.NG | natural gas peaker | TRUE | 13407 | Nevada Power Co | 54854 | Sun Peak Generating Station | NV | Clark | 5659 | Natural Gas Fired Combustion Turbine | GT |  | S | 74 | 0.9 | 74 | 74 | 70 | N |  |  | N | Electric Utility | 1 | X | NG | DFO
Natural Gas Fired Combustion Turbine.NG | natural gas peaker | FALSE | 11390 | M&M Mars Inc | 54855 | Mars Snackfood US | IL | Cook | 1 | Natural Gas Fired Combustion Turbine | GT |  | S | 3.5 | 0.98 | 3 | 3.8 | 1 | N |  |  | Y | Industrial CHP | 7 | T | NG
Petroleum Liquids.DFO | petroleum | FALSE | 22035 | AT&T | 54858 | Southwestern Bell Telephone | MO | St Louis City | E/G1 | Petroleum Liquids | IC |  | S | 2 | 0.8 | 2 | 2 | 0.7 | N |  |  | N | Commercial Non-CHP | 4 | X | DFO
Petroleum Liquids.DFO | petroleum | FALSE | 22035 | AT&T | 54858 | Southwestern Bell Telephone | MO | St Louis City | E/G2 | Petroleum Liquids | IC |  | S | 2 | 0.8 | 2 | 2 | 0.7 | N |  |  | N | Commercial Non-CHP | 4 | X | DFO
Petroleum Liquids.DFO | petroleum | FALSE | 22035 | AT&T | 54858 | Southwestern Bell Telephone | MO | St Louis City | E/G3 | Petroleum Liquids | IC |  | S | 2 | 0.8 | 2 | 2 | 0.7 | N |  |  | N | Commercial Non-CHP | 4 | X | DFO
Petroleum Liquids.DFO | petroleum | FALSE | 22035 | AT&T | 54858 | Southwestern Bell Telephone | MO | St Louis City | E/G4 | Petroleum Liquids | IC |  | S | 2.8 | 0.8 | 2.8 | 2.8 | 0.8 | N |  |  | N | Commercial Non-CHP | 4 | X | DFO
Petroleum Liquids.DFO | petroleum | FALSE | 22035 | AT&T | 54858 | Southwestern Bell Telephone | MO | St Louis City | E/G5 | Petroleum Liquids | IC |  | S | 2.8 | 0.8 | 2.8 | 2.8 | 0.8 | N |  |  | N | Commercial Non-CHP | 4 | X | DFO
Petroleum Liquids.DFO | petroleum | FALSE | 22035 | AT&T | 54858 | Southwestern Bell Telephone | MO | St Louis City | E/G6 | Petroleum Liquids | IC |  | S | 2.8 | 0.8 | 2.8 | 2.8 | 0.8 | N |  |  | N | Commercial Non-CHP | 4 | X | DFO
Petroleum Liquids.DFO | petroleum | FALSE | 22035 | AT&T | 54858 | Southwestern Bell Telephone | MO | St Louis City | E/G7 | Petroleum Liquids | IC |  | S | 2.8 | 0.8 | 2.8 | 2.8 | 0.8 | N |  |  | N | Commercial Non-CHP | 4 | X | DFO
Conventional Hydroelectric.WAT | hydro | TRUE | 1784 | Black Creek Hydro Inc | 54860 | Black Creek | WA | King | GEN1 | Conventional Hydroelectric | HY |  | S | 3.7 | 0.9 | 3.7 | 3.7 | 0.1 | N |  |  | N | IPP Non-CHP | 2 | X | WAT
Petroleum Liquids.DFO | petroleum | FALSE | 1362 | Bassett Healthcare | 54863 | Bassett Medical Center | NY | Otsego | 0001 | Petroleum Liquids | IC |  | S | 0.8 | 0.8 | 0.8 | 0.8 | 0.1 | N |  |  | N | Commercial Non-CHP | 4 | X | DFO
Petroleum Liquids.DFO | petroleum | FALSE | 1362 | Bassett Healthcare | 54863 | Bassett Medical Center | NY | Otsego | 0002 | Petroleum Liquids | IC |  | S | 0.8 | 0.8 | 0.8 | 0.8 | 0.1 | N |  |  | N | Commercial Non-CHP | 4 | X | DFO
Petroleum Liquids.DFO | petroleum | FALSE | 1362 | Bassett Healthcare | 54863 | Bassett Medical Center | NY | Otsego | 0003 | Petroleum Liquids | IC |  | S | 0.8 | 0.8 | 0.8 | 0.8 | 0.1 | N |  |  | N | Commercial Non-CHP | 4 | X | DFO
Petroleum Liquids.DFO | petroleum | FALSE | 1362 | Bassett Healthcare | 54863 | Bassett Medical Center | NY | Otsego | 0004 | Petroleum Liquids | IC |  | S | 1.6 | 1 | 1.6 | 1.6 | 0.2 | N |  |  | N | Commercial Non-CHP | 4 | X | DFO
Petroleum Liquids.DFO | petroleum | FALSE | 1362 | Bassett Healthcare | 54863 | Bassett Medical Center | NY | Otsego | 0005 | Petroleum Liquids | IC |  | S | 1.6 | 1 | 1.6 | 1.6 | 0.2 | N |  |  | N | Commercial Non-CHP | 4 | X | DFO
Conventional Hydroelectric.WAT | hydro | TRUE | 57280 | Eagle Creek Renewable Energy, LLC | 54865 | Phoenix Hydro Project | NY | Oswego | 1-02 | Conventional Hydroelectric | HY |  | W | 1.6 | 0.9 | 1.2 | 1.2 | 0.3 | N |  |  | N | IPP Non-CHP | 2 | X | WAT
Conventional Hydroelectric.WAT | hydro | TRUE | 57280 | Eagle Creek Renewable Energy, LLC | 54865 | Phoenix Hydro Project | NY | Oswego | 2-01 | Conventional Hydroelectric | HY |  | W | 1.6 | 0.9 | 1.2 | 1.2 | 0.3 | N |  |  | N | IPP Non-CHP | 2 | X | WAT
Conventional Steam Coal.BIT | hard coal | FALSE | 50021 | Neenah Paper Michigan Inc. | 54867 | Neenah Paper Munising Mill | MI | Alger | M387 | Conventional Steam Coal | ST |  | S | 6.2 | 0.8 | 5.8 | 5.8 | 1 | N |  |  | Y | Industrial CHP | 7 | B | BIT | NG
Petroleum Liquids.DFO | petroleum | FALSE | 876 | Atlanta Gift Mart LP | 54877 | Atlanta Gift Mart LP | GA | Fulton | BUG | Petroleum Liquids | IC |  | S | 1.2 | 0.8 | 1.2 | 1.2 | 0.4 | N |  |  | N | Commercial Non-CHP | 4 | X | DFO
Conventional Hydroelectric.WAT | hydro | FALSE | 65338 | BiOrigin Specialty Products | 54878 | Dunn Paper | NY | St Lawrence | 01 | Conventional Hydroelectric | HY |  | S | 0.4 | 0.9 | 0.4 | 0.4 | 0.1 | N |  |  | N | Industrial Non-CHP | 6 | X | WAT
Conventional Hydroelectric.WAT | hydro | FALSE | 65338 | BiOrigin Specialty Products | 54878 | Dunn Paper | NY | St Lawrence | 02 | Conventional Hydroelectric | HY |  | S | 0.3 | 0.9 | 0.3 | 0.3 | 0.1 | N |  |  | N | Industrial Non-CHP | 6 | X | WAT
Conventional Hydroelectric.WAT | hydro | FALSE | 65338 | BiOrigin Specialty Products | 54878 | Dunn Paper | NY | St Lawrence | 03 | Conventional Hydroelectric | HY |  | S | 0.3 | 0.9 | 0.3 | 0.3 | 0.1 | N |  |  | N | Industrial Non-CHP | 6 | X | WAT
Conventional Hydroelectric.WAT | hydro | TRUE | 10056 | City of Kaukauna | 54885 | Kimberly Mill | WI | Outagamie | 1H | Conventional Hydroelectric | HY |  | S | 0.7 | 0.9 | 0.7 | 0.7 | 0.2 | N |  |  | N | Electric Utility | 1 | X | WAT
Conventional Hydroelectric.WAT | hydro | TRUE | 10056 | City of Kaukauna | 54885 | Kimberly Mill | WI | Outagamie | 2H | Conventional Hydroelectric | HY |  | S | 0.7 | 0.9 | 0.7 | 0.7 | 0.2 | N |  |  | N | Electric Utility | 1 | X | WAT
Conventional Hydroelectric.WAT | hydro | TRUE | 10056 | City of Kaukauna | 54885 | Kimberly Mill | WI | Outagamie | 3H | Conventional Hydroelectric | HY |  | S | 0.7 | 0.9 | 0.7 | 0.7 | 0.2 | N |  |  | N | Electric Utility | 1 | X | WAT
Natural Gas Internal Combustion Engine.NG | natural gas peaker | FALSE | 15917 | Presence Health | 54886 | Presence Saint Mary of Nazareth Hospital | IL | Cook | GEN1 | Natural Gas Internal Combustion Engine | IC |  | S | 0.8 | 0.8 | 0.8 | 0.8 | 0.4 | N |  |  | N | Commercial Non-CHP | 4 | X | NG
Natural Gas Internal Combustion Engine.NG | natural gas peaker | FALSE | 15917 | Presence Health | 54886 | Presence Saint Mary of Nazareth Hospital | IL | Cook | GEN3 | Natural Gas Internal Combustion Engine | IC |  | S | 0.8 | 0.8 | 0.8 | 0.8 | 0.4 | N |  |  | N | Commercial Non-CHP | 4 | X | NG
Petroleum Liquids.DFO | petroleum | FALSE | 15917 | Presence Health | 54886 | Presence Saint Mary of Nazareth Hospital | IL | Cook | GEN4 | Petroleum Liquids | IC |  | S | 0.9 | 0.9 | 0.9 | 0.9 | 0.3 | N |  |  | N | Commercial Non-CHP | 4 | X | DFO
Petroleum Liquids.DFO | petroleum | FALSE | 15917 | Presence Health | 54886 | Presence Saint Mary of Nazareth Hospital | IL | Cook | GEN5 | Petroleum Liquids | IC |  | S | 0.9 | 0.9 | 0.9 | 0.9 | 0.3 | N |  |  | N | Commercial Non-CHP | 4 | X | DFO
Petroleum Liquids.DFO | petroleum | FALSE | 15917 | Presence Health | 54886 | Presence Saint Mary of Nazareth Hospital | IL | Cook | GEN6 | Petroleum Liquids | IC |  | S | 0.8 | 0.8 | 0.8 | 0.8 | 0.3 | N |  |  | N | Commercial Non-CHP | 4 | X | DFO
Natural Gas Fired Combustion Turbine.NG | natural gas peaker | FALSE | 59895 | Patheon Manufacturing Service LLC | 54887 | DSM Pharmaceuticals | NC | Pitt | GEN1 | Natural Gas Fired Combustion Turbine | GT |  | S | 4 | 0.85 | 3.5 | 4 | 0.5 | N |  |  | Y | Industrial CHP | 7 | T | NG | DFO
Petroleum Liquids.DFO | petroleum | FALSE | 59895 | Patheon Manufacturing Service LLC | 54887 | DSM Pharmaceuticals | NC | Pitt | GEN2 | Petroleum Liquids | IC |  | S | 0.3 | 0.8 | 0.3 | 0.3 | 0.3 | N |  |  | N | Industrial CHP | 7 | X | DFO
Petroleum Liquids.DFO | petroleum | FALSE | 59895 | Patheon Manufacturing Service LLC | 54887 | DSM Pharmaceuticals | NC | Pitt | GEN3 | Petroleum Liquids | IC |  | S | 1.1 | 0.8 | 1.1 | 1.1 | 1 | N |  |  | N | Industrial CHP | 7 | X | DFO
Petroleum Liquids.DFO | petroleum | FALSE | 59895 | Patheon Manufacturing Service LLC | 54887 | DSM Pharmaceuticals | NC | Pitt | GEN4 | Petroleum Liquids | IC |  | S | 1.2 | 0.8 | 1.2 | 1.2 | 1 | N |  |  | N | Industrial CHP | 7 | X | DFO
Petroleum Liquids.DFO | petroleum | FALSE | 59895 | Patheon Manufacturing Service LLC | 54887 | DSM Pharmaceuticals | NC | Pitt | GEN5 | Petroleum Liquids | IC |  | S | 1 | 0.8 | 1 | 1 | 1 | N |  |  | N | Industrial CHP | 7 | X | DFO
Petroleum Liquids.DFO | petroleum | FALSE | 59895 | Patheon Manufacturing Service LLC | 54887 | DSM Pharmaceuticals | NC | Pitt | GEN6 | Petroleum Liquids | IC |  | S | 1.2 | 0.8 | 1.2 | 1.2 | 1 | N |  |  | N | Industrial CHP | 7 | X | DFO
Petroleum Liquids.DFO | petroleum | FALSE | 59895 | Patheon Manufacturing Service LLC | 54887 | DSM Pharmaceuticals | NC | Pitt | GEN7 | Petroleum Liquids | IC |  | S | 0.1 | 0.8 | 0.1 | 0.1 | 0.1 | N |  |  | N | Industrial CHP | 7 | X | DFO
Petroleum Liquids.DFO | petroleum | FALSE | 59895 | Patheon Manufacturing Service LLC | 54887 | DSM Pharmaceuticals | NC | Pitt | GEN8 | Petroleum Liquids | IC |  | S | 0.3 | 0.8 | 0.3 | 0.3 | 0.3 | N |  |  | N | Industrial CHP | 7 | X | DFO
Landfill Gas.LFG | natural gas peaker | TRUE | 13559 | North American Natural Res | 54890 | Peoples Generating Station | MI | Saginaw | GEN1 | Landfill Gas | IC |  | S | 3.2 | 0.9 | 2.2 | 2.2 | 2.2 | N |  |  | N | IPP Non-CHP | 2 | X | LFG
Conventional Hydroelectric.WAT | hydro | TRUE | 57280 | Eagle Creek Renewable Energy, LLC | 54894 | Narrows (NC) | NC | Stanly | YN1 | Conventional Hydroelectric | HY |  | W | 24.7 | 1 | 30 | 30 | 1 | N |  |  | N | Electric Utility | 1 | X | WAT
Conventional Hydroelectric.WAT | hydro | TRUE | 57280 | Eagle Creek Renewable Energy, LLC | 54894 | Narrows (NC) | NC | Stanly | YN2 | Conventional Hydroelectric | HY |  | W | 24.7 | 1 | 30 | 30 | 1 | N |  |  | N | Electric Utility | 1 | X | WAT
Conventional Hydroelectric.WAT | hydro | TRUE | 57280 | Eagle Creek Renewable Energy, LLC | 54894 | Narrows (NC) | NC | Stanly | YN3 | Conventional Hydroelectric | HY |  | W | 29 | 1 | 30 | 30 | 29 | N |  |  | N | Electric Utility | 1 | X | WAT
Conventional Hydroelectric.WAT | hydro | TRUE | 57280 | Eagle Creek Renewable Energy, LLC | 54894 | Narrows (NC) | NC | Stanly | YN4 | Conventional Hydroelectric | HY |  | W | 30.4 | 1 | 29 | 29 | 1 | N |  |  | N | Electric Utility | 1 | X | WAT
Conventional Hydroelectric.WAT | hydro | TRUE | 57280 | Eagle Creek Renewable Energy, LLC | 54895 | Falls Hydro | NC | Stanly | YF1 | Conventional Hydroelectric | HY |  | W | 9 | 0.8 | 9 | 9 | 5 | N |  |  | N | Electric Utility | 1 | X | WAT
Conventional Hydroelectric.WAT | hydro | TRUE | 57280 | Eagle Creek Renewable Energy, LLC | 54895 | Falls Hydro | NC | Stanly | YF2 | Conventional Hydroelectric | HY |  | W | 11.2 | 0.9 | 10 | 10.5 | 5 | N |  |  | N | Electric Utility | 1 | X | WAT
Conventional Hydroelectric.WAT | hydro | TRUE | 57280 | Eagle Creek Renewable Energy, LLC | 54895 | Falls Hydro | NC | Stanly | YF3 | Conventional Hydroelectric | HY |  | W | 11.2 | 0.9 | 11 | 11 | 5 | N |  |  | N | Electric Utility | 1 | X | WAT
Conventional Hydroelectric.WAT | hydro | TRUE | 57280 | Eagle Creek Renewable Energy, LLC | 54896 | High Rock Hydro | NC | Davidson | HR1 | Conventional Hydroelectric | HY |  | W | 11 | 1 | 13 | 13 | 5 | N |  |  | N | Electric Utility | 1 | X | WAT
Conventional Hydroelectric.WAT | hydro | TRUE | 57280 | Eagle Creek Renewable Energy, LLC | 54896 | High Rock Hydro | NC | Davidson | HR2 | Conventional Hydroelectric | HY |  | W | 11 | 0.8 | 13 | 12.1 | 5 | N |  |  | N | Electric Utility | 1 | X | WAT
Conventional Hydroelectric.WAT | hydro | TRUE | 57280 | Eagle Creek Renewable Energy, LLC | 54896 | High Rock Hydro | NC | Davidson | HR3 | Conventional Hydroelectric | HY |  | W | 11 | 1 | 13 | 12.1 | 5 | N |  |  | N | Electric Utility | 1 | X | WAT
Conventional Hydroelectric.WAT | hydro | TRUE | 57280 | Eagle Creek Renewable Energy, LLC | 54897 | Tuckertown Hydro | NC | Montgomery | TT1 | Conventional Hydroelectric | HY |  | W | 14 | 0.9 | 13 | 13 | 5 | N |  |  | N | Electric Utility | 1 | X | WAT
Conventional Hydroelectric.WAT | hydro | TRUE | 57280 | Eagle Creek Renewable Energy, LLC | 54897 | Tuckertown Hydro | NC | Montgomery | TT2 | Conventional Hydroelectric | HY |  | W | 14 | 0.9 | 13 | 13 | 5 | N |  |  | N | Electric Utility | 1 | X | WAT
Conventional Hydroelectric.WAT | hydro | TRUE | 57280 | Eagle Creek Renewable Energy, LLC | 54897 | Tuckertown Hydro | NC | Montgomery | TT3 | Conventional Hydroelectric | HY |  | W | 14 | 0.9 | 13 | 13 | 5 | N |  |  | N | Electric Utility | 1 | X | WAT
Conventional Hydroelectric.WAT | hydro | TRUE | 306 | Brookfield Smoky Mountain Hydropower LP | 54898 | Santeetlah | NC | Graham | 1 | Conventional Hydroelectric | HY |  | S | 22.5 | 0.8 | 20 | 20 | 12 | N |  |  | N | IPP Non-CHP | 2 | X | WAT
Conventional Hydroelectric.WAT | hydro | TRUE | 306 | Brookfield Smoky Mountain Hydropower LP | 54898 | Santeetlah | NC | Graham | 2 | Conventional Hydroelectric | HY |  | S | 22.5 | 0.8 | 20 | 20 | 12 | N |  |  | N | IPP Non-CHP | 2 | X | WAT
Conventional Hydroelectric.WAT | hydro | TRUE | 306 | Brookfield Smoky Mountain Hydropower LP | 54899 | Cheoah | NC | Graham | 1A | Conventional Hydroelectric | HY |  | S | 27.5 | 0.8 | 28 | 28 | 14 | N |  |  | N | IPP Non-CHP | 2 | X | WAT
Conventional Hydroelectric.WAT | hydro | TRUE | 306 | Brookfield Smoky Mountain Hydropower LP | 54899 | Cheoah | NC | Graham | 2A | Conventional Hydroelectric | HY |  | S | 27.5 | 0.8 | 28 | 28 | 14 | N |  |  | N | IPP Non-CHP | 2 | X | WAT
Conventional Hydroelectric.WAT | hydro | TRUE | 306 | Brookfield Smoky Mountain Hydropower LP | 54899 | Cheoah | NC | Graham | 3A | Conventional Hydroelectric | HY |  | S | 27.5 | 0.8 | 28 | 28 | 14 | N |  |  | N | IPP Non-CHP | 2 | X | WAT
Conventional Hydroelectric.WAT | hydro | TRUE | 306 | Brookfield Smoky Mountain Hydropower LP | 54899 | Cheoah | NC | Graham | 4A | Conventional Hydroelectric | HY |  | S | 27.5 | 0.8 | 28 | 28 | 14 | N |  |  | N | IPP Non-CHP | 2 | X | WAT
Conventional Hydroelectric.WAT | hydro | TRUE | 306 | Brookfield Smoky Mountain Hydropower LP | 54899 | Cheoah | NC | Graham | 5 | Conventional Hydroelectric | HY |  | S | 30 | 0.8 | 31 | 31 | 15 | N |  |  | N | IPP Non-CHP | 2 | X | WAT
Conventional Hydroelectric.WAT | hydro | TRUE | 306 | Brookfield Smoky Mountain Hydropower LP | 54900 | Calderwood | TN | Blount | 1 | Conventional Hydroelectric | HY |  | S | 52.2 | 0.8 | 52 | 52 | 35 | N |  |  | N | IPP Non-CHP | 2 | X | WAT
Conventional Hydroelectric.WAT | hydro | TRUE | 306 | Brookfield Smoky Mountain Hydropower LP | 54900 | Calderwood | TN | Blount | 2 | Conventional Hydroelectric | HY |  | S | 52.2 | 0.8 | 52 | 52 | 35 | N |  |  | N | IPP Non-CHP | 2 | X | WAT
Conventional Hydroelectric.WAT | hydro | TRUE | 306 | Brookfield Smoky Mountain Hydropower LP | 54900 | Calderwood | TN | Blount | 3 | Conventional Hydroelectric | HY |  | S | 52.2 | 0.8 | 52 | 52 | 35 | N |  |  | N | IPP Non-CHP | 2 | X | WAT
Conventional Hydroelectric.WAT | hydro | TRUE | 306 | Brookfield Smoky Mountain Hydropower LP | 54901 | Chilhowee | TN | Blount | 1 | Conventional Hydroelectric | HY |  | S | 16.6 | 0.8 | 17 | 17 | 8 | N |  |  | N | IPP Non-CHP | 2 | X | WAT
Conventional Hydroelectric.WAT | hydro | TRUE | 306 | Brookfield Smoky Mountain Hydropower LP | 54901 | Chilhowee | TN | Blount | 2 | Conventional Hydroelectric | HY |  | S | 16.6 | 0.8 | 17 | 17 | 8 | N |  |  | N | IPP Non-CHP | 2 | X | WAT
Conventional Hydroelectric.WAT | hydro | TRUE | 306 | Brookfield Smoky Mountain Hydropower LP | 54901 | Chilhowee | TN | Blount | 3 | Conventional Hydroelectric | HY |  | S | 16.6 | 0.8 | 17 | 17 | 8 | N |  |  | N | IPP Non-CHP | 2 | X | WAT
Landfill Gas.LFG | natural gas peaker | TRUE | 57249 | EPP Renewable Energy | 54903 | Adrian Energy Associates LLC | MI | Lenawee | UNT1 | Landfill Gas | IC |  | J | 0.8 | 0.95 | 0.8 | 0.8 | 0.3 | N |  |  | N | IPP Non-CHP | 2 | X | LFG
Landfill Gas.LFG | natural gas peaker | TRUE | 57249 | EPP Renewable Energy | 54903 | Adrian Energy Associates LLC | MI | Lenawee | UNT2 | Landfill Gas | IC |  | J | 0.8 | 0.95 | 0.8 | 0.8 | 0.3 | N |  |  | N | IPP Non-CHP | 2 | X | LFG
Landfill Gas.LFG | natural gas peaker | TRUE | 57249 | EPP Renewable Energy | 54903 | Adrian Energy Associates LLC | MI | Lenawee | UNT3 | Landfill Gas | IC |  | J | 0.8 | 0.95 | 0.8 | 0.8 | 0.3 | N |  |  | N | IPP Non-CHP | 2 | X | LFG
Petroleum Liquids.DFO | petroleum | FALSE | 60564 | GP Center Holdings LLC | 54906 | Georgia Pacific Center | GA | Fulton | 01 | Petroleum Liquids | IC |  | S | 0.7 | 0.8 | 0.7 | 0.7 | 0.3 | N |  |  | N | Commercial Non-CHP | 4 | X | DFO
Petroleum Liquids.DFO | petroleum | FALSE | 60564 | GP Center Holdings LLC | 54906 | Georgia Pacific Center | GA | Fulton | 02 | Petroleum Liquids | IC |  | S | 0.7 | 0.8 | 0.7 | 0.7 | 0.3 | N |  |  | N | Commercial Non-CHP | 4 | X | DFO
Natural Gas Fired Combustion Turbine.NG | natural gas peaker | FALSE | 11820 | Massachusetts Inst of Tech | 54907 | Mass Inst Tech Cntrl Utilities/Cogen Plt | MA | Middlesex | GT200 | Natural Gas Fired Combustion Turbine | GT |  | S | 21.7 | 0.8 | 17.7 | 20.7 | 9 | N |  |  | Y | Commercial CHP | 5 | T | NG | DFO
Natural Gas Fired Combustion Turbine.NG | natural gas peaker | FALSE | 11820 | Massachusetts Inst of Tech | 54907 | Mass Inst Tech Cntrl Utilities/Cogen Plt | MA | Middlesex | GT300 | Natural Gas Fired Combustion Turbine | GT |  | S | 21.7 | 0.8 | 17.7 | 20.7 | 9 | N |  |  | Y | Commercial CHP | 5 | T | NG | DFO
Other Waste Biomass.AB | biomass | TRUE | 772 | Archer Daniels Midland Co | 54908 | Enderlin | ND | Ransom | GEN1 | Other Waste Biomass | ST |  | S | 5.1 | 0.85 | 5.1 | 5.1 | 0.3 | N |  |  | Y | Industrial CHP | 7 | T | AB | NG
Other Waste Biomass.AB | biomass | TRUE | 772 | Archer Daniels Midland Co | 54908 | Enderlin | ND | Ransom | GEN2 | Other Waste Biomass | ST |  | S | 4.7 | 0.85 | 4.7 | 4.7 | 0.3 | N |  |  | Y | Industrial CHP | 7 | T | AB | NG
Onshore Wind Turbine.WND | onshore wind | TRUE | 2719 | CalWind Resources Inc | 54909 | Tehachapi Wind Resource II | CA | Kern | EXI2 | Onshore Wind Turbine | WT |  | S | 8.3 |  | 8.3 | 8.3 | 0 | N |  |  | N | IPP Non-CHP | 2 | X | WND
Onshore Wind Turbine.WND | onshore wind | TRUE | 2719 | CalWind Resources Inc | 54909 | Tehachapi Wind Resource II | CA | Kern | EXIS | Onshore Wind Turbine | WT |  | S | 13.6 |  | 13.6 | 13.6 | 0 | N |  |  | N | IPP Non-CHP | 2 | X | WND
Landfill Gas.LFG | natural gas peaker | TRUE | 55858 | EDL Inc | 54910 | Brent Run Generating Station | MI | Genesee | 7-1 | Landfill Gas | IC |  | S | 1.6 | 0.8 | 1.6 | 1.6 | 0.6 | N |  |  | N | IPP Non-CHP | 2 | X | LFG
Landfill Gas.LFG | natural gas peaker | TRUE | 55858 | EDL Inc | 54910 | Brent Run Generating Station | MI | Genesee | 7-2 | Landfill Gas | IC |  | S | 1.6 | 0.8 | 1.6 | 1.6 | 0.6 | N |  |  | N | IPP Non-CHP | 2 | X | LFG
Landfill Gas.LFG | natural gas peaker | TRUE | 55858 | EDL Inc | 54910 | Brent Run Generating Station | MI | Genesee | 7-3 | Landfill Gas | IC |  | S | 0.6 | 0.8 | 0.6 | 0.6 | 0.6 | N |  |  | N | IPP Non-CHP | 2 | X | LFG
Landfill Gas.LFG | natural gas peaker | TRUE | 55858 | EDL Inc | 54910 | Brent Run Generating Station | MI | Genesee | 7-4 | Landfill Gas | IC |  | S | 1.6 | 0.8 | 1.6 | 1.6 | 0.6 | N |  |  | N | IPP Non-CHP | 2 | X | LFG
Landfill Gas.LFG | natural gas peaker | TRUE | 55858 | EDL Inc | 54910 | Brent Run Generating Station | MI | Genesee | 7-5 | Landfill Gas | IC |  | S | 1.6 | 0.8 | 1.6 | 1.6 | 0.6 | N |  |  | N | IPP Non-CHP | 2 | X | LFG
Natural Gas Fired Combined Cycle.NG | natural gas combined cycle | FALSE | 11651 | Martinez Refining Co | 54912 | Martinez Refining | CA | Contra Costa | GTG1 | Natural Gas Fired Combined Cycle | CT | CC1 | S | 40 | 0.85 | 40 | 42 | 4 | N |  |  | Y | Industrial CHP | 7 | T | NG
Natural Gas Fired Combined Cycle.NG | natural gas combined cycle | FALSE | 11651 | Martinez Refining Co | 54912 | Martinez Refining | CA | Contra Costa | GTG2 | Natural Gas Fired Combined Cycle | CT | CC1 | S | 40 | 0.85 | 40 | 42 | 4 | N |  |  | Y | Industrial CHP | 7 | T | NG
Other Gases.OG | other | FALSE | 11651 | Martinez Refining Co | 54912 | Martinez Refining | CA | Contra Costa | STG1 | Other Gases | CA | CC1 | S | 20 | 0.85 | 20 | 20 | 4 | N |  |  | Y | Industrial CHP | 7 | B | OG
Natural Gas Fired Combined Cycle.NG | natural gas combined cycle | TRUE | 2313 | Brooklyn Navy Yard Cogen PLP | 54914 | Brooklyn Navy Yard Cogeneration | NY | Kings | 01 | Natural Gas Fired Combined Cycle | CT | CC1 | J | 121 | 1 | 90 | 110 | 90 | N |  |  | Y | IPP CHP | 3 | T | NG | DFO
Natural Gas Fired Combined Cycle.NG | natural gas combined cycle | TRUE | 2313 | Brooklyn Navy Yard Cogen PLP | 54914 | Brooklyn Navy Yard Cogeneration | NY | Kings | 02 | Natural Gas Fired Combined Cycle | CT | CC2 | J | 121 | 1 | 90 | 110 | 90 | N |  |  | Y | IPP CHP | 3 | T | NG | DFO
Natural Gas Fired Combined Cycle.NG | natural gas combined cycle | TRUE | 2313 | Brooklyn Navy Yard Cogen PLP | 54914 | Brooklyn Navy Yard Cogeneration | NY | Kings | 03 | Natural Gas Fired Combined Cycle | CA | CC1 | J | 40 | 1 | 35 | 38 | 35 | N |  |  | Y | IPP CHP | 3 | T | NG
Natural Gas Fired Combined Cycle.NG | natural gas combined cycle | TRUE | 2313 | Brooklyn Navy Yard Cogen PLP | 54914 | Brooklyn Navy Yard Cogeneration | NY | Kings | 04 | Natural Gas Fired Combined Cycle | CA | CC2 | J | 40 | 1 | 35 | 38 | 35 | N |  |  | Y | IPP CHP | 3 | T | NG
Natural Gas Fired Combined Cycle.NG | natural gas combined cycle | TRUE | 12455 | Michigan Power Limited Partnership | 54915 | Michigan Power LP | MI | Mason | G001 | Natural Gas Fired Combined Cycle | CA | CC1 | W | 58 | 0.85 | 58 | 58 | 20 | N |  |  | Y | IPP CHP | 3 | T | NG
Natural Gas Fired Combined Cycle.NG | natural gas combined cycle | TRUE | 12455 | Michigan Power Limited Partnership | 54915 | Michigan Power LP | MI | Mason | G101 | Natural Gas Fired Combined Cycle | CT | CC1 | W | 80.1 | 0.85 | 70 | 98 | 50 | N |  |  | Y | IPP CHP | 3 | T | NG
Natural Gas Fired Combustion Turbine.NG | natural gas peaker | FALSE | 6667 | Ergon Refining Inc | 54918 | Ergon Refining Vicksburg | MS | Warren | TMO1 | Natural Gas Fired Combustion Turbine | GT |  | S | 4.8 | 0.98 | 4.5 | 4.7 | 3 | N |  |  | Y | Industrial CHP | 7 | T | NG
Landfill Gas.LFG | natural gas peaker | TRUE | 40211 | Wabash Valley Power Assn, Inc | 54925 | Twin Bridges LFGTE | IN | Hendricks | I-1 | Landfill Gas | IC |  | S | 0.8 | 0.8 | 0.8 | 0.8 | 0.4 | N |  |  | N | Electric Utility | 1 | X | LFG
Landfill Gas.LFG | natural gas peaker | TRUE | 40211 | Wabash Valley Power Assn, Inc | 54925 | Twin Bridges LFGTE | IN | Hendricks | I-2 | Landfill Gas | IC |  | S | 0.8 | 0.8 | 0.8 | 0.8 | 0.4 | N |  |  | N | Electric Utility | 1 | X | LFG
Landfill Gas.LFG | natural gas peaker | TRUE | 40211 | Wabash Valley Power Assn, Inc | 54925 | Twin Bridges LFGTE | IN | Hendricks | I-3 | Landfill Gas | IC |  | S | 0.8 | 0.8 | 0.8 | 0.8 | 0.4 | N |  |  | N | Electric Utility | 1 | X | LFG
Landfill Gas.LFG | natural gas peaker | TRUE | 40211 | Wabash Valley Power Assn, Inc | 54925 | Twin Bridges LFGTE | IN | Hendricks | I-4 | Landfill Gas | IC |  | S | 0.8 | 0.8 | 0.8 | 0.8 | 0.4 | N |  |  | N | Electric Utility | 1 | X | LFG
Landfill Gas.LFG | natural gas peaker | TRUE | 40211 | Wabash Valley Power Assn, Inc | 54925 | Twin Bridges LFGTE | IN | Hendricks | II-1 | Landfill Gas | IC |  | S | 0.8 | 0.8 | 0.8 | 0.8 | 0.4 | N |  |  | N | Electric Utility | 1 | X | LFG
Landfill Gas.LFG | natural gas peaker | TRUE | 40211 | Wabash Valley Power Assn, Inc | 54925 | Twin Bridges LFGTE | IN | Hendricks | II-2 | Landfill Gas | IC |  | S | 0.8 | 0.8 | 0.8 | 0.8 | 0.4 | N |  |  | N | Electric Utility | 1 | X | LFG
Landfill Gas.LFG | natural gas peaker | TRUE | 40211 | Wabash Valley Power Assn, Inc | 54925 | Twin Bridges LFGTE | IN | Hendricks | II-3 | Landfill Gas | IC |  | S | 0.8 | 0.8 | 0.8 | 0.8 | 0.4 | N |  |  | N | Electric Utility | 1 | X | LFG
Landfill Gas.LFG | natural gas peaker | TRUE | 40211 | Wabash Valley Power Assn, Inc | 54925 | Twin Bridges LFGTE | IN | Hendricks | II-4 | Landfill Gas | IC |  | S | 0.8 | 0.8 | 0.8 | 0.8 | 0.4 | N |  |  | N | Electric Utility | 1 | X | LFG
Landfill Gas.LFG | natural gas peaker | TRUE | 40211 | Wabash Valley Power Assn, Inc | 54925 | Twin Bridges LFGTE | IN | Hendricks | III-1 | Landfill Gas | IC |  | S | 0.8 | 0.8 | 0.8 | 0.8 | 0.4 | N |  |  | N | Electric Utility | 1 | X | LFG
Landfill Gas.LFG | natural gas peaker | TRUE | 40211 | Wabash Valley Power Assn, Inc | 54925 | Twin Bridges LFGTE | IN | Hendricks | III-2 | Landfill Gas | IC |  | S | 0.8 | 0.8 | 0.8 | 0.8 | 0.4 | N |  |  | N | Electric Utility | 1 | X | LFG
Landfill Gas.LFG | natural gas peaker | TRUE | 40211 | Wabash Valley Power Assn, Inc | 54925 | Twin Bridges LFGTE | IN | Hendricks | III-3 | Landfill Gas | IC |  | S | 0.8 | 0.8 | 0.8 | 0.8 | 0.4 | N |  |  | N | Electric Utility | 1 | X | LFG
Landfill Gas.LFG | natural gas peaker | TRUE | 40211 | Wabash Valley Power Assn, Inc | 54925 | Twin Bridges LFGTE | IN | Hendricks | III-4 | Landfill Gas | IC |  | S | 0.8 | 0.8 | 0.8 | 0.8 | 0.4 | N |  |  | N | Electric Utility | 1 | X | LFG
Landfill Gas.LFG | natural gas peaker | TRUE | 40211 | Wabash Valley Power Assn, Inc | 54925 | Twin Bridges LFGTE | IN | Hendricks | IV-1 | Landfill Gas | IC |  | S | 1.6 | 0.8 | 1.6 | 1.6 | 0.8 | N |  |  | N | Electric Utility | 1 | X | LFG
Landfill Gas.LFG | natural gas peaker | TRUE | 40211 | Wabash Valley Power Assn, Inc | 54925 | Twin Bridges LFGTE | IN | Hendricks | IV-2 | Landfill Gas | IC |  | S | 1.6 | 0.8 | 1.6 | 1.6 | 0.8 | N |  |  | N | Electric Utility | 1 | X | LFG
Landfill Gas.LFG | natural gas peaker | TRUE | 40211 | Wabash Valley Power Assn, Inc | 54926 | Prairie View I & II LFGTE | IN | St Joseph | I-1 | Landfill Gas | IC |  | S | 0.8 | 0.8 | 0.8 | 0.8 | 0.4 | N |  |  | N | Electric Utility | 1 | X | LFG
Landfill Gas.LFG | natural gas peaker | TRUE | 40211 | Wabash Valley Power Assn, Inc | 54926 | Prairie View I & II LFGTE | IN | St Joseph | I-2 | Landfill Gas | IC |  | S | 0.8 | 0.8 | 0.8 | 0.8 | 0.4 | N |  |  | N | Electric Utility | 1 | X | LFG
Landfill Gas.LFG | natural gas peaker | TRUE | 40211 | Wabash Valley Power Assn, Inc | 54926 | Prairie View I & II LFGTE | IN | St Joseph | I-3 | Landfill Gas | IC |  | S | 0.8 | 0.8 | 0.8 | 0.8 | 0.4 | N |  |  | N | Electric Utility | 1 | X | LFG
Landfill Gas.LFG | natural gas peaker | TRUE | 40211 | Wabash Valley Power Assn, Inc | 54926 | Prairie View I & II LFGTE | IN | St Joseph | I-4 | Landfill Gas | IC |  | S | 0.8 | 0.8 | 0.8 | 0.8 | 0.4 | N |  |  | N | Electric Utility | 1 | X | LFG
Landfill Gas.LFG | natural gas peaker | TRUE | 40211 | Wabash Valley Power Assn, Inc | 54926 | Prairie View I & II LFGTE | IN | St Joseph | II-1 | Landfill Gas | IC |  | S | 0.8 | 0.8 | 0.8 | 0.8 | 0.4 | N |  |  | N | Electric Utility | 1 | X | LFG
Landfill Gas.LFG | natural gas peaker | TRUE | 40211 | Wabash Valley Power Assn, Inc | 54926 | Prairie View I & II LFGTE | IN | St Joseph | II-2 | Landfill Gas | IC |  | S | 0.8 | 0.8 | 0.8 | 0.8 | 0.4 | N |  |  | N | Electric Utility | 1 | X | LFG
Landfill Gas.LFG | natural gas peaker | TRUE | 40211 | Wabash Valley Power Assn, Inc | 54926 | Prairie View I & II LFGTE | IN | St Joseph | II-3 | Landfill Gas | IC |  | S | 0.8 | 0.8 | 0.8 | 0.8 | 0.4 | N |  |  | N | Electric Utility | 1 | X | LFG
Landfill Gas.LFG | natural gas peaker | TRUE | 40211 | Wabash Valley Power Assn, Inc | 54926 | Prairie View I & II LFGTE | IN | St Joseph | II-4 | Landfill Gas | IC |  | S | 0.8 | 0.8 | 0.8 | 0.8 | 0.4 | N |  |  | N | Electric Utility | 1 | X | LFG
Natural Gas Internal Combustion Engine.NG | natural gas peaker | FALSE | 62043 | Cox Operating LLC | 54927 | Grand Isle Gas Plant / Treating Station | LA | Jefferson | 1 | Natural Gas Internal Combustion Engine | IC |  | W | 3 | 0.8 | 2.9 | 3 | 0.4 | N |  |  | N | Industrial Non-CHP | 6 | X | NG
Natural Gas Internal Combustion Engine.NG | natural gas peaker | FALSE | 62043 | Cox Operating LLC | 54927 | Grand Isle Gas Plant / Treating Station | LA | Jefferson | 2 | Natural Gas Internal Combustion Engine | IC |  | W | 3 | 0.8 | 2.9 | 3 | 0.4 | N |  |  | N | Industrial Non-CHP | 6 | X | NG
Natural Gas Internal Combustion Engine.NG | natural gas peaker | FALSE | 62043 | Cox Operating LLC | 54927 | Grand Isle Gas Plant / Treating Station | LA | Jefferson | 3 | Natural Gas Internal Combustion Engine | IC |  | W | 3 | 0.8 | 2.9 | 3 | 0.4 | N |  |  | N | Industrial Non-CHP | 6 | X | NG
Petroleum Liquids.DFO | petroleum | TRUE | 361 | Industrial Energy Applications Inc | 54929 | Alliant SBD 9403 Aegon DC | IA | Linn | 6111 | Petroleum Liquids | IC |  | S | 1.1 | 0.8 | 1.1 | 1.1 | 0.1 | N |  |  | N | IPP Non-CHP | 2 | X | DFO
Petroleum Liquids.DFO | petroleum | TRUE | 361 | Industrial Energy Applications Inc | 54929 | Alliant SBD 9403 Aegon DC | IA | Linn | 6112 | Petroleum Liquids | IC |  | S | 1.5 | 0.8 | 1.5 | 1.5 | 0.1 | N |  |  | N | IPP Non-CHP | 2 | X | DFO
Petroleum Liquids.DFO | petroleum | TRUE | 361 | Industrial Energy Applications Inc | 54929 | Alliant SBD 9403 Aegon DC | IA | Linn | 6113 | Petroleum Liquids | IC |  | S | 1.5 | 0.8 | 1.5 | 1.5 | 0.1 | N |  |  | N | IPP Non-CHP | 2 | X | DFO
Onshore Wind Turbine.WND | onshore wind | TRUE | 2770 | Terra-Gen Operating Co-Wind | 54931 | Ridgetop | CA | Kern | WGN1 | Onshore Wind Turbine | WT |  | W | 46.8 |  | 46.9 | 46.9 | 0 | N |  |  | N | IPP Non-CHP | 2 | X | WND
Natural Gas Fired Combustion Turbine.NG | natural gas peaker | FALSE | 49778 | Mondelez Global, LLC | 54933 | Mondelez Global LLC | IL | Winnebago | GEN1 | Natural Gas Fired Combustion Turbine | GT |  | S | 4.7 | 0.8 | 5 | 3 | 1.5 | N |  |  | Y | Industrial CHP | 7 | T | NG
Natural Gas Fired Combustion Turbine.NG | natural gas peaker | FALSE | 2806 | California Dept of Corrections | 54936 | Richard J Donovan Correctional Facility | CA | San Diego | 03 | Natural Gas Fired Combustion Turbine | GT |  | S | 2.6 | 0.82 | 2.2 | 2.6 | 1 | N |  |  | Y | Commercial CHP | 5 | T | NG
Natural Gas Internal Combustion Engine.NG | natural gas peaker | FALSE | 20347 | Wellesley College | 54937 | Wellesley College Central Utility Plant | MA | Norfolk | 1118 | Natural Gas Internal Combustion Engine | IC |  | S | 1.3 | 0.8 | 1.2 | 1.3 | 0.6 | N |  |  | Y | Commercial CHP | 5 | T | NG
Natural Gas Internal Combustion Engine.NG | natural gas peaker | FALSE | 20347 | Wellesley College | 54937 | Wellesley College Central Utility Plant | MA | Norfolk | 1119 | Natural Gas Internal Combustion Engine | IC |  | S | 1.3 | 0.8 | 1.2 | 1.3 | 0.6 | N |  |  | Y | Commercial CHP | 5 | T | NG
Natural Gas Internal Combustion Engine.NG | natural gas peaker | FALSE | 20347 | Wellesley College | 54937 | Wellesley College Central Utility Plant | MA | Norfolk | 1120 | Natural Gas Internal Combustion Engine | IC |  | S | 1.3 | 0.8 | 1.2 | 1.3 | 0.6 | N |  |  | Y | Commercial CHP | 5 | T | NG
Natural Gas Internal Combustion Engine.NG | natural gas peaker | FALSE | 20347 | Wellesley College | 54937 | Wellesley College Central Utility Plant | MA | Norfolk | 1121 | Natural Gas Internal Combustion Engine | IC |  | S | 1.3 | 0.8 | 1.2 | 1.3 | 0.6 | N |  |  | Y | Commercial CHP | 5 | T | NG
Natural Gas Internal Combustion Engine.NG | natural gas peaker | FALSE | 20347 | Wellesley College | 54937 | Wellesley College Central Utility Plant | MA | Norfolk | 1122 | Natural Gas Internal Combustion Engine | IC |  | S |  |  | 2 | 2 | 0.6 | N |  |  | N | Commercial CHP | 5 | X | NG
Natural Gas Internal Combustion Engine.NG | natural gas peaker | FALSE | 20347 | Wellesley College | 54937 | Wellesley College Central Utility Plant | MA | Norfolk | 1123 | Natural Gas Internal Combustion Engine | IC |  | S |  |  | 2 | 2 | 0.6 | N |  |  | N | Commercial CHP | 5 | X | NG
Natural Gas Internal Combustion Engine.NG | natural gas peaker | FALSE | 20347 | Wellesley College | 54937 | Wellesley College Central Utility Plant | MA | Norfolk | 8187 | Natural Gas Internal Combustion Engine | IC |  | S | 1.9 | 0.8 | 1.9 | 1.9 | 1.2 | N |  |  | Y | Commercial CHP | 5 | T | NG
Petroleum Liquids.DFO | petroleum | FALSE | 20347 | Wellesley College | 54937 | Wellesley College Central Utility Plant | MA | Norfolk | SB1 | Petroleum Liquids | IC |  | S | 3 | 0.8 | 4 | 4 | 1.5 | N |  |  | N | Commercial CHP | 5 | X | DFO
Natural Gas Fired Combined Cycle.NG | natural gas combined cycle | FALSE | 24008 | University of Oregon | 54950 | Univ of Oregon Central Power Station | OR | Lane | CTG1 | Natural Gas Fired Combined Cycle | CT | CCS1 | S | 7.5 | 0.95 | 7.5 | 7.5 | 6.5 | N |  |  | Y | Commercial CHP | 5 | T | NG | DFO
Petroleum Liquids.DFO | petroleum | FALSE | 24008 | University of Oregon | 54950 | Univ of Oregon Central Power Station | OR | Lane | DG1 | Petroleum Liquids | IC |  | S | 2.2 | 0.9 | 2.2 | 2.2 | 1.6 | N |  |  | N | Commercial CHP | 5 | X | DFO
Petroleum Liquids.DFO | petroleum | FALSE | 24008 | University of Oregon | 54950 | Univ of Oregon Central Power Station | OR | Lane | DG2 | Petroleum Liquids | IC |  | S | 2.2 | 0.9 | 2.2 | 2.2 | 1.6 | N |  |  | N | Commercial CHP | 5 | X | DFO
Petroleum Liquids.DFO | petroleum | FALSE | 24008 | University of Oregon | 54950 | Univ of Oregon Central Power Station | OR | Lane | DG3 | Petroleum Liquids | IC |  | S | 2.2 | 0.9 | 2.2 | 2.2 | 1.6 | N |  |  | N | Commercial CHP | 5 | X | DFO
Natural Gas Fired Combined Cycle.NG | natural gas combined cycle | FALSE | 24008 | University of Oregon | 54950 | Univ of Oregon Central Power Station | OR | Lane | STG1 | Natural Gas Fired Combined Cycle | CA | CCS1 | S | 3.5 | 0.95 | 1.5 | 3 | 0.5 | N |  |  | Y | Commercial CHP | 5 | B | NG
Other Waste Biomass.OBG | biomass | TRUE | 12221 | Monterey One Water | 54951 | Monterey One Water | CA | Monterey | EG1 | Other Waste Biomass | IC |  | S | 0.6 | 0.8 | 0.6 | 0.6 | 0.4 | N |  |  | Y | Commercial CHP | 5 | T | OBG | NG
Other Waste Biomass.OBG | biomass | TRUE | 12221 | Monterey One Water | 54951 | Monterey One Water | CA | Monterey | EG2 | Other Waste Biomass | IC |  | S | 0.6 | 0.8 | 0.6 | 0.6 | 0.4 | N |  |  | Y | Commercial CHP | 5 | T | OBG | NG
Other Waste Biomass.OBG | biomass | TRUE | 12221 | Monterey One Water | 54951 | Monterey One Water | CA | Monterey | EG3 | Other Waste Biomass | IC |  | S | 0.6 | 0.8 | 0.6 | 0.6 | 0.4 | N |  |  | Y | Commercial CHP | 5 | T | OBG | NG
Conventional Hydroelectric.WAT | hydro | TRUE | 55754 | Boralex Hydro Operations Inc | 54953 | Hudson Falls Hydroelectric Project | NY | Saratoga | GEN1 | Conventional Hydroelectric | HY |  | J | 22 | 0.95 | 22 | 22 | 0.1 | N |  |  | N | IPP Non-CHP | 2 | X | WAT
Conventional Hydroelectric.WAT | hydro | TRUE | 55754 | Boralex Hydro Operations Inc | 54953 | Hudson Falls Hydroelectric Project | NY | Saratoga | GEN2 | Conventional Hydroelectric | HY |  | J | 22 | 0.95 | 22 | 22 | 0.1 | N |  |  | N | IPP Non-CHP | 2 | X | WAT
Natural Gas Internal Combustion Engine.NG | natural gas peaker | TRUE | 40211 | Wabash Valley Power Assn, Inc | 54956 | Deercroft I & II LFGTE | IN | LaPorte | I-1 | Natural Gas Internal Combustion Engine | IC |  | S | 0.8 | 0.8 | 0.8 | 0.8 | 0.4 | N |  |  | N | Electric Utility | 1 | X | NG | LFG
Natural Gas Internal Combustion Engine.NG | natural gas peaker | TRUE | 40211 | Wabash Valley Power Assn, Inc | 54956 | Deercroft I & II LFGTE | IN | LaPorte | I-2 | Natural Gas Internal Combustion Engine | IC |  | S | 0.8 | 0.8 | 0.8 | 0.8 | 0.4 | N |  |  | N | Electric Utility | 1 | X | NG | LFG
Natural Gas Internal Combustion Engine.NG | natural gas peaker | TRUE | 40211 | Wabash Valley Power Assn, Inc | 54956 | Deercroft I & II LFGTE | IN | LaPorte | I-3 | Natural Gas Internal Combustion Engine | IC |  | S | 0.8 | 0.8 | 0.8 | 0.8 | 0.4 | N |  |  | N | Electric Utility | 1 | X | NG | LFG
Natural Gas Internal Combustion Engine.NG | natural gas peaker | TRUE | 40211 | Wabash Valley Power Assn, Inc | 54956 | Deercroft I & II LFGTE | IN | LaPorte | I-4 | Natural Gas Internal Combustion Engine | IC |  | S | 0.8 | 0.8 | 0.8 | 0.8 | 0.4 | N |  |  | N | Electric Utility | 1 | X | NG | LFG
Landfill Gas.LFG | natural gas peaker | TRUE | 40211 | Wabash Valley Power Assn, Inc | 54956 | Deercroft I & II LFGTE | IN | LaPorte | II-1 | Landfill Gas | IC |  | S | 0.8 | 0.8 | 0.8 | 0.8 | 0.4 | N |  |  | N | Electric Utility | 1 | X | LFG
Landfill Gas.LFG | natural gas peaker | TRUE | 40211 | Wabash Valley Power Assn, Inc | 54956 | Deercroft I & II LFGTE | IN | LaPorte | II-2 | Landfill Gas | IC |  | S | 0.8 | 0.8 | 0.8 | 0.8 | 0.4 | N |  |  | N | Electric Utility | 1 | X | LFG
Landfill Gas.LFG | natural gas peaker | TRUE | 40211 | Wabash Valley Power Assn, Inc | 54956 | Deercroft I & II LFGTE | IN | LaPorte | II-3 | Landfill Gas | IC |  | S | 0.8 | 0.8 | 0.8 | 0.8 | 0.4 | N |  |  | N | Electric Utility | 1 | X | LFG
Landfill Gas.LFG | natural gas peaker | TRUE | 40211 | Wabash Valley Power Assn, Inc | 54956 | Deercroft I & II LFGTE | IN | LaPorte | II-4 | Landfill Gas | IC |  | S | 0.8 | 0.8 | 0.8 | 0.8 | 0.4 | N |  |  | N | Electric Utility | 1 | X | LFG
Natural Gas Steam Turbine.NG | natural gas steam turbine | FALSE | 2769 | Cargill Inc | 54965 | Cargill Salt | MI | St Clair | ACTG | Natural Gas Steam Turbine | ST |  | S | 2 | 0.8 | 2 | 2 | 0.9 | N |  |  | Y | Industrial CHP | 7 | T | NG
Natural Gas Steam Turbine.NG | natural gas steam turbine | FALSE | 2769 | Cargill Inc | 54965 | Cargill Salt | MI | St Clair | EACTG | Natural Gas Steam Turbine | ST |  | S | 2.2 | 0.85 | 2.2 | 2.2 | 0.5 | N |  |  | Y | Industrial CHP | 7 | T | NG
Petroleum Liquids.DFO | petroleum | TRUE | 361 | Industrial Energy Applications Inc | 54968 | Alliant SBD 9502 Eaton | IA | Wright | 0385 | Petroleum Liquids | IC |  | S | 1.8 | 0.8 | 1.8 | 1.8 | 0.1 | N |  |  | N | IPP Non-CHP | 2 | X | DFO
Petroleum Liquids.DFO | petroleum | TRUE | 361 | Industrial Energy Applications Inc | 54968 | Alliant SBD 9502 Eaton | IA | Wright | 0386 | Petroleum Liquids | IC |  | S | 1.8 | 0.8 | 1.8 | 1.8 | 0.1 | N |  |  | N | IPP Non-CHP | 2 | X | DFO
Petroleum Liquids.DFO | petroleum | TRUE | 361 | Industrial Energy Applications Inc | 54968 | Alliant SBD 9502 Eaton | IA | Wright | 5824 | Petroleum Liquids | IC |  | S | 1.8 | 0.8 | 1.8 | 1.8 | 0.1 | N |  |  | N | IPP Non-CHP | 2 | X | DFO
Conventional Hydroelectric.WAT | hydro | TRUE | 57280 | Eagle Creek Renewable Energy, LLC | 54969 | Dixon Hydroelectric Dam | IL | Lee | 1 | Conventional Hydroelectric | HY |  | W | 0.6 | 0.9 | 0.6 | 0.6 | 0.1 | N |  |  | N | IPP Non-CHP | 2 | X | WAT
Conventional Hydroelectric.WAT | hydro | TRUE | 57280 | Eagle Creek Renewable Energy, LLC | 54969 | Dixon Hydroelectric Dam | IL | Lee | 2 | Conventional Hydroelectric | HY |  | W | 0.6 | 0.9 | 0.6 | 0.6 | 0.1 | N |  |  | N | IPP Non-CHP | 2 | X | WAT
Conventional Hydroelectric.WAT | hydro | TRUE | 57280 | Eagle Creek Renewable Energy, LLC | 54969 | Dixon Hydroelectric Dam | IL | Lee | 3 | Conventional Hydroelectric | HY |  | W | 0.6 | 0.9 | 0.6 | 0.6 | 0.1 | N |  |  | N | IPP Non-CHP | 2 | X | WAT
Conventional Hydroelectric.WAT | hydro | TRUE | 57280 | Eagle Creek Renewable Energy, LLC | 54969 | Dixon Hydroelectric Dam | IL | Lee | 4 | Conventional Hydroelectric | HY |  | W | 0.6 | 0.9 | 0.6 | 0.6 | 0.1 | N |  |  | N | IPP Non-CHP | 2 | X | WAT
Conventional Hydroelectric.WAT | hydro | TRUE | 57280 | Eagle Creek Renewable Energy, LLC | 54969 | Dixon Hydroelectric Dam | IL | Lee | 5 | Conventional Hydroelectric | HY |  | W | 0.6 | 0.9 | 0.6 | 0.6 | 0.1 | N |  |  | N | IPP Non-CHP | 2 | X | WAT
Wood/Wood Waste Biomass.WDS | biomass | TRUE | 16694 | Sauder Woodworking Co | 54974 | Sauder Power Plant | OH | Fulton | UNT1 | Wood/Wood Waste Biomass | ST |  | S | 3.6 | 0.85 | 3.6 | 3.6 | 0.5 | N |  |  | Y | IPP CHP | 3 | T | WDS
Wood/Wood Waste Biomass.WDS | biomass | TRUE | 16694 | Sauder Woodworking Co | 54974 | Sauder Power Plant | OH | Fulton | UNT2 | Wood/Wood Waste Biomass | ST |  | S | 3.6 | 0.85 | 3.6 | 3.6 | 0.5 | N |  |  | Y | IPP CHP | 3 | T | WDS
Natural Gas Fired Combustion Turbine.NG | natural gas peaker | FALSE | 21965 | New Mexico State University | 54975 | New Mexico State University | NM | Dona Ana | 01 | Natural Gas Fired Combustion Turbine | GT |  | S | 4.7 | 0.8 | 4.5 | 4.5 | 3.6 | N |  |  | Y | Commercial CHP | 5 | T | NG
Onshore Wind Turbine.WND | onshore wind | TRUE | 2770 | Terra-Gen Operating Co-Wind | 54979 | Big Spring Wind Power Facility | TX | Howard | WIND | Onshore Wind Turbine | WT |  | W | 34.3 |  | 34.3 | 34.3 | 0 | N |  |  | N | IPP Non-CHP | 2 | X | WND
Landfill Gas.LFG | natural gas peaker | TRUE | 57249 | EPP Renewable Energy | 54980 | Ocean County Landfill | NJ | Ocean | UNT1 | Landfill Gas | IC |  | S | 0.8 | 0.95 | 0.8 | 0.8 | 0.6 | N |  |  | N | IPP Non-CHP | 2 | X | LFG
Landfill Gas.LFG | natural gas peaker | TRUE | 57249 | EPP Renewable Energy | 54980 | Ocean County Landfill | NJ | Ocean | UNT10 | Landfill Gas | IC |  | S | 1.6 | 0.95 | 1.5 | 1.5 | 0.6 | N |  |  | N | IPP Non-CHP | 2 | X | LFG
Landfill Gas.LFG | natural gas peaker | TRUE | 57249 | EPP Renewable Energy | 54980 | Ocean County Landfill | NJ | Ocean | UNT11 | Landfill Gas | IC |  | S | 1.6 | 0.95 | 1.5 | 1.5 | 0.6 | N |  |  | N | IPP Non-CHP | 2 | X | LFG
Landfill Gas.LFG | natural gas peaker | TRUE | 57249 | EPP Renewable Energy | 54980 | Ocean County Landfill | NJ | Ocean | UNT12 | Landfill Gas | IC |  | S | 1.6 | 0.95 | 1.5 | 1.5 | 0.6 | N |  |  | N | IPP Non-CHP | 2 | X | LFG
Landfill Gas.LFG | natural gas peaker | TRUE | 57249 | EPP Renewable Energy | 54980 | Ocean County Landfill | NJ | Ocean | UNT2 | Landfill Gas | IC |  | S | 0.8 | 0.95 | 0.8 | 0.8 | 0.6 | N |  |  | N | IPP Non-CHP | 2 | X | LFG
Landfill Gas.LFG | natural gas peaker | TRUE | 57249 | EPP Renewable Energy | 54980 | Ocean County Landfill | NJ | Ocean | UNT3 | Landfill Gas | IC |  | S | 0.8 | 0.95 | 0.8 | 0.8 | 0.6 | N |  |  | N | IPP Non-CHP | 2 | X | LFG
Landfill Gas.LFG | natural gas peaker | TRUE | 57249 | EPP Renewable Energy | 54980 | Ocean County Landfill | NJ | Ocean | UNT4 | Landfill Gas | IC |  | S | 0.8 | 0.95 | 0.8 | 0.8 | 0.6 | N |  |  | N | IPP Non-CHP | 2 | X | LFG
Landfill Gas.LFG | natural gas peaker | TRUE | 57249 | EPP Renewable Energy | 54980 | Ocean County Landfill | NJ | Ocean | UNT5 | Landfill Gas | IC |  | S | 0.8 | 0.95 | 0.8 | 0.8 | 0.6 | N |  |  | N | IPP Non-CHP | 2 | X | LFG
Landfill Gas.LFG | natural gas peaker | TRUE | 57249 | EPP Renewable Energy | 54980 | Ocean County Landfill | NJ | Ocean | UNT6 | Landfill Gas | IC |  | S | 0.8 | 0.95 | 0.8 | 0.8 | 0.6 | N |  |  | N | IPP Non-CHP | 2 | X | LFG
Landfill Gas.LFG | natural gas peaker | TRUE | 57249 | EPP Renewable Energy | 54980 | Ocean County Landfill | NJ | Ocean | UNT7 | Landfill Gas | IC |  | S | 1.6 | 0.95 | 1.5 | 1.5 | 0.6 | N |  |  | N | IPP Non-CHP | 2 | X | LFG
Landfill Gas.LFG | natural gas peaker | TRUE | 57249 | EPP Renewable Energy | 54980 | Ocean County Landfill | NJ | Ocean | UNT8 | Landfill Gas | IC |  | S | 1.6 | 0.95 | 1.5 | 1.5 | 0.6 | N |  |  | N | IPP Non-CHP | 2 | X | LFG
Landfill Gas.LFG | natural gas peaker | TRUE | 57249 | EPP Renewable Energy | 54980 | Ocean County Landfill | NJ | Ocean | UNT9 | Landfill Gas | IC |  | S | 1.6 | 0.95 | 1.5 | 1.5 | 0.6 | N |  |  | N | IPP Non-CHP | 2 | X | LFG
Landfill Gas.LFG | natural gas peaker | TRUE | 22331 | Salem Energy Systems LLC | 54984 | Salem Energy Systems LLC | NC | Forsyth | UNT2 | Landfill Gas | GT |  | S | 4.5 | 0.8 | 3.3 | 3.6 | 1.1 | N |  |  | N | IPP Non-CHP | 2 | X | LFG
Petroleum Liquids.DFO | petroleum | TRUE | 4468 | Crestwood Corp | 54985 | Crestwood Dothan | AL | Houston | GEN1 | Petroleum Liquids | IC |  | S | 1 | 0.8 | 1.2 | 1.2 | 0.5 | N |  |  | N | IPP Non-CHP | 2 | X | DFO
Petroleum Liquids.DFO | petroleum | TRUE | 4468 | Crestwood Corp | 54985 | Crestwood Dothan | AL | Houston | GEN2 | Petroleum Liquids | IC |  | S | 1 | 0.8 | 1.2 | 1.3 | 0.5 | N |  |  | N | IPP Non-CHP | 2 | X | DFO
Petroleum Liquids.DFO | petroleum | TRUE | 4468 | Crestwood Corp | 54985 | Crestwood Dothan | AL | Houston | GEN3 | Petroleum Liquids | IC |  | S | 2 | 0.8 | 1.5 | 1.7 | 0.5 | N |  |  | N | IPP Non-CHP | 2 | X | DFO
Petroleum Liquids.DFO | petroleum | TRUE | 4468 | Crestwood Corp | 54985 | Crestwood Dothan | AL | Houston | GEN5 | Petroleum Liquids | IC |  | S | 1 | 0.8 | 1.2 | 1.3 | 0.5 | N |  |  | N | IPP Non-CHP | 2 | X | DFO
Petroleum Liquids.DFO | petroleum | TRUE | 4468 | Crestwood Corp | 54985 | Crestwood Dothan | AL | Houston | GEN7 | Petroleum Liquids | IC |  | S | 1 | 0.8 | 1.2 | 1.3 | 0.5 | N |  |  | N | IPP Non-CHP | 2 | X | DFO
Petroleum Liquids.DFO | petroleum | TRUE | 4468 | Crestwood Corp | 54985 | Crestwood Dothan | AL | Houston | GEN8 | Petroleum Liquids | IC |  | S | 0.6 | 0.8 | 0.7 | 0.8 | 0.2 | N |  |  | N | IPP Non-CHP | 2 | X | DFO
Petroleum Liquids.DFO | petroleum | TRUE | 4468 | Crestwood Corp | 54985 | Crestwood Dothan | AL | Houston | GEN9 | Petroleum Liquids | IC |  | S | 2 | 0.8 | 2 | 2.3 | 1.5 | N |  |  | N | IPP Non-CHP | 2 | X | DFO
Landfill Gas.LFG | natural gas peaker | TRUE | 57249 | EPP Renewable Energy | 54989 | Pine Tree Acres | MI | Macomb | GEN1 | Landfill Gas | IC |  | S | 0.8 | 0.95 | 0.8 | 0.8 | 0.3 | N |  |  | N | IPP Non-CHP | 2 | X | LFG
Landfill Gas.LFG | natural gas peaker | TRUE | 57249 | EPP Renewable Energy | 54989 | Pine Tree Acres | MI | Macomb | GEN2 | Landfill Gas | IC |  | S | 0.8 | 0.95 | 0.8 | 0.8 | 0.3 | N |  |  | N | IPP Non-CHP | 2 | X | LFG
Landfill Gas.LFG | natural gas peaker | TRUE | 57249 | EPP Renewable Energy | 54989 | Pine Tree Acres | MI | Macomb | GEN3 | Landfill Gas | IC |  | S | 0.8 | 0.95 | 0.8 | 0.8 | 0.3 | N |  |  | N | IPP Non-CHP | 2 | X | LFG
Landfill Gas.LFG | natural gas peaker | TRUE | 57249 | EPP Renewable Energy | 54989 | Pine Tree Acres | MI | Macomb | GEN4 | Landfill Gas | IC |  | S | 0.8 | 0.95 | 0.8 | 0.8 | 0.3 | N |  |  | N | IPP Non-CHP | 2 | X | LFG
Landfill Gas.LFG | natural gas peaker | TRUE | 57249 | EPP Renewable Energy | 54989 | Pine Tree Acres | MI | Macomb | GEN5 | Landfill Gas | IC |  | S | 0.8 | 0.95 | 0.8 | 0.8 | 0.3 | N |  |  | N | IPP Non-CHP | 2 | X | LFG
Landfill Gas.LFG | natural gas peaker | TRUE | 57249 | EPP Renewable Energy | 54989 | Pine Tree Acres | MI | Macomb | GEN6 | Landfill Gas | IC |  | S | 0.8 | 0.95 | 0.8 | 0.8 | 0.3 | N |  |  | N | IPP Non-CHP | 2 | X | LFG
Landfill Gas.LFG | natural gas peaker | TRUE | 57249 | EPP Renewable Energy | 54989 | Pine Tree Acres | MI | Macomb | GEN7 | Landfill Gas | IC |  | S | 0.8 | 0.95 | 0.8 | 0.8 | 0.3 | N |  |  | N | IPP Non-CHP | 2 | X | LFG
Landfill Gas.LFG | natural gas peaker | TRUE | 57249 | EPP Renewable Energy | 54989 | Pine Tree Acres | MI | Macomb | GEN8 | Landfill Gas | IC |  | S | 1.6 | 0.95 | 1.6 | 1.6 | 0.3 | N |  |  | N | IPP Non-CHP | 2 | X | LFG
Landfill Gas.LFG | natural gas peaker | TRUE | 57249 | EPP Renewable Energy | 54989 | Pine Tree Acres | MI | Macomb | GEN9 | Landfill Gas | IC |  | S | 1.6 | 0.95 | 1.6 | 1.6 | 0.3 | N |  |  | N | IPP Non-CHP | 2 | X | LFG
Other Gases.BFG | other | FALSE | 13765 | Northlake Energy | 54995 | Indiana Harbor E 5 AC Station | IN | Lake | 17TG | Other Gases | ST |  | W | 90 | 1 | 90 | 90 | 9 | N |  |  | Y | Industrial CHP | 7 | B | BFG | NG
Geothermal.GEO | geothermal | TRUE | 49899 | CalEnergy Operating Corporation | 54996 | Salton Sea Power Gen Co - Unit 4 | CA | Imperial | 4100 | Geothermal | ST |  | W | 47.5 | 0.85 | 44 | 44 | 2 | N |  |  | N | IPP Non-CHP | 2 | X | GEO
Municipal Solid Waste.MSW | municipal solid waste | FALSE | 20541 | Wheelabrator Environmental Systems | 54998 | Wheelabrator Portsmouth | VA | Portsmouth City | 1410 | Municipal Solid Waste | ST |  | S | 20 | 0.8 | 15.5 | 15.3 | 2 | N |  |  | Y | Commercial CHP | 5 | B | MSW | DFO
Municipal Solid Waste.MSW | municipal solid waste | FALSE | 20541 | Wheelabrator Environmental Systems | 54998 | Wheelabrator Portsmouth | VA | Portsmouth City | 1420 | Municipal Solid Waste | ST |  | S | 20 | 0.8 | 15.5 | 15.3 | 2 | N |  |  | Y | Commercial CHP | 5 | B | MSW | DFO
Municipal Solid Waste.MSW | municipal solid waste | FALSE | 20541 | Wheelabrator Environmental Systems | 54998 | Wheelabrator Portsmouth | VA | Portsmouth City | 1430 | Municipal Solid Waste | ST |  | S | 20 | 0.8 | 15.5 | 15.3 | 2 | N |  |  | Y | Commercial CHP | 5 | B | MSW | DFO
Petroleum Liquids.DFO | petroleum | FALSE | 13124 | Murphy - Brown LLC | 55002 | Murphy-Brown LLC | NC | Duplin | 01 | Petroleum Liquids | IC |  | S | 1.2 | 1 | 1.2 | 1.2 | 0.4 | N |  |  | N | Industrial Non-CHP | 6 | X | DFO
Petroleum Liquids.DFO | petroleum | FALSE | 13124 | Murphy - Brown LLC | 55002 | Murphy-Brown LLC | NC | Duplin | 02 | Petroleum Liquids | IC |  | S | 1.2 | 1 | 1.2 | 1.2 | 0.4 | N |  |  | N | Industrial Non-CHP | 6 | X | DFO
Natural Gas Internal Combustion Engine.NG | natural gas peaker | FALSE | 18850 | Thorton Township School Dist | 55004 | Thornwood High School | IL | Cook | 1 | Natural Gas Internal Combustion Engine | IC |  | S | 0.7 | 0.8 | 0.7 | 0.5 | 0.4 | N |  |  | N | Commercial Non-CHP | 4 | X | NG
Natural Gas Internal Combustion Engine.NG | natural gas peaker | FALSE | 18850 | Thorton Township School Dist | 55004 | Thornwood High School | IL | Cook | 2 | Natural Gas Internal Combustion Engine | IC |  | S | 0.7 | 0.8 | 0.7 | 0.5 | 0.4 | N |  |  | N | Commercial Non-CHP | 4 | X | NG
Natural Gas Internal Combustion Engine.NG | natural gas peaker | FALSE | 18850 | Thorton Township School Dist | 55005 | Thornridge High School | IL | Cook | 1 | Natural Gas Internal Combustion Engine | IC |  | S | 0.5 | 0.8 | 0.5 | 0.4 | 0.3 | N |  |  | N | Commercial Non-CHP | 4 | X | NG
Natural Gas Internal Combustion Engine.NG | natural gas peaker | FALSE | 18850 | Thorton Township School Dist | 55005 | Thornridge High School | IL | Cook | 2 | Natural Gas Internal Combustion Engine | IC |  | S | 0.5 | 0.8 | 0.5 | 0.4 | 0.3 | N |  |  | N | Commercial Non-CHP | 4 | X | NG
Landfill Gas.LFG | natural gas peaker | TRUE | 57249 | EPP Renewable Energy | 55006 | Nashua Plant | NH | Hillsborough | UNT2 | Landfill Gas | IC |  | S | 0.8 | 0.98 | 0.7 | 0.7 | 0.6 | N |  |  | N | IPP Non-CHP | 2 | X | LFG
Landfill Gas.LFG | natural gas peaker | TRUE | 57249 | EPP Renewable Energy | 55006 | Nashua Plant | NH | Hillsborough | UNT3 | Landfill Gas | IC |  | S | 1.6 | 0.8 | 1.5 | 1.5 | 0.8 | N |  |  | N | IPP Non-CHP | 2 | X | LFG
Conventional Hydroelectric.WAT | hydro | TRUE | 64078 | Central Rivers Power US, LLC | 55009 | Montgomery Creek Hydro | CA | Shasta | GEN1 | Conventional Hydroelectric | HY |  | S | 2.6 | 1 | 2.6 | 2.6 | 0.1 | N |  |  | N | IPP Non-CHP | 2 | X | WAT
Natural Gas Fired Combined Cycle.NG | natural gas combined cycle | TRUE | 55912 | Cottage Grove Operating Services LLC | 55010 | LSP-Cottage Grove LP | MN | Washington | CTG1 | Natural Gas Fired Combined Cycle | CT | CC1 | W | 177.3 | 0.9 | 154 | 168 | 60 | N |  |  | Y | IPP CHP | 3 | T | NG | DFO
Natural Gas Fired Combined Cycle.NG | natural gas combined cycle | TRUE | 55912 | Cottage Grove Operating Services LLC | 55010 | LSP-Cottage Grove LP | MN | Washington | STG1 | Natural Gas Fired Combined Cycle | CA | CC1 | W | 106.2 | 0.9 | 97 | 98 | 45 | N |  |  | Y | IPP CHP | 3 | T | NG
Natural Gas Fired Combined Cycle.NG | natural gas combined cycle | TRUE | 55911 | Whitewater Operating Services LLC | 55011 | LSP-Whitewater LP | WI | Jefferson | CTG1 | Natural Gas Fired Combined Cycle | CT | CC1 | J | 177.3 | 0.99 | 162 | 175 | 115 | N |  |  | N | IPP Non-CHP | 2 | X | NG | DFO
Natural Gas Fired Combined Cycle.NG | natural gas combined cycle | TRUE | 55911 | Whitewater Operating Services LLC | 55011 | LSP-Whitewater LP | WI | Jefferson | STG1 | Natural Gas Fired Combined Cycle | CA | CC1 | J | 106.2 | 0.99 | 99 | 97 | 60 | N |  |  | N | IPP Non-CHP | 2 | X | NG
Landfill Gas.LFG | natural gas peaker | TRUE | 54843 | WM Illinois Renewable Energy LLC | 55014 | Greene Valley Gas Recovery | IL | DuPage | GEN1 | Landfill Gas | GT |  | S | 3.3 | 0.98 | 2.9 | 3.3 | 1 | N |  |  | N | IPP Non-CHP | 2 | X | LFG
Landfill Gas.LFG | natural gas peaker | TRUE | 54843 | WM Illinois Renewable Energy LLC | 55014 | Greene Valley Gas Recovery | IL | DuPage | GEN2 | Landfill Gas | GT |  | S | 3.3 | 0.98 | 2.9 | 3.3 | 1 | N |  |  | N | IPP Non-CHP | 2 | X | LFG
Natural Gas Fired Combustion Turbine.NG | natural gas peaker | TRUE | 22214 | Sweeny Cogeneration LP | 55015 | Sweeny Cogen Facility | TX | Brazoria | GEN1 | Natural Gas Fired Combustion Turbine | GT |  | S | 143 | 0.85 | 109 | 126 | 90 | N |  |  | Y | IPP CHP | 3 | T | NG | OG
Natural Gas Fired Combustion Turbine.NG | natural gas peaker | TRUE | 22214 | Sweeny Cogeneration LP | 55015 | Sweeny Cogen Facility | TX | Brazoria | GEN2 | Natural Gas Fired Combustion Turbine | GT |  | S | 143 | 0.85 | 109 | 126 | 90 | N |  |  | Y | IPP CHP | 3 | T | NG | OG
Natural Gas Fired Combustion Turbine.NG | natural gas peaker | TRUE | 22214 | Sweeny Cogeneration LP | 55015 | Sweeny Cogen Facility | TX | Brazoria | GEN3 | Natural Gas Fired Combustion Turbine | GT |  | S | 143 | 0.85 | 109 | 126 | 90 | N |  |  | Y | IPP CHP | 3 | T | NG | OG
Natural Gas Fired Combustion Turbine.NG | natural gas peaker | TRUE | 22214 | Sweeny Cogeneration LP | 55015 | Sweeny Cogen Facility | TX | Brazoria | GEN4 | Natural Gas Fired Combustion Turbine | GT |  | S | 143 | 0.85 | 109 | 126 | 90 | N |  |  | Y | IPP CHP | 3 | T | NG | OG
Natural Gas Fired Combined Cycle.NG | natural gas combined cycle | TRUE | 55773 | Dighton Power, LLC | 55026 | Dighton Power Plant | MA | Bristol | UNT1 | Natural Gas Fired Combined Cycle | CS |  | S | 200 | 0.85 | 164.9 | 187.7 | 108 | N |  |  | N | IPP Non-CHP | 2 | X | NG
Other Waste Biomass.OBG | biomass | TRUE | 13157 | City of Omaha | 55027 | Papillion Creek Wastewater | NE | Sarpy | 951 | Other Waste Biomass | IC |  | S | 0.5 | 0.8 | 0.5 | 0.5 | 0.3 | N | 8 | 2025 | Y | Commercial CHP | 5 | T | OBG | NG
Other Waste Biomass.OBG | biomass | TRUE | 13157 | City of Omaha | 55027 | Papillion Creek Wastewater | NE | Sarpy | 952 | Other Waste Biomass | IC |  | S | 0.5 | 0.8 | 0.5 | 0.5 | 0.3 | N | 8 | 2025 | Y | Commercial CHP | 5 | T | OBG | NG
Other Waste Biomass.OBG | biomass | TRUE | 13157 | City of Omaha | 55027 | Papillion Creek Wastewater | NE | Sarpy | 953 | Other Waste Biomass | IC |  | S | 0.5 | 0.8 | 0.5 | 0.5 | 0.3 | N | 8 | 2025 | Y | Commercial CHP | 5 | T | OBG | NG
Natural Gas Fired Combustion Turbine.NG | natural gas peaker | TRUE | 20860 | Wisconsin Public Service Corp | 55029 | De Pere Energy Center | WI | Brown | CT01 | Natural Gas Fired Combustion Turbine | GT |  | S | 192.3 | 0.85 | 166 | 193.2 | 60 | N |  |  | N | Electric Utility | 1 | X | NG | DFO
Natural Gas Fired Combustion Turbine.NG | natural gas peaker | FALSE | 55738 | Pixelle Androscoggin LLC | 55031 | Androscoggin Energy Center | ME | Franklin | CT01 | Natural Gas Fired Combustion Turbine | GT |  | S | 54.5 | 0.85 | 48.9 | 55.5 | 38 | N | 3 | 2023 | Y | Industrial CHP | 7 | T | NG | DFO
Natural Gas Fired Combustion Turbine.NG | natural gas peaker | FALSE | 55738 | Pixelle Androscoggin LLC | 55031 | Androscoggin Energy Center | ME | Franklin | CT02 | Natural Gas Fired Combustion Turbine | GT |  | S | 54.5 | 0.85 | 40.7 | 55.1 | 38 | N | 3 | 2023 | Y | Industrial CHP | 7 | T | NG | DFO
Natural Gas Fired Combustion Turbine.NG | natural gas peaker | FALSE | 55738 | Pixelle Androscoggin LLC | 55031 | Androscoggin Energy Center | ME | Franklin | CT03 | Natural Gas Fired Combustion Turbine | GT |  | S | 54.5 | 0.85 | 40.6 | 54 | 38 | N | 3 | 2023 | Y | Industrial CHP | 7 | T | NG | DFO
Other Waste Biomass.OBG | biomass | TRUE | 13157 | City of Omaha | 55033 | Missouri River Wastewater Treatment | NE | Douglas | 6013 | Other Waste Biomass | IC |  | S | 1 | 0.8 | 1 | 1 | 0.7 | N |  |  | Y | Commercial CHP | 5 | T | OBG | NG
Other Waste Biomass.OBG | biomass | TRUE | 13157 | City of Omaha | 55033 | Missouri River Wastewater Treatment | NE | Douglas | 6101 | Other Waste Biomass | IC |  | S | 1 | 0.8 | 1 | 1 | 0.7 | N |  |  | Y | Commercial CHP | 5 | T | OBG | NG
Other Waste Biomass.OBG | biomass | TRUE | 13157 | City of Omaha | 55033 | Missouri River Wastewater Treatment | NE | Douglas | 6102 | Other Waste Biomass | IC |  | S | 1 | 0.8 | 1 | 1 | 0.7 | N |  |  | Y | Commercial CHP | 5 | T | OBG | NG
Other Waste Biomass.OBG | biomass | TRUE | 29729 | Davenport City of | 55035 | Davenport Water Pollution Control Plant | IA | Scott | GEN1 | Other Waste Biomass | IC |  | S | 0.8 | 0.8 | 0.8 | 0.8 | 0.4 | N |  |  | Y | Commercial CHP | 5 | T | OBG | NG
Other Waste Biomass.OBG | biomass | TRUE | 29729 | Davenport City of | 55035 | Davenport Water Pollution Control Plant | IA | Scott | GEN2 | Other Waste Biomass | IC |  | S | 0.8 | 0.8 | 0.8 | 0.8 | 0.4 | N |  |  | Y | Commercial CHP | 5 | T | OBG | NG
Natural Gas Fired Combustion Turbine.NG | natural gas peaker | FALSE | 21466 | University of Tennessee | 55036 | University of Tennessee Steam Plant | TN | Knox | GEN1 | Natural Gas Fired Combustion Turbine | GT |  | S | 5 | 0.8 | 4.5 | 4.7 | 0.4 | N |  |  | Y | Commercial CHP | 5 | T | NG
Natural Gas Fired Combustion Turbine.NG | natural gas peaker | FALSE | 32487 | Gaylord Entertainment Co | 55037 | Opryland USA | TN | Davidson | GTO1 | Natural Gas Fired Combustion Turbine | GT |  | S | 4.5 | 0.87 | 3.8 | 3.7 | 0.6 | N |  |  | Y | Commercial CHP | 5 | T | NG
Natural Gas Fired Combustion Turbine.NG | natural gas peaker | TRUE | 15473 | Public Service Co of NM | 55039 | Rio Bravo | NM | Bernalillo | GT1 | Natural Gas Fired Combustion Turbine | GT |  | S | 150 | 0.85 | 140.7 | 149 | 65 | N |  |  | N | Electric Utility | 1 | X | NG | DFO
Natural Gas Fired Combined Cycle.NG | natural gas combined cycle | TRUE | 12564 | SEPG MGA, LLC | 55040 | Mid-Georgia Cogeneration Facility | GA | Houston | CT1 | Natural Gas Fired Combined Cycle | CT | CC01 | W | 106.5 | 0.9 | 101.5 | 115 | 80 | N |  |  | Y | IPP CHP | 3 | T | NG | DFO
Natural Gas Fired Combined Cycle.NG | natural gas combined cycle | TRUE | 12564 | SEPG MGA, LLC | 55040 | Mid-Georgia Cogeneration Facility | GA | Houston | CT2 | Natural Gas Fired Combined Cycle | CT | CC01 | W | 106.5 | 0.9 | 101.5 | 115 | 80 | N |  |  | Y | IPP CHP | 3 | T | NG | DFO
Natural Gas Fired Combined Cycle.NG | natural gas combined cycle | TRUE | 12564 | SEPG MGA, LLC | 55040 | Mid-Georgia Cogeneration Facility | GA | Houston | ST1 | Natural Gas Fired Combined Cycle | CA | CC01 | W | 110 | 0.9 | 100 | 100 | 50 | N |  |  | Y | IPP CHP | 3 | T | NG
Natural Gas Fired Combined Cycle.NG | natural gas combined cycle | TRUE | 1616 | Berkshire Power Co LLC | 55041 | Berkshire Power | MA | Hampden | GEN2 | Natural Gas Fired Combined Cycle | CS |  | S | 289 | 0.85 | 229.3 | 246.3 | 150 | N |  |  | N | IPP Non-CHP | 2 | X | NG
Natural Gas Fired Combined Cycle.NG | natural gas combined cycle | TRUE | 2232 | Bridgeport Energy LLC | 55042 | Bridgeport Energy Project | CT | Fairfield | GEN1 | Natural Gas Fired Combined Cycle | CT | BPE1 | S | 170 | 0.85 | 180 | 185 |  | N |  |  | N | IPP Non-CHP | 2 | X | NG
Natural Gas Fired Combined Cycle.NG | natural gas combined cycle | TRUE | 2232 | Bridgeport Energy LLC | 55042 | Bridgeport Energy Project | CT | Fairfield | GEN2 | Natural Gas Fired Combined Cycle | CT | BPE1 | S | 170 | 0.85 | 180 | 185 |  | N |  |  | N | IPP Non-CHP | 2 | X | NG
Natural Gas Fired Combined Cycle.NG | natural gas combined cycle | TRUE | 2232 | Bridgeport Energy LLC | 55042 | Bridgeport Energy Project | CT | Fairfield | GEN3 | Natural Gas Fired Combined Cycle | CA | BPE1 | S | 180 | 0.85 | 178 | 185 |  | N |  |  | N | IPP Non-CHP | 2 | X | NG
Natural Gas Fired Combined Cycle.NG | natural gas combined cycle | TRUE | 6833 | Cherokee County Cogen Partners LLC | 55043 | Cherokee County Cogen | SC | Cherokee | GT1 | Natural Gas Fired Combined Cycle | CT | CC1 | S | 60 | 0.85 | 51 | 66 | 50 | N |  |  | Y | IPP CHP | 3 | T | NG
Natural Gas Fired Combined Cycle.NG | natural gas combined cycle | TRUE | 6833 | Cherokee County Cogen Partners LLC | 55043 | Cherokee County Cogen | SC | Cherokee | ST1 | Natural Gas Fired Combined Cycle | CA | CC1 | S | 41.2 | 0.85 | 35 | 35 | 17 | N |  |  | Y | IPP CHP | 3 | T | NG
Wood/Wood Waste Biomass.BLQ | biomass | TRUE | 56310 | Boise White Paper LLC | 55044 | Packaging Corp. of America Jackson Mill | AL | Clarke | STG1 | Wood/Wood Waste Biomass | ST |  | S | 15.6 | 0.85 | 15.3 | 15.6 | 1 | N |  |  | Y | Industrial CHP | 7 | T | BLQ | NG | DFO
Natural Gas Fired Combined Cycle.NG | natural gas combined cycle | TRUE | 11059 | Pasadena Cogeneration LP | 55047 | Pasadena Cogeneration | TX | Harris | CTG1 | Natural Gas Fired Combined Cycle | CT | P1 | W | 175 | 1 | 165 | 175 | 65 | N |  |  | Y | IPP CHP | 3 | T | NG
Natural Gas Fired Combined Cycle.NG | natural gas combined cycle | TRUE | 11059 | Pasadena Cogeneration LP | 55047 | Pasadena Cogeneration | TX | Harris | CTG2 | Natural Gas Fired Combined Cycle | CT | P2 | W | 185 | 1 | 165 | 185 | 80 | N |  |  | Y | IPP CHP | 3 | T | NG
Natural Gas Fired Combined Cycle.NG | natural gas combined cycle | TRUE | 11059 | Pasadena Cogeneration LP | 55047 | Pasadena Cogeneration | TX | Harris | CTG3 | Natural Gas Fired Combined Cycle | CT | P2 | W | 185 | 1 | 165 | 185 | 80 | N |  |  | Y | IPP CHP | 3 | T | NG
Natural Gas Fired Combined Cycle.NG | natural gas combined cycle | TRUE | 11059 | Pasadena Cogeneration LP | 55047 | Pasadena Cogeneration | TX | Harris | STG1 | Natural Gas Fired Combined Cycle | CA | P1 | W | 85 | 1 | 60 | 85 | 60 | N |  |  | Y | IPP CHP | 3 | T | NG
Natural Gas Fired Combined Cycle.NG | natural gas combined cycle | TRUE | 11059 | Pasadena Cogeneration LP | 55047 | Pasadena Cogeneration | TX | Harris | STG2 | Natural Gas Fired Combined Cycle | CA | P2 | W | 185 | 1 | 165 | 185 | 80 | N |  |  | Y | IPP CHP | 3 | T | NG
Natural Gas Fired Combined Cycle.NG | natural gas combined cycle | TRUE | 55510 | Tiverton Power LLC | 55048 | Tiverton Power Plant | RI | Newport | UNT1 | Natural Gas Fired Combined Cycle | CT | 1226 | S | 179.3 | 0.85 | 182.4 | 208.7 | 75 | N |  |  | N | IPP Non-CHP | 2 | X | NG
Natural Gas Fired Combined Cycle.NG | natural gas combined cycle | TRUE | 55510 | Tiverton Power LLC | 55048 | Tiverton Power Plant | RI | Newport | UNT2 | Natural Gas Fired Combined Cycle | CA | 1226 | S | 93.2 | 0.85 | 90.6 | 94.9 | 55 | N |  |  | N | IPP Non-CHP | 2 | X | NG
Natural Gas Fired Combustion Turbine.NG | natural gas peaker | FALSE | 65195 | Westlake Chemicals & Vinyls LLC | 55051 | Westlake Plaquemine | LA | Iberville | X773 | Natural Gas Fired Combustion Turbine | GT |  | S | 102 | 0.85 | 75 | 90 | 58 | N |  |  | Y | Industrial CHP | 7 | T | NG | OG
Natural Gas Fired Combustion Turbine.NG | natural gas peaker | FALSE | 65195 | Westlake Chemicals & Vinyls LLC | 55051 | Westlake Plaquemine | LA | Iberville | X774 | Natural Gas Fired Combustion Turbine | GT |  | S | 102 | 0.85 | 75 | 90 | 58 | N |  |  | Y | Industrial CHP | 7 | T | NG | OG
Natural Gas Fired Combustion Turbine.NG | natural gas peaker | FALSE | 65195 | Westlake Chemicals & Vinyls LLC | 55051 | Westlake Plaquemine | LA | Iberville | X775 | Natural Gas Fired Combustion Turbine | GT |  | S | 102 | 0.85 | 75 | 90 | 58 | N |  |  | Y | Industrial CHP | 7 | T | NG | OG
Natural Gas Internal Combustion Engine.NG | natural gas peaker | FALSE | 50114 | WTG Jameson, L.P. | 55052 | Jameson Gas Processing Plant | TX | Coke | 620 | Natural Gas Internal Combustion Engine | IC |  | S | 0.4 | 0.8 | 0.4 | 0.4 | 0.3 | N |  |  | N | Industrial Non-CHP | 6 | X | NG
Natural Gas Internal Combustion Engine.NG | natural gas peaker | FALSE | 50114 | WTG Jameson, L.P. | 55052 | Jameson Gas Processing Plant | TX | Coke | 621 | Natural Gas Internal Combustion Engine | IC |  | S | 0.4 | 0.8 | 0.4 | 0.4 | 0.3 | N |  |  | N | Industrial Non-CHP | 6 | X | NG
Natural Gas Internal Combustion Engine.NG | natural gas peaker | FALSE | 50114 | WTG Jameson, L.P. | 55052 | Jameson Gas Processing Plant | TX | Coke | 622 | Natural Gas Internal Combustion Engine | IC |  | S | 0.5 | 0.8 | 0.5 | 0.5 | 0.3 | N |  |  | N | Industrial Non-CHP | 6 | X | NG
Natural Gas Internal Combustion Engine.NG | natural gas peaker | FALSE | 50114 | WTG Jameson, L.P. | 55052 | Jameson Gas Processing Plant | TX | Coke | GN410 | Natural Gas Internal Combustion Engine | IC |  | S | 0.5 | 0.8 | 0.5 | 0.5 | 0.3 | N |  |  | N | Industrial Non-CHP | 6 | X | NG
Natural Gas Internal Combustion Engine.NG | natural gas peaker | FALSE | 59366 | EnLink Midstream Services, LLC | 55053 | Bridgeport Gas Processing Plant | TX | Wise | 14 | Natural Gas Internal Combustion Engine | IC |  | S | 0.8 | 0.8 | 0.8 | 0.8 | 0.1 | N |  |  | N | Industrial Non-CHP | 6 | X | NG
Natural Gas Internal Combustion Engine.NG | natural gas peaker | FALSE | 59366 | EnLink Midstream Services, LLC | 55053 | Bridgeport Gas Processing Plant | TX | Wise | 15 | Natural Gas Internal Combustion Engine | IC |  | S | 0.8 | 0.8 | 0.8 | 0.8 | 0.1 | N |  |  | N | Industrial Non-CHP | 6 | X | NG
Natural Gas Internal Combustion Engine.NG | natural gas peaker | FALSE | 59366 | EnLink Midstream Services, LLC | 55053 | Bridgeport Gas Processing Plant | TX | Wise | 16 | Natural Gas Internal Combustion Engine | IC |  | S | 0.8 | 0.8 | 0.8 | 0.8 | 0.1 | N |  |  | N | Industrial Non-CHP | 6 | X | NG
Natural Gas Internal Combustion Engine.NG | natural gas peaker | FALSE | 59366 | EnLink Midstream Services, LLC | 55053 | Bridgeport Gas Processing Plant | TX | Wise | 17 | Natural Gas Internal Combustion Engine | IC |  | S | 0.8 | 0.8 | 0.8 | 0.8 | 0.1 | N |  |  | N | Industrial Non-CHP | 6 | X | NG
Natural Gas Internal Combustion Engine.NG | natural gas peaker | FALSE | 59366 | EnLink Midstream Services, LLC | 55053 | Bridgeport Gas Processing Plant | TX | Wise | 2723 | Natural Gas Internal Combustion Engine | IC |  | S | 0.8 | 0.8 | 0.8 | 0.8 | 0.1 | N |  |  | N | Industrial Non-CHP | 6 | X | NG
Natural Gas Internal Combustion Engine.NG | natural gas peaker | FALSE | 59366 | EnLink Midstream Services, LLC | 55053 | Bridgeport Gas Processing Plant | TX | Wise | 654 | Natural Gas Internal Combustion Engine | IC |  | S | 0.8 | 0.8 | 0.8 | 0.8 | 0.1 | N |  |  | N | Industrial Non-CHP | 6 | X | NG
Natural Gas Internal Combustion Engine.NG | natural gas peaker | FALSE | 59366 | EnLink Midstream Services, LLC | 55053 | Bridgeport Gas Processing Plant | TX | Wise | 655 | Natural Gas Internal Combustion Engine | IC |  | S | 0.8 | 0.8 | 0.8 | 0.8 | 0.1 | N |  |  | N | Industrial Non-CHP | 6 | X | NG
Natural Gas Internal Combustion Engine.NG | natural gas peaker | FALSE | 59366 | EnLink Midstream Services, LLC | 55053 | Bridgeport Gas Processing Plant | TX | Wise | 656 | Natural Gas Internal Combustion Engine | IC |  | S | 0.8 | 0.8 | 0.8 | 0.8 | 0.1 | N |  |  | N | Industrial Non-CHP | 6 | X | NG
Natural Gas Internal Combustion Engine.NG | natural gas peaker | FALSE | 59366 | EnLink Midstream Services, LLC | 55053 | Bridgeport Gas Processing Plant | TX | Wise | 657 | Natural Gas Internal Combustion Engine | IC |  | S | 0.8 | 0.8 | 0.8 | 0.8 | 0.1 | N |  |  | N | Industrial Non-CHP | 6 | X | NG
Natural Gas Internal Combustion Engine.NG | natural gas peaker | FALSE | 59366 | EnLink Midstream Services, LLC | 55053 | Bridgeport Gas Processing Plant | TX | Wise | 658 | Natural Gas Internal Combustion Engine | IC |  | S | 0.8 | 0.8 | 0.8 | 0.8 | 0.1 | N |  |  | N | Industrial Non-CHP | 6 | X | NG
Natural Gas Internal Combustion Engine.NG | natural gas peaker | FALSE | 59366 | EnLink Midstream Services, LLC | 55053 | Bridgeport Gas Processing Plant | TX | Wise | 666 | Natural Gas Internal Combustion Engine | IC |  | S | 0.8 | 0.8 | 0.8 | 0.8 | 0.1 | N |  |  | N | Industrial Non-CHP | 6 | X | NG
Natural Gas Internal Combustion Engine.NG | natural gas peaker | FALSE | 59366 | EnLink Midstream Services, LLC | 55053 | Bridgeport Gas Processing Plant | TX | Wise | 667 | Natural Gas Internal Combustion Engine | IC |  | S | 0.8 | 0.8 | 0.8 | 0.8 | 0.1 | N |  |  | N | Industrial Non-CHP | 6 | X | NG
Natural Gas Internal Combustion Engine.NG | natural gas peaker | FALSE | 59366 | EnLink Midstream Services, LLC | 55053 | Bridgeport Gas Processing Plant | TX | Wise | 671 | Natural Gas Internal Combustion Engine | IC |  | S | 0.8 | 0.8 | 0.8 | 0.8 | 0.1 | N |  |  | N | Industrial Non-CHP | 6 | X | NG
Landfill Gas.LFG | natural gas peaker | TRUE | 9267 | Hoosier Energy R E C, Inc | 55054 | Livingston Generating Facility | IL | Livingston | 1 | Landfill Gas | GT |  | S | 5 | 0.8 | 3.6 | 3.8 | 1.5 | N |  |  | N | Electric Utility | 1 | X | LFG
Landfill Gas.LFG | natural gas peaker | TRUE | 9267 | Hoosier Energy R E C, Inc | 55054 | Livingston Generating Facility | IL | Livingston | 3 | Landfill Gas | GT |  | S | 5 | 0.8 | 3.6 | 3.8 | 1.5 | N |  |  | N | Electric Utility | 1 | X | LFG
Landfill Gas.LFG | natural gas peaker | TRUE | 9267 | Hoosier Energy R E C, Inc | 55054 | Livingston Generating Facility | IL | Livingston | GEN2 | Landfill Gas | GT |  | S | 5 | 0.8 | 3.6 | 3.8 | 1.5 | N |  |  | N | Electric Utility | 1 | X | LFG
Natural Gas Fired Combustion Turbine.NG | natural gas peaker | TRUE | 18535 | Tenaska Georgia Partners LP | 55061 | Tenaska Georgia Generation Facility | GA | Heard | GTG1 | Natural Gas Fired Combustion Turbine | GT |  | J | 183.2 | 0.9 | 157.5 | 157.5 | 90 | N |  |  | N | IPP Non-CHP | 2 | X | NG | DFO
Natural Gas Fired Combustion Turbine.NG | natural gas peaker | TRUE | 18535 | Tenaska Georgia Partners LP | 55061 | Tenaska Georgia Generation Facility | GA | Heard | GTG2 | Natural Gas Fired Combustion Turbine | GT |  | J | 183.2 | 0.9 | 157.5 | 157.5 | 90 | N |  |  | N | IPP Non-CHP | 2 | X | NG | DFO
Natural Gas Fired Combustion Turbine.NG | natural gas peaker | TRUE | 18535 | Tenaska Georgia Partners LP | 55061 | Tenaska Georgia Generation Facility | GA | Heard | GTG3 | Natural Gas Fired Combustion Turbine | GT |  | J | 183.2 | 0.9 | 157.5 | 157.5 | 90 | N |  |  | N | IPP Non-CHP | 2 | X | NG | DFO
Natural Gas Fired Combustion Turbine.NG | natural gas peaker | TRUE | 18535 | Tenaska Georgia Partners LP | 55061 | Tenaska Georgia Generation Facility | GA | Heard | GTG4 | Natural Gas Fired Combustion Turbine | GT |  | J | 183.2 | 0.9 | 157.5 | 157.5 | 90 | N |  |  | N | IPP Non-CHP | 2 | X | NG | DFO
Natural Gas Fired Combustion Turbine.NG | natural gas peaker | TRUE | 18535 | Tenaska Georgia Partners LP | 55061 | Tenaska Georgia Generation Facility | GA | Heard | GTG5 | Natural Gas Fired Combustion Turbine | GT |  | J | 183.2 | 0.9 | 157.5 | 157.5 | 90 | N |  |  | N | IPP Non-CHP | 2 | X | NG | DFO
Natural Gas Fired Combustion Turbine.NG | natural gas peaker | TRUE | 18535 | Tenaska Georgia Partners LP | 55061 | Tenaska Georgia Generation Facility | GA | Heard | GTG6 | Natural Gas Fired Combustion Turbine | GT |  | J | 183.2 | 0.9 | 157.5 | 157.5 | 90 | N |  |  | N | IPP Non-CHP | 2 | X | NG | DFO
Natural Gas Fired Combined Cycle.NG | natural gas combined cycle | TRUE | 18611 | Tenaska Frontier Partners Ltd | 55062 | Tenaska Frontier Generation Station | TX | Grimes | GTG1 | Natural Gas Fired Combined Cycle | CT | STG1 | J | 183.2 | 0.9 | 155 | 177 | 90 | N |  |  | N | IPP Non-CHP | 2 | X | NG
Natural Gas Fired Combined Cycle.NG | natural gas combined cycle | TRUE | 18611 | Tenaska Frontier Partners Ltd | 55062 | Tenaska Frontier Generation Station | TX | Grimes | GTG2 | Natural Gas Fired Combined Cycle | CT | STG1 | J | 183.2 | 0.9 | 155 | 177 | 90 | N |  |  | N | IPP Non-CHP | 2 | X | NG
Natural Gas Fired Combined Cycle.NG | natural gas combined cycle | TRUE | 18611 | Tenaska Frontier Partners Ltd | 55062 | Tenaska Frontier Generation Station | TX | Grimes | GTG3 | Natural Gas Fired Combined Cycle | CT | STG1 | J | 183.2 | 0.9 | 155 | 177 | 90 | N |  |  | N | IPP Non-CHP | 2 | X | NG
Natural Gas Fired Combined Cycle.NG | natural gas combined cycle | TRUE | 18611 | Tenaska Frontier Partners Ltd | 55062 | Tenaska Frontier Generation Station | TX | Grimes | STG1 | Natural Gas Fired Combined Cycle | CA | STG1 | J | 390.1 | 0.9 | 395 | 395 | 60 | N |  |  | N | IPP Non-CHP | 2 | X | NG
Natural Gas Fired Combined Cycle.NG | natural gas combined cycle | TRUE | 17568 | Cooperative Energy | 55063 | Batesville Generation Facility | MS | Panola | CTG1 | Natural Gas Fired Combined Cycle | CT | CC1 | S | 184.5 | 0.9 | 176 | 184.5 | 115 | N |  |  | N | Electric Utility | 1 | X | NG
Natural Gas Fired Combined Cycle.NG | natural gas combined cycle | TRUE | 17568 | Cooperative Energy | 55063 | Batesville Generation Facility | MS | Panola | CTG2 | Natural Gas Fired Combined Cycle | CT | CC2 | S | 184.5 | 0.9 | 176 | 184.5 | 115 | N |  |  | N | Electric Utility | 1 | X | NG
Natural Gas Fired Combined Cycle.NG | natural gas combined cycle | TRUE | 17568 | Cooperative Energy | 55063 | Batesville Generation Facility | MS | Panola | CTG3 | Natural Gas Fired Combined Cycle | CT | CC3 | S | 184.5 | 0.9 | 176 | 184.5 | 115 | N |  |  | N | Electric Utility | 1 | X | NG
Natural Gas Fired Combined Cycle.NG | natural gas combined cycle | TRUE | 17568 | Cooperative Energy | 55063 | Batesville Generation Facility | MS | Panola | STG1 | Natural Gas Fired Combined Cycle | CA | CC1 | S | 112.5 | 0.9 | 110 | 110 | 40 | N |  |  | N | Electric Utility | 1 | X | NG
Natural Gas Fired Combined Cycle.NG | natural gas combined cycle | TRUE | 17568 | Cooperative Energy | 55063 | Batesville Generation Facility | MS | Panola | STG2 | Natural Gas Fired Combined Cycle | CA | CC2 | S | 112.5 | 0.9 | 110 | 110 | 40 | N |  |  | N | Electric Utility | 1 | X | NG
Natural Gas Fired Combined Cycle.NG | natural gas combined cycle | TRUE | 17568 | Cooperative Energy | 55063 | Batesville Generation Facility | MS | Panola | STG3 | Natural Gas Fired Combined Cycle | CA | CC3 | S | 112.5 | 0.9 | 110 | 110 | 40 | N |  |  | N | Electric Utility | 1 | X | NG
Natural Gas Fired Combustion Turbine.NG | natural gas peaker | TRUE | 23913 | Borger Energy Associates LP | 55064 | Black Hawk Station | TX | Hutchinson | UNT1 | Natural Gas Fired Combustion Turbine | GT |  | S | 126.9 | 0.9 | 107.5 | 126.9 | 80 | N |  |  | Y | IPP CHP | 3 | T | NG
Natural Gas Fired Combustion Turbine.NG | natural gas peaker | TRUE | 23913 | Borger Energy Associates LP | 55064 | Black Hawk Station | TX | Hutchinson | UNT2B | Natural Gas Fired Combustion Turbine | GT |  | S | 117 | 0.998 | 112.7 | 117 | 80 | N |  |  | Y | IPP CHP | 3 | T | NG
Natural Gas Fired Combined Cycle.NG | natural gas combined cycle | TRUE | 7349 | Golden Spread Electric Cooperative, Inc | 55065 | Mustang Station | TX | Yoakum | GEN1 | Natural Gas Fired Combined Cycle | CT | CC1 | S | 174.2 | 0.9 | 154.6 | 154 | 90 | N |  |  | N | Electric Utility | 1 | X | NG
Natural Gas Fired Combined Cycle.NG | natural gas combined cycle | TRUE | 7349 | Golden Spread Electric Cooperative, Inc | 55065 | Mustang Station | TX | Yoakum | GEN2 | Natural Gas Fired Combined Cycle | CT | CC1 | S | 174.2 | 0.9 | 150.9 | 153 | 90 | N |  |  | N | Electric Utility | 1 | X | NG
Natural Gas Fired Combined Cycle.NG | natural gas combined cycle | TRUE | 7349 | Golden Spread Electric Cooperative, Inc | 55065 | Mustang Station | TX | Yoakum | GEN3 | Natural Gas Fired Combined Cycle | CA | CC1 | S | 172.6 | 0.9 | 157.6 | 157 | 115 | N |  |  | N | Electric Utility | 1 | X | NG
All Other.WH | other | FALSE | 4174 | Cokenergy Inc | 55066 | Heat Recovery Coke Facility | IN | Lake | TG18 | All Other | ST |  | W | 94.6 | 1 | 88 | 88 | 10 | N |  |  | N | Industrial Non-CHP | 6 | X | WH
Petroleum Liquids.DFO | petroleum | TRUE | 54704 | Metropolitan Pier and Exposition Auth | 55067 | MPEA Energy Center | IL | Cook | GEN4 | Petroleum Liquids | IC |  | S | 2 | 1 | 2 | 2 | 2 | N |  |  | N | IPP Non-CHP | 2 | X | DFO
Petroleum Liquids.DFO | petroleum | TRUE | 54704 | Metropolitan Pier and Exposition Auth | 55067 | MPEA Energy Center | IL | Cook | GEN5 | Petroleum Liquids | IC |  | S | 2 | 1 | 2 | 2 | 2 | N |  |  | N | IPP Non-CHP | 2 | X | DFO
Petroleum Liquids.DFO | petroleum | TRUE | 54704 | Metropolitan Pier and Exposition Auth | 55067 | MPEA Energy Center | IL | Cook | GEN6 | Petroleum Liquids | IC |  | S | 2 | 1 | 2 | 2 | 2 | N |  |  | N | IPP Non-CHP | 2 | X | DFO
Natural Gas Fired Combined Cycle.NG | natural gas combined cycle | TRUE | 4966 | Casco Bay Energy Co LLC | 55068 | Maine Independence Station | ME | Penobscot | GEN1 | Natural Gas Fired Combined Cycle | CT | CC1 | S | 177.8 | 0.85 | 156.7 | 173.5 | 65 | N |  |  | N | IPP Non-CHP | 2 | X | NG
Natural Gas Fired Combined Cycle.NG | natural gas combined cycle | TRUE | 4966 | Casco Bay Energy Co LLC | 55068 | Maine Independence Station | ME | Penobscot | GEN2 | Natural Gas Fired Combined Cycle | CT | CC1 | S | 177.8 | 0.85 | 157.7 | 175.1 | 65 | N |  |  | N | IPP Non-CHP | 2 | X | NG
Natural Gas Fired Combined Cycle.NG | natural gas combined cycle | TRUE | 4966 | Casco Bay Energy Co LLC | 55068 | Maine Independence Station | ME | Penobscot | GEN3 | Natural Gas Fired Combined Cycle | CA | CC1 | S | 194.6 | 0.85 | 179.6 | 191.4 | 40 | N |  |  | N | IPP Non-CHP | 2 | X | NG
Landfill Gas.LFG | natural gas peaker | TRUE | 54842 | WM Renewable Energy LLC | 55074 | Lakeview Gas Recovery | PA | Erie | GEN1 | Landfill Gas | IC |  | S | 3 | 0.98 | 3 | 3 | 0.6 | N |  |  | N | IPP Non-CHP | 2 | X | LFG
Landfill Gas.LFG | natural gas peaker | TRUE | 54842 | WM Renewable Energy LLC | 55074 | Lakeview Gas Recovery | PA | Erie | GEN2 | Landfill Gas | IC |  | S | 3 | 0.98 | 3 | 3 | 0.6 | N |  |  | N | IPP Non-CHP | 2 | X | LFG
Natural Gas Fired Combined Cycle.NG | natural gas combined cycle | TRUE | 28764 | Pine Bluff Energy LLC | 55075 | Pine Bluff Energy Center | AR | Jefferson | CT01 | Natural Gas Fired Combined Cycle | CT | CC01 | S | 180 | 0.85 | 145 | 180 | 100 | N |  |  | Y | IPP CHP | 3 | T | NG
Natural Gas Fired Combined Cycle.NG | natural gas combined cycle | TRUE | 28764 | Pine Bluff Energy LLC | 55075 | Pine Bluff Energy Center | AR | Jefferson | ST01 | Natural Gas Fired Combined Cycle | CA | CC01 | S | 50.4 | 0.9 | 42 | 47 | 12 | N |  |  | Y | IPP CHP | 3 | T | NG
Conventional Steam Coal.LIG | lignite | TRUE | 3593 | Choctaw Generation L.P, L.L.L.P. | 55076 | Red Hills Generating Facility | MS | Choctaw | RHGF | Conventional Steam Coal | ST |  | W | 513.7 | 0.9 | 440 | 440 | 350 | N |  |  | N | IPP Non-CHP | 2 | X | LIG
Natural Gas Fired Combined Cycle.NG | natural gas combined cycle | TRUE | 5695 | Desert Star Energy Center SDG&E | 55077 | Desert Star Energy Center | NV | Clark | ED01 | Natural Gas Fired Combined Cycle | CT | CC1 | S | 170.9 | 0.85 | 140 | 150 | 84 | N | 4 | 2027 | N | Electric Utility | 1 | X | NG
Natural Gas Fired Combined Cycle.NG | natural gas combined cycle | TRUE | 5695 | Desert Star Energy Center SDG&E | 55077 | Desert Star Energy Center | NV | Clark | ED02 | Natural Gas Fired Combined Cycle | CT | CC1 | S | 170.9 | 0.85 | 140 | 150 | 84 | N | 4 | 2027 | N | Electric Utility | 1 | X | NG
Natural Gas Fired Combined Cycle.NG | natural gas combined cycle | TRUE | 5695 | Desert Star Energy Center SDG&E | 55077 | Desert Star Energy Center | NV | Clark | ED03 | Natural Gas Fired Combined Cycle | CA | CC1 | S | 195.5 | 0.85 | 170 | 190 | 112 | N | 4 | 2027 | N | Electric Utility | 1 | X | NG
Natural Gas Fired Combined Cycle.NG | natural gas combined cycle | TRUE | 12713 | Millennium Power Company, LLC | 55079 | Millennium Power | MA | Worcester | CT01 | Natural Gas Fired Combined Cycle | CT | CC01 | S | 295.2 | 0.9 | 211.8 | 243 | 115 | N |  |  | N | IPP Non-CHP | 2 | X | NG
Natural Gas Fired Combined Cycle.NG | natural gas combined cycle | TRUE | 12713 | Millennium Power Company, LLC | 55079 | Millennium Power | MA | Worcester | ST01 | Natural Gas Fired Combined Cycle | CA | CC01 | S | 132.3 | 0.9 | 118.5 | 135.9 | 65 | N |  |  | N | IPP Non-CHP | 2 | X | NG
Natural Gas Fired Combustion Turbine.NG | natural gas peaker | TRUE | 18642 | Tennessee Valley Authority | 55081 | Brownsville Peaking Power | TN | Haywood | 1 | Natural Gas Fired Combustion Turbine | GT |  | S | 112 | 0.9 | 110 | 124 | 75 | N |  |  | N | Electric Utility | 1 | X | NG | DFO
Natural Gas Fired Combustion Turbine.NG | natural gas peaker | TRUE | 18642 | Tennessee Valley Authority | 55081 | Brownsville Peaking Power | TN | Haywood | 2 | Natural Gas Fired Combustion Turbine | GT |  | S | 112 | 0.9 | 110 | 124 | 75 | N |  |  | N | Electric Utility | 1 | X | NG | DFO
Natural Gas Fired Combustion Turbine.NG | natural gas peaker | TRUE | 18642 | Tennessee Valley Authority | 55081 | Brownsville Peaking Power | TN | Haywood | 3 | Natural Gas Fired Combustion Turbine | GT |  | S | 118 | 0.9 | 118 | 132 | 84 | N |  |  | N | Electric Utility | 1 | X | NG | DFO
Natural Gas Fired Combustion Turbine.NG | natural gas peaker | TRUE | 18642 | Tennessee Valley Authority | 55081 | Brownsville Peaking Power | TN | Haywood | 4 | Natural Gas Fired Combustion Turbine | GT |  | S | 118 | 0.9 | 118 | 132 | 84 | N |  |  | N | Electric Utility | 1 | X | NG | DFO
Natural Gas Fired Combined Cycle.NG | natural gas combined cycle | TRUE | 4464 | Crockett Cogeneration | 55084 | Crockett Cogen Project | CA | Contra Costa | GE1 | Natural Gas Fired Combined Cycle | CS |  | J | 247.4 | 1 | 247.4 | 247.4 | 120 | N |  |  | Y | IPP CHP | 3 | T | NG
Natural Gas Fired Combined Cycle.NG | natural gas combined cycle | TRUE | 7667 | Gregory Power Partners LLC | 55086 | Gregory Power Plant | TX | San Patricio | GT1A | Natural Gas Fired Combined Cycle | CT | CC1 | S | 166 | 0.9 | 141 | 162 | 90 | N |  |  | N | IPP Non-CHP | 2 | X | NG
Natural Gas Fired Combined Cycle.NG | natural gas combined cycle | TRUE | 7667 | Gregory Power Partners LLC | 55086 | Gregory Power Plant | TX | San Patricio | GT1B | Natural Gas Fired Combined Cycle | CT | CC1 | S | 166 | 0.9 | 140 | 162 | 90 | N |  |  | N | IPP Non-CHP | 2 | X | NG
Natural Gas Fired Combined Cycle.NG | natural gas combined cycle | TRUE | 7667 | Gregory Power Partners LLC | 55086 | Gregory Power Plant | TX | San Patricio | STG | Natural Gas Fired Combined Cycle | CA | CC1 | S | 100 | 0.9 | 85 | 87 | 5 | N |  |  | N | IPP Non-CHP | 2 | X | NG
Natural Gas Fired Combustion Turbine.NG | natural gas peaker | TRUE | 4254 | Consumers Energy Co | 55087 | Zeeland Generating Station | MI | Ottawa | 1A | Natural Gas Fired Combustion Turbine | GT |  | S | 188.7 | 0.85 | 159.4 | 180 | 90 | N |  |  | N | Electric Utility | 1 | X | NG
Natural Gas Fired Combustion Turbine.NG | natural gas peaker | TRUE | 4254 | Consumers Energy Co | 55087 | Zeeland Generating Station | MI | Ottawa | 1B | Natural Gas Fired Combustion Turbine | GT |  | S | 188.7 | 0.85 | 158.8 | 177.6 | 90 | N |  |  | N | Electric Utility | 1 | X | NG
Natural Gas Fired Combined Cycle.NG | natural gas combined cycle | TRUE | 4254 | Consumers Energy Co | 55087 | Zeeland Generating Station | MI | Ottawa | 2A | Natural Gas Fired Combined Cycle | CT | PHS2 | S | 188.7 | 0.85 | 155.5 | 178.2 | 115 | N |  |  | N | Electric Utility | 1 | X | NG
Natural Gas Fired Combined Cycle.NG | natural gas combined cycle | TRUE | 4254 | Consumers Energy Co | 55087 | Zeeland Generating Station | MI | Ottawa | 2B | Natural Gas Fired Combined Cycle | CT | PHS2 | S | 188.7 | 0.85 | 154 | 173.5 | 115 | N |  |  | N | Electric Utility | 1 | X | NG
Natural Gas Fired Combined Cycle.NG | natural gas combined cycle | TRUE | 4254 | Consumers Energy Co | 55087 | Zeeland Generating Station | MI | Ottawa | 2C | Natural Gas Fired Combined Cycle | CA | PHS2 | S | 213.4 | 0.85 | 215 | 215 | 120 | N |  |  | N | Electric Utility | 1 | X | NG
Natural Gas Fired Combustion Turbine.NG | natural gas peaker | TRUE | 4945 | Dearborn Industrial Gen Inc | 55088 | Dearborn Industrial Generation | MI | Wayne | GT 1 | Natural Gas Fired Combustion Turbine | GT | 1 | S | 157.3 | 0.85 | 163 | 200 | 130 | N |  |  | Y | IPP CHP | 3 | T | NG
Natural Gas Fired Combustion Turbine.NG | natural gas peaker | TRUE | 4945 | Dearborn Industrial Gen Inc | 55088 | Dearborn Industrial Generation | MI | Wayne | GT2 | Natural Gas Fired Combustion Turbine | GT | 1 | S | 157.3 | 0.85 | 163 | 200 | 130 | N |  |  | Y | IPP CHP | 3 | T | NG
Natural Gas Fired Combustion Turbine.NG | natural gas peaker | TRUE | 4945 | Dearborn Industrial Gen Inc | 55088 | Dearborn Industrial Generation | MI | Wayne | GTP1 | Natural Gas Fired Combustion Turbine | GT |  | S | 195.3 | 0.85 | 163 | 200 | 95 | N |  |  | N | IPP CHP | 3 | X | NG
Other Gases.BFG | other | TRUE | 4945 | Dearborn Industrial Gen Inc | 55088 | Dearborn Industrial Generation | MI | Wayne | ST1 | Other Gases | ST | 1 | S | 238 | 0.85 | 250 | 250 | 30 | N |  |  | Y | IPP CHP | 3 | T | BFG | NG
Natural Gas Fired Combined Cycle.NG | natural gas combined cycle | FALSE | 13914 | Occidental Chemical Corporation | 55089 | Taft Cogeneration Facility | LA | St Charles | CT1 | Natural Gas Fired Combined Cycle | CT | CC1 | S | 178.5 | 0.85 | 146.6 | 178.9 | 60 | N |  |  | Y | Industrial CHP | 7 | T | NG | OG
Natural Gas Fired Combined Cycle.NG | natural gas combined cycle | FALSE | 13914 | Occidental Chemical Corporation | 55089 | Taft Cogeneration Facility | LA | St Charles | CT2 | Natural Gas Fired Combined Cycle | CT | CC1 | S | 178.5 | 0.85 | 142.9 | 176.2 | 60 | N |  |  | Y | Industrial CHP | 7 | T | NG | OG
Natural Gas Fired Combined Cycle.NG | natural gas combined cycle | FALSE | 13914 | Occidental Chemical Corporation | 55089 | Taft Cogeneration Facility | LA | St Charles | CT3 | Natural Gas Fired Combined Cycle | CT | CC1 | S | 178.5 | 0.85 | 150.3 | 187.2 | 60 | N |  |  | Y | Industrial CHP | 7 | T | NG | OG
Natural Gas Fired Combined Cycle.NG | natural gas combined cycle | FALSE | 13914 | Occidental Chemical Corporation | 55089 | Taft Cogeneration Facility | LA | St Charles | ST1 | Natural Gas Fired Combined Cycle | CA | CC1 | S | 358.7 | 0.85 | 299.1 | 323.5 | 75 | N |  |  | Y | Industrial CHP | 7 | T | NG | OG
Wood/Wood Waste Biomass.WDS | biomass | TRUE | 54900 | Stimson Lumber Company | 55090 | Plummer Cogen | ID | Benewah | GEN1 | Wood/Wood Waste Biomass | ST |  | S | 6.2 | 0.8 | 5.8 | 5.8 | 1.5 | N |  |  | Y | IPP CHP | 3 | T | WDS
Natural Gas Fired Combined Cycle.NG | natural gas combined cycle | TRUE | 12501 | Midlothian Energy LLC | 55091 | Midlothian Energy Facility | TX | Ellis | STK1 | Natural Gas Fired Combined Cycle | CS |  | S | 289 | 0.85 | 255 | 260 | 150 | N |  |  | N | IPP Non-CHP | 2 | X | NG
Natural Gas Fired Combined Cycle.NG | natural gas combined cycle | TRUE | 12501 | Midlothian Energy LLC | 55091 | Midlothian Energy Facility | TX | Ellis | STK2 | Natural Gas Fired Combined Cycle | CS |  | S | 289 | 0.85 | 270 | 285 | 150 | N |  |  | N | IPP Non-CHP | 2 | X | NG
Natural Gas Fired Combined Cycle.NG | natural gas combined cycle | TRUE | 12501 | Midlothian Energy LLC | 55091 | Midlothian Energy Facility | TX | Ellis | STK3 | Natural Gas Fired Combined Cycle | CS |  | S | 289 | 0.85 | 270 | 285 | 150 | N |  |  | N | IPP Non-CHP | 2 | X | NG
Natural Gas Fired Combined Cycle.NG | natural gas combined cycle | TRUE | 12501 | Midlothian Energy LLC | 55091 | Midlothian Energy Facility | TX | Ellis | STK4 | Natural Gas Fired Combined Cycle | CS |  | S | 289 | 0.85 | 270 | 285 | 150 | Y |  |  | N | IPP Non-CHP | 2 | X | NG
Natural Gas Fired Combined Cycle.NG | natural gas combined cycle | TRUE | 12501 | Midlothian Energy LLC | 55091 | Midlothian Energy Facility | TX | Ellis | STK5 | Natural Gas Fired Combined Cycle | CS |  | S | 289 | 0.85 | 270 | 285 | 150 | N |  |  | N | IPP Non-CHP | 2 | X | NG
Natural Gas Fired Combined Cycle.NG | natural gas combined cycle | TRUE | 12501 | Midlothian Energy LLC | 55091 | Midlothian Energy Facility | TX | Ellis | STK6 | Natural Gas Fired Combined Cycle | CS |  | S | 289 | 0.85 | 270 | 285 | 110 | N |  |  | N | IPP Non-CHP | 2 | X | NG
Landfill Gas.LFG | natural gas peaker | TRUE | 57226 | MM Taunton Energy LLC | 55093 | MM Taunton Energy | MA | Bristol | UNT1 | Landfill Gas | IC |  | S | 0.9 | 0.98 | 0.9 | 0.9 | 0.7 | N |  |  | N | IPP Non-CHP | 2 | X | LFG
Landfill Gas.LFG | natural gas peaker | TRUE | 57226 | MM Taunton Energy LLC | 55093 | MM Taunton Energy | MA | Bristol | UNT2 | Landfill Gas | IC |  | S | 0.9 | 0.98 | 0.9 | 0.9 | 0.7 | N |  |  | N | IPP Non-CHP | 2 | X | LFG
Landfill Gas.LFG | natural gas peaker | TRUE | 57226 | MM Taunton Energy LLC | 55093 | MM Taunton Energy | MA | Bristol | UNT3 | Landfill Gas | IC |  | S | 0.9 | 0.98 | 0.9 | 0.9 | 0.7 | N |  |  | N | IPP Non-CHP | 2 | X | LFG
Landfill Gas.LFG | natural gas peaker | TRUE | 57226 | MM Taunton Energy LLC | 55093 | MM Taunton Energy | MA | Bristol | UNT4 | Landfill Gas | IC |  | S | 0.9 | 0.98 | 0.9 | 0.9 | 0.7 | N |  |  | N | IPP Non-CHP | 2 | X | LFG
Landfill Gas.LFG | natural gas peaker | TRUE | 57227 | MM San Diego Energy-Miramar | 55094 | MM San Diego-Miramar | CA | San Diego | UNT1 | Landfill Gas | IC |  | S | 1.6 | 0.98 | 1.6 | 1.6 | 1.3 | N |  |  | Y | IPP CHP | 3 | T | LFG | OBG
Landfill Gas.LFG | natural gas peaker | TRUE | 57227 | MM San Diego Energy-Miramar | 55094 | MM San Diego-Miramar | CA | San Diego | UNT2 | Landfill Gas | IC |  | S | 1.6 | 0.98 | 1.6 | 1.6 | 1.3 | N |  |  | Y | IPP CHP | 3 | T | LFG | OBG
Landfill Gas.LFG | natural gas peaker | TRUE | 57227 | MM San Diego Energy-Miramar | 55094 | MM San Diego-Miramar | CA | San Diego | UNT3 | Landfill Gas | IC |  | S | 1.6 | 0.98 | 1.6 | 1.6 | 1.3 | N |  |  | Y | IPP CHP | 3 | T | LFG | OBG
Landfill Gas.LFG | natural gas peaker | TRUE | 57227 | MM San Diego Energy-Miramar | 55094 | MM San Diego-Miramar | CA | San Diego | UNT4 | Landfill Gas | IC |  | S | 1.6 | 0.98 | 1.6 | 1.6 | 1.3 | N |  |  | Y | IPP CHP | 3 | T | LFG | OBG
Natural Gas Fired Combustion Turbine.NG | natural gas peaker | TRUE | 15343 | Portside Energy Corp | 55096 | Portside Energy | IN | Porter | GT | Natural Gas Fired Combustion Turbine | GT |  | S | 42 | 0.85 | 34 | 42 | 25 | N |  |  | Y | IPP CHP | 3 | T | NG
Natural Gas Steam Turbine.NG | natural gas steam turbine | TRUE | 15343 | Portside Energy Corp | 55096 | Portside Energy | IN | Porter | ST | Natural Gas Steam Turbine | ST |  | S | 19 | 0.8 | 19 | 19 | 2 | N |  |  | Y | IPP CHP | 3 | B | NG
Natural Gas Fired Combined Cycle.NG | natural gas combined cycle | TRUE | 60477 | LaFrontera Holdings LLC | 55097 | Lamar Power Project | TX | Lamar | CTG1 | Natural Gas Fired Combined Cycle | CT | BLK1 | S | 176 | 0.85 | 153 | 186 | 90 | N |  |  | N | IPP Non-CHP | 2 | X | NG
Natural Gas Fired Combined Cycle.NG | natural gas combined cycle | TRUE | 60477 | LaFrontera Holdings LLC | 55097 | Lamar Power Project | TX | Lamar | CTG2 | Natural Gas Fired Combined Cycle | CT | BLK1 | S | 176 | 0.85 | 145 | 178 | 90 | N |  |  | N | IPP Non-CHP | 2 | X | NG
Natural Gas Fired Combined Cycle.NG | natural gas combined cycle | TRUE | 60477 | LaFrontera Holdings LLC | 55097 | Lamar Power Project | TX | Lamar | CTG3 | Natural Gas Fired Combined Cycle | CT | BLK2 | S | 176 | 0.85 | 145 | 178 | 90 | N |  |  | N | IPP Non-CHP | 2 | X | NG
Natural Gas Fired Combined Cycle.NG | natural gas combined cycle | TRUE | 60477 | LaFrontera Holdings LLC | 55097 | Lamar Power Project | TX | Lamar | CTG4 | Natural Gas Fired Combined Cycle | CT | BLK2 | S | 176 | 0.85 | 153 | 186 | 90 | N |  |  | N | IPP Non-CHP | 2 | X | NG
Natural Gas Fired Combined Cycle.NG | natural gas combined cycle | TRUE | 60477 | LaFrontera Holdings LLC | 55097 | Lamar Power Project | TX | Lamar | STG1 | Natural Gas Fired Combined Cycle | CA | BLK1 | S | 204.3 | 0.85 | 204 | 204 | 65 | N |  |  | N | IPP Non-CHP | 2 | X | NG
Natural Gas Fired Combined Cycle.NG | natural gas combined cycle | TRUE | 60477 | LaFrontera Holdings LLC | 55097 | Lamar Power Project | TX | Lamar | STG2 | Natural Gas Fired Combined Cycle | CA | BLK2 | S | 204.3 | 0.85 | 204 | 204 | 65 | N |  |  | N | IPP Non-CHP | 2 | X | NG
Natural Gas Fired Combined Cycle.NG | natural gas combined cycle | TRUE | 54821 | Rumford Power | 55100 | Rumford Power LLC | ME | Oxford | UNT1 | Natural Gas Fired Combined Cycle | CT | CC1 | S | 179.4 | 0.85 | 165 | 183.9 | 85 | Y |  |  | N | IPP Non-CHP | 2 | X | NG
Natural Gas Fired Combined Cycle.NG | natural gas combined cycle | TRUE | 54821 | Rumford Power | 55100 | Rumford Power LLC | ME | Oxford | UNT2 | Natural Gas Fired Combined Cycle | CA | CC1 | S | 95.1 | 0.85 | 86 | 88 | 55 | N |  |  | N | IPP Non-CHP | 2 | X | NG
Natural Gas Fired Combustion Turbine.NG | natural gas peaker | TRUE | 3838 | CMS Generation MI Power LLC | 55101 | Kalamazoo River Generating Station | MI | Kalamazoo | 0001 | Natural Gas Fired Combustion Turbine | GT |  | S | 77.4 | 0.9 | 72 | 76 | 55 | N |  |  | N | IPP Non-CHP | 2 | X | NG
Natural Gas Fired Combustion Turbine.NG | natural gas peaker | TRUE | 3838 | CMS Generation MI Power LLC | 55102 | Livingston Generating Station | MI | Otsego | 001 | Natural Gas Fired Combustion Turbine | GT |  | S | 42.9 | 0.85 | 33 | 40 | 25.2 | N |  |  | N | IPP Non-CHP | 2 | X | NG
Natural Gas Fired Combustion Turbine.NG | natural gas peaker | TRUE | 3838 | CMS Generation MI Power LLC | 55102 | Livingston Generating Station | MI | Otsego | 002 | Natural Gas Fired Combustion Turbine | GT |  | S | 42.4 | 0.85 | 33 | 40 | 26.8 | N |  |  | N | IPP Non-CHP | 2 | X | NG
Natural Gas Fired Combustion Turbine.NG | natural gas peaker | TRUE | 3838 | CMS Generation MI Power LLC | 55102 | Livingston Generating Station | MI | Otsego | 003 | Natural Gas Fired Combustion Turbine | GT |  | S | 42.4 | 0.85 | 33 | 40 | 24.4 | N |  |  | N | IPP Non-CHP | 2 | X | NG
Natural Gas Fired Combustion Turbine.NG | natural gas peaker | TRUE | 3838 | CMS Generation MI Power LLC | 55102 | Livingston Generating Station | MI | Otsego | 004 | Natural Gas Fired Combustion Turbine | GT |  | S | 42.4 | 0.85 | 33 | 40 | 28.4 | N |  |  | N | IPP Non-CHP | 2 | X | NG
Natural Gas Fired Combined Cycle.NG | natural gas combined cycle | TRUE | 14372 | Klamath Energy LLC | 55103 | Klamath Cogeneration Plant | OR | Klamath | CT1 | Natural Gas Fired Combined Cycle | CT | CC1 | W | 161.5 | 0.85 | 155 | 184 | 90 | N |  |  | Y | IPP CHP | 3 | T | NG
Natural Gas Fired Combined Cycle.NG | natural gas combined cycle | TRUE | 14372 | Klamath Energy LLC | 55103 | Klamath Cogeneration Plant | OR | Klamath | CT2 | Natural Gas Fired Combined Cycle | CT | CC1 | W | 161.5 | 0.85 | 155 | 184 | 90 | N |  |  | Y | IPP CHP | 3 | T | NG
Natural Gas Fired Combined Cycle.NG | natural gas combined cycle | TRUE | 14372 | Klamath Energy LLC | 55103 | Klamath Cogeneration Plant | OR | Klamath | ST1 | Natural Gas Fired Combined Cycle | CA | CC1 | W | 178.5 | 0.85 | 180 | 190 | 50 | N |  |  | Y | IPP CHP | 3 | B | NG
Natural Gas Fired Combined Cycle.NG | natural gas combined cycle | TRUE | 6832 | RISEC Operating Services | 55107 | Rhode Island State Energy Center | RI | Providence | CTG1 | Natural Gas Fired Combined Cycle | CT | CC1 | W | 196 | 0.85 | 168 | 197.5 | 110 | N |  |  | N | IPP Non-CHP | 2 | X | NG
Natural Gas Fired Combined Cycle.NG | natural gas combined cycle | TRUE | 6832 | RISEC Operating Services | 55107 | Rhode Island State Energy Center | RI | Providence | CTG2 | Natural Gas Fired Combined Cycle | CT | CC1 | W | 196 | 0.85 | 168 | 197.5 | 110 | N |  |  | N | IPP Non-CHP | 2 | X | NG
Natural Gas Fired Combined Cycle.NG | natural gas combined cycle | TRUE | 6832 | RISEC Operating Services | 55107 | Rhode Island State Energy Center | RI | Providence | STG1 | Natural Gas Fired Combined Cycle | CA | CC1 | W | 204 | 0.85 | 218 | 220 | 145 | N |  |  | N | IPP Non-CHP | 2 | X | NG
Natural Gas Fired Combustion Turbine.NG | natural gas peaker | TRUE | 64030 | Lincoln Operating Services, LLC | 55109 | Rocky Road Power LLC | IL | Kane | T4 | Natural Gas Fired Combustion Turbine | GT |  | W | 122.4 | 0.85 | 104.9 | 126.8 | 65 | N |  |  | N | IPP Non-CHP | 2 | X | NG
Natural Gas Fired Combustion Turbine.NG | natural gas peaker | TRUE | 64030 | Lincoln Operating Services, LLC | 55109 | Rocky Road Power LLC | IL | Kane | TG1 | Natural Gas Fired Combustion Turbine | GT |  | W | 125.8 | 0.85 | 101.4 | 116.9 | 65 | N |  |  | N | IPP Non-CHP | 2 | X | NG
Natural Gas Fired Combustion Turbine.NG | natural gas peaker | TRUE | 64030 | Lincoln Operating Services, LLC | 55109 | Rocky Road Power LLC | IL | Kane | TG2 | Natural Gas Fired Combustion Turbine | GT |  | W | 125.8 | 0.85 | 103.6 | 118.4 | 65 | N |  |  | N | IPP Non-CHP | 2 | X | NG
Natural Gas Fired Combustion Turbine.NG | natural gas peaker | TRUE | 64030 | Lincoln Operating Services, LLC | 55109 | Rocky Road Power LLC | IL | Kane | TG3 | Natural Gas Fired Combustion Turbine | GT |  | W | 41.5 | 0.9 | 28.7 | 35 | 18 | N |  |  | N | IPP Non-CHP | 2 | X | NG
Natural Gas Fired Combustion Turbine.NG | natural gas peaker | TRUE | 15470 | Duke Energy Indiana, LLC | 55110 | Madison | OH | Butler | CT1 | Natural Gas Fired Combustion Turbine | GT |  | S | 86.5 | 0.85 | 71 | 88 | 50 | N |  |  | N | Electric Utility | 1 | X | NG
Natural Gas Fired Combustion Turbine.NG | natural gas peaker | TRUE | 15470 | Duke Energy Indiana, LLC | 55110 | Madison | OH | Butler | CT2 | Natural Gas Fired Combustion Turbine | GT |  | S | 86.5 | 0.85 | 71 | 88 | 50 | N |  |  | N | Electric Utility | 1 | X | NG
Natural Gas Fired Combustion Turbine.NG | natural gas peaker | TRUE | 15470 | Duke Energy Indiana, LLC | 55110 | Madison | OH | Butler | CT3 | Natural Gas Fired Combustion Turbine | GT |  | S | 86.5 | 0.85 | 69 | 88 | 50 | N |  |  | N | Electric Utility | 1 | X | NG
Natural Gas Fired Combustion Turbine.NG | natural gas peaker | TRUE | 15470 | Duke Energy Indiana, LLC | 55110 | Madison | OH | Butler | CT4 | Natural Gas Fired Combustion Turbine | GT |  | S | 86.5 | 0.85 | 70 | 88 | 50 | N |  |  | N | Electric Utility | 1 | X | NG
Natural Gas Fired Combustion Turbine.NG | natural gas peaker | TRUE | 15470 | Duke Energy Indiana, LLC | 55110 | Madison | OH | Butler | CT5 | Natural Gas Fired Combustion Turbine | GT |  | S | 86.5 | 0.85 | 70 | 88 | 50 | N |  |  | N | Electric Utility | 1 | X | NG
Natural Gas Fired Combustion Turbine.NG | natural gas peaker | TRUE | 15470 | Duke Energy Indiana, LLC | 55110 | Madison | OH | Butler | CT6 | Natural Gas Fired Combustion Turbine | GT |  | S | 86.5 | 0.85 | 72 | 88 | 50 | N |  |  | N | Electric Utility | 1 | X | NG
Natural Gas Fired Combustion Turbine.NG | natural gas peaker | TRUE | 15470 | Duke Energy Indiana, LLC | 55110 | Madison | OH | Butler | CT7 | Natural Gas Fired Combustion Turbine | GT |  | S | 86.5 | 0.85 | 73 | 88 | 50 | N |  |  | N | Electric Utility | 1 | X | NG
Natural Gas Fired Combustion Turbine.NG | natural gas peaker | TRUE | 15470 | Duke Energy Indiana, LLC | 55110 | Madison | OH | Butler | CT8 | Natural Gas Fired Combustion Turbine | GT |  | S | 86.5 | 0.85 | 70 | 88 | 50 | N |  |  | N | Electric Utility | 1 | X | NG
Natural Gas Fired Combustion Turbine.NG | natural gas peaker | TRUE | 3542 | Duke Energy Ohio Inc | 55111 | Vermillion Energy Facility | IN | Vermillion | CT1 | Natural Gas Fired Combustion Turbine | GT |  | J | 86.5 | 0.85 | 72 | 96 | 50 | N |  |  | N | Electric Utility | 1 | X | NG
Natural Gas Fired Combustion Turbine.NG | natural gas peaker | TRUE | 3542 | Duke Energy Ohio Inc | 55111 | Vermillion Energy Facility | IN | Vermillion | CT2 | Natural Gas Fired Combustion Turbine | GT |  | J | 86.5 | 0.85 | 72 | 94 | 50 | N |  |  | N | Electric Utility | 1 | X | NG
Natural Gas Fired Combustion Turbine.NG | natural gas peaker | TRUE | 3542 | Duke Energy Ohio Inc | 55111 | Vermillion Energy Facility | IN | Vermillion | CT3 | Natural Gas Fired Combustion Turbine | GT |  | J | 86.5 | 0.85 | 71 | 95 | 50 | N |  |  | N | Electric Utility | 1 | X | NG
Natural Gas Fired Combustion Turbine.NG | natural gas peaker | TRUE | 3542 | Duke Energy Ohio Inc | 55111 | Vermillion Energy Facility | IN | Vermillion | CT4 | Natural Gas Fired Combustion Turbine | GT |  | J | 86.5 | 0.85 | 73 | 97 | 50 | N |  |  | N | Electric Utility | 1 | X | NG
Natural Gas Fired Combustion Turbine.NG | natural gas peaker | TRUE | 3542 | Duke Energy Ohio Inc | 55111 | Vermillion Energy Facility | IN | Vermillion | CT5 | Natural Gas Fired Combustion Turbine | GT |  | J | 86.5 | 0.85 | 71 | 92 | 50 | N |  |  | N | Electric Utility | 1 | X | NG
Natural Gas Fired Combustion Turbine.NG | natural gas peaker | TRUE | 3542 | Duke Energy Ohio Inc | 55111 | Vermillion Energy Facility | IN | Vermillion | CT6 | Natural Gas Fired Combustion Turbine | GT |  | J | 86.5 | 0.85 | 72 | 95 | 50 | N |  |  | N | Electric Utility | 1 | X | NG
Natural Gas Fired Combustion Turbine.NG | natural gas peaker | TRUE | 3542 | Duke Energy Ohio Inc | 55111 | Vermillion Energy Facility | IN | Vermillion | CT7 | Natural Gas Fired Combustion Turbine | GT |  | J | 86.5 | 0.85 | 72 | 96 | 50 | N |  |  | N | Electric Utility | 1 | X | NG
Natural Gas Fired Combustion Turbine.NG | natural gas peaker | TRUE | 3542 | Duke Energy Ohio Inc | 55111 | Vermillion Energy Facility | IN | Vermillion | CT8 | Natural Gas Fired Combustion Turbine | GT |  | J | 86.5 | 0.85 | 73 | 98 | 50 | N |  |  | N | Electric Utility | 1 | X | NG
Natural Gas Fired Combined Cycle.NG | natural gas combined cycle | TRUE | 22650 | Calpine Corp-Sutter | 55112 | Sutter Energy Center | CA | Sutter | CT01 | Natural Gas Fired Combined Cycle | CT | CC1 | S | 212 | 0.95 | 175 | 185 | 110 | N |  |  | N | IPP Non-CHP | 2 | X | NG
Natural Gas Fired Combined Cycle.NG | natural gas combined cycle | TRUE | 22650 | Calpine Corp-Sutter | 55112 | Sutter Energy Center | CA | Sutter | CT02 | Natural Gas Fired Combined Cycle | CT | CC1 | S | 212 | 0.95 | 175 | 185 | 110 | N |  |  | N | IPP Non-CHP | 2 | X | NG
Natural Gas Fired Combined Cycle.NG | natural gas combined cycle | TRUE | 22650 | Calpine Corp-Sutter | 55112 | Sutter Energy Center | CA | Sutter | ST01 | Natural Gas Fired Combined Cycle | CA | CC1 | S | 212 | 0.95 | 180 | 185 | 55 | N |  |  | N | IPP Non-CHP | 2 | X | NG
Natural Gas Fired Combustion Turbine.NG | natural gas peaker | TRUE | 5416 | Duke Energy Carolinas, LLC | 55116 | Rockingham County CT Station | NC | Rockingham | CT1 | Natural Gas Fired Combustion Turbine | GT |  | S | 195.5 | 0.85 | 165 | 179 | 130 | N |  |  | N | Electric Utility | 1 | X | NG | DFO
Natural Gas Fired Combustion Turbine.NG | natural gas peaker | TRUE | 5416 | Duke Energy Carolinas, LLC | 55116 | Rockingham County CT Station | NC | Rockingham | CT2 | Natural Gas Fired Combustion Turbine | GT |  | S | 195.5 | 0.85 | 165 | 179 | 130 | N |  |  | N | Electric Utility | 1 | X | NG | DFO
Natural Gas Fired Combustion Turbine.NG | natural gas peaker | TRUE | 5416 | Duke Energy Carolinas, LLC | 55116 | Rockingham County CT Station | NC | Rockingham | CT3 | Natural Gas Fired Combustion Turbine | GT |  | S | 195.5 | 0.85 | 165 | 179 | 130 | N |  |  | N | Electric Utility | 1 | X | NG | DFO
Natural Gas Fired Combustion Turbine.NG | natural gas peaker | TRUE | 5416 | Duke Energy Carolinas, LLC | 55116 | Rockingham County CT Station | NC | Rockingham | CT4 | Natural Gas Fired Combustion Turbine | GT |  | S | 195.5 | 0.85 | 165 | 179 | 130 | N |  |  | N | Electric Utility | 1 | X | NG | DFO
Natural Gas Fired Combustion Turbine.NG | natural gas peaker | TRUE | 5416 | Duke Energy Carolinas, LLC | 55116 | Rockingham County CT Station | NC | Rockingham | CT5 | Natural Gas Fired Combustion Turbine | GT |  | S | 195.5 | 0.85 | 165 | 179 | 130 | N |  |  | N | Electric Utility | 1 | X | NG | DFO
Natural Gas Fired Combined Cycle.NG | natural gas combined cycle | FALSE | 14306 | Westlake 2 US LLC | 55117 | RS Cogen | LA | Calcasieu | RS-4 | Natural Gas Fired Combined Cycle | CA | CC1 | S | 103 | 0.85 | 80 | 80 | 20 | N |  |  | Y | Industrial CHP | 7 | B | NG
Natural Gas Fired Combined Cycle.NG | natural gas combined cycle | FALSE | 14306 | Westlake 2 US LLC | 55117 | RS Cogen | LA | Calcasieu | RS-5 | Natural Gas Fired Combined Cycle | CT | CC1 | S | 195 | 0.85 | 167.7 | 183.3 | 100 | N |  |  | Y | Industrial CHP | 7 | T | NG
Natural Gas Fired Combined Cycle.NG | natural gas combined cycle | FALSE | 14306 | Westlake 2 US LLC | 55117 | RS Cogen | LA | Calcasieu | RS-6 | Natural Gas Fired Combined Cycle | CT | CC1 | S | 195 | 0.85 | 167.7 | 183.3 | 100 | N |  |  | Y | Industrial CHP | 7 | T | NG
Natural Gas Fired Combustion Turbine.NG | natural gas peaker | FALSE | 1357 | BASF Corp | 55122 | NAFTA Region Olefins Complex Cogen Fac | TX | Jefferson | UN1 | Natural Gas Fired Combustion Turbine | GT |  | J | 41.6 | 1 | 35 | 40 | 27 | N |  |  | Y | Industrial CHP | 7 | T | NG
Natural Gas Fired Combustion Turbine.NG | natural gas peaker | FALSE | 1357 | BASF Corp | 55122 | NAFTA Region Olefins Complex Cogen Fac | TX | Jefferson | UN2 | Natural Gas Fired Combustion Turbine | GT |  | J | 41.6 | 1 | 35 | 40 | 27 | N |  |  | Y | Industrial CHP | 7 | T | NG
Natural Gas Fired Combined Cycle.NG | natural gas combined cycle | TRUE | 2877 | Calpine Corp-Magic Valley | 55123 | Magic Valley Generating Station | TX | Hidalgo | CTG1 | Natural Gas Fired Combined Cycle | CT | STG | S | 267 | 0.85 | 221 | 232 | 135 | N |  |  | N | IPP Non-CHP | 2 | X | NG
Natural Gas Fired Combined Cycle.NG | natural gas combined cycle | TRUE | 2877 | Calpine Corp-Magic Valley | 55123 | Magic Valley Generating Station | TX | Hidalgo | CTG2 | Natural Gas Fired Combined Cycle | CT | STG | S | 267 | 0.85 | 221 | 232 | 135 | N |  |  | N | IPP Non-CHP | 2 | X | NG
Natural Gas Fired Combined Cycle.NG | natural gas combined cycle | TRUE | 2877 | Calpine Corp-Magic Valley | 55123 | Magic Valley Generating Station | TX | Hidalgo | STG | Natural Gas Fired Combined Cycle | CA | STG | S | 267 | 0.85 | 240 | 253 | 170 | N |  |  | N | IPP Non-CHP | 2 | X | NG
Natural Gas Fired Combined Cycle.NG | natural gas combined cycle | TRUE | 56090 | Griffith Energy LLC | 55124 | Griffith Energy LLC | AZ | Mohave | CTG1 | Natural Gas Fired Combined Cycle | CT | 1111 | S | 176.6 | 0.85 | 147 | 147 | 75 | N |  |  | N | IPP Non-CHP | 2 | X | NG
Natural Gas Fired Combined Cycle.NG | natural gas combined cycle | TRUE | 56090 | Griffith Energy LLC | 55124 | Griffith Energy LLC | AZ | Mohave | CTG2 | Natural Gas Fired Combined Cycle | CT | 1111 | S | 176.6 | 0.85 | 147 | 147 | 75 | N |  |  | N | IPP Non-CHP | 2 | X | NG
Natural Gas Fired Combined Cycle.NG | natural gas combined cycle | TRUE | 56090 | Griffith Energy LLC | 55124 | Griffith Energy LLC | AZ | Mohave | STG | Natural Gas Fired Combined Cycle | CA | 1111 | S | 301.8 | 0.85 | 276 | 276 | 50 | N |  |  | N | IPP Non-CHP | 2 | X | NG
Onshore Wind Turbine.WND | onshore wind | TRUE | 6017 | ESI Vansycle Partners LP | 55125 | Vansycle | OR | Umatilla | WGNS | Onshore Wind Turbine | WT |  | S | 25 |  | 25 | 25 | 1.2 | N |  |  | N | IPP Non-CHP | 2 | X | WND
Natural Gas Fired Combined Cycle.NG | natural gas combined cycle | TRUE | 12568 | Milford Power Co LLC | 55126 | Milford Power Project | CT | New Haven | CA01 | Natural Gas Fired Combined Cycle | CS |  | S | 289 | 0.85 | 270.7 | 295.6 | 148 | N |  |  | N | IPP Non-CHP | 2 | X | NG
Natural Gas Fired Combined Cycle.NG | natural gas combined cycle | TRUE | 12568 | Milford Power Co LLC | 55126 | Milford Power Project | CT | New Haven | CA02 | Natural Gas Fired Combined Cycle | CS |  | S | 289 | 0.85 | 263.6 | 289.7 | 160 | N |  |  | N | IPP Non-CHP | 2 | X | NG
Natural Gas Fired Combustion Turbine.NG | natural gas peaker | TRUE | 15466 | Public Service Co of Colorado | 55127 | Manchief Electric Generating Station | CO | Morgan | UN1 | Natural Gas Fired Combustion Turbine | GT |  | S | 150 | 0.9 | 132 | 160 | 80 | N |  |  | N | IPP Non-CHP | 2 | X | NG
Natural Gas Fired Combustion Turbine.NG | natural gas peaker | TRUE | 15466 | Public Service Co of Colorado | 55127 | Manchief Electric Generating Station | CO | Morgan | UN2 | Natural Gas Fired Combustion Turbine | GT |  | S | 150 | 0.9 | 132 | 160 | 80 | N |  |  | N | IPP Non-CHP | 2 | X | NG
Natural Gas Fired Combustion Turbine.NG | natural gas peaker | TRUE | 59415 | SEPG Operating Services, LLC Walton | 55128 | Walton County Power, LLC | GA | Walton | 101G | Natural Gas Fired Combustion Turbine | GT |  | W | 164.7 | 0.9 | 151.5 | 175 | 100 | N |  |  | N | IPP Non-CHP | 2 | X | NG
Natural Gas Fired Combustion Turbine.NG | natural gas peaker | TRUE | 59415 | SEPG Operating Services, LLC Walton | 55128 | Walton County Power, LLC | GA | Walton | 102G | Natural Gas Fired Combustion Turbine | GT |  | W | 164.7 | 0.9 | 151.5 | 175 | 100 | N |  |  | N | IPP Non-CHP | 2 | X | NG
Natural Gas Fired Combustion Turbine.NG | natural gas peaker | TRUE | 59415 | SEPG Operating Services, LLC Walton | 55128 | Walton County Power, LLC | GA | Walton | 103G | Natural Gas Fired Combustion Turbine | GT |  | W | 164.7 | 0.9 | 151.5 | 175 | 100 | N |  |  | N | IPP Non-CHP | 2 | X | NG
Natural Gas Fired Combined Cycle.NG | natural gas combined cycle | TRUE | 16572 | Salt River Project | 55129 | Desert Basin | AZ | Pinal | CTG1 | Natural Gas Fired Combined Cycle | CT | STG3 | S | 187 | 0.85 | 182 | 196 | 100 | N |  |  | N | Electric Utility | 1 | X | NG
Natural Gas Fired Combined Cycle.NG | natural gas combined cycle | TRUE | 16572 | Salt River Project | 55129 | Desert Basin | AZ | Pinal | CTG2 | Natural Gas Fired Combined Cycle | CT | STG3 | S | 187 | 0.85 | 182 | 196 | 100 | Y |  |  | N | Electric Utility | 1 | X | NG
Natural Gas Fired Combustion Turbine.NG | natural gas peaker | TRUE | 16572 | Salt River Project | 55129 | Desert Basin | AZ | Pinal | CTG4 | Natural Gas Fired Combustion Turbine | GT |  | S | 49.5 | 0.85 | 43.4 | 47.7 | 22 | N |  |  | N | Electric Utility | 1 | X | NG
Natural Gas Fired Combustion Turbine.NG | natural gas peaker | TRUE | 16572 | Salt River Project | 55129 | Desert Basin | AZ | Pinal | CTG5 | Natural Gas Fired Combustion Turbine | GT |  | S | 49.5 | 0.85 | 43.4 | 47.7 | 22 | N |  |  | N | Electric Utility | 1 | X | NG
Natural Gas Fired Combined Cycle.NG | natural gas combined cycle | TRUE | 16572 | Salt River Project | 55129 | Desert Basin | AZ | Pinal | STG | Natural Gas Fired Combined Cycle | CA | STG3 | S | 272.1 | 0.85 | 253 | 269 | 70 | N |  |  | N | Electric Utility | 1 | X | NG
Natural Gas Fired Combined Cycle.NG | natural gas combined cycle | TRUE | 57141 | Dynegy Kendall Energy LLC | 55131 | Kendall County Generation Facility | IL | Kendall | CTG1 | Natural Gas Fired Combined Cycle | CT | KEN1 | S | 180 | 0.85 | 160 | 190 | 90 | N |  |  | N | IPP Non-CHP | 2 | X | NG
Natural Gas Fired Combined Cycle.NG | natural gas combined cycle | TRUE | 57141 | Dynegy Kendall Energy LLC | 55131 | Kendall County Generation Facility | IL | Kendall | CTG2 | Natural Gas Fired Combined Cycle | CT | KEN2 | S | 180 | 0.85 | 160 | 190 | 90 | N |  |  | N | IPP Non-CHP | 2 | X | NG
Natural Gas Fired Combined Cycle.NG | natural gas combined cycle | TRUE | 57141 | Dynegy Kendall Energy LLC | 55131 | Kendall County Generation Facility | IL | Kendall | CTG3 | Natural Gas Fired Combined Cycle | CT | KEN3 | S | 180 | 0.85 | 160 | 190 | 90 | N |  |  | N | IPP Non-CHP | 2 | X | NG
Natural Gas Fired Combined Cycle.NG | natural gas combined cycle | TRUE | 57141 | Dynegy Kendall Energy LLC | 55131 | Kendall County Generation Facility | IL | Kendall | CTG4 | Natural Gas Fired Combined Cycle | CT | KEN4 | S | 180 | 0.85 | 160 | 190 | 90 | N |  |  | N | IPP Non-CHP | 2 | X | NG
Natural Gas Fired Combined Cycle.NG | natural gas combined cycle | TRUE | 57141 | Dynegy Kendall Energy LLC | 55131 | Kendall County Generation Facility | IL | Kendall | STG1 | Natural Gas Fired Combined Cycle | CA | KEN1 | S | 134 | 0.85 | 125 | 125 | 65 | N |  |  | N | IPP Non-CHP | 2 | X | NG
Natural Gas Fired Combined Cycle.NG | natural gas combined cycle | TRUE | 57141 | Dynegy Kendall Energy LLC | 55131 | Kendall County Generation Facility | IL | Kendall | STG2 | Natural Gas Fired Combined Cycle | CA | KEN2 | S | 134 | 0.85 | 125 | 125 | 65 | N |  |  | N | IPP Non-CHP | 2 | X | NG
Natural Gas Fired Combined Cycle.NG | natural gas combined cycle | TRUE | 57141 | Dynegy Kendall Energy LLC | 55131 | Kendall County Generation Facility | IL | Kendall | STG3 | Natural Gas Fired Combined Cycle | CA | KEN3 | S | 134 | 0.85 | 125 | 125 | 65 | N |  |  | N | IPP Non-CHP | 2 | X | NG
Natural Gas Fired Combined Cycle.NG | natural gas combined cycle | TRUE | 57141 | Dynegy Kendall Energy LLC | 55131 | Kendall County Generation Facility | IL | Kendall | STG4 | Natural Gas Fired Combined Cycle | CA | KEN4 | S | 134 | 0.85 | 125 | 125 | 65 | N |  |  | N | IPP Non-CHP | 2 | X | NG
Natural Gas Fired Combined Cycle.NG | natural gas combined cycle | TRUE | 18518 | Tenaska Gateway Partners Ltd | 55132 | Tenaska Gateway Generating Station | TX | Rusk | GTG1 | Natural Gas Fired Combined Cycle | CT | STG1 | J | 183.2 | 0.9 | 146 | 167 | 90 | N |  |  | N | IPP Non-CHP | 2 | X | NG | DFO
Natural Gas Fired Combined Cycle.NG | natural gas combined cycle | TRUE | 18518 | Tenaska Gateway Partners Ltd | 55132 | Tenaska Gateway Generating Station | TX | Rusk | GTG2 | Natural Gas Fired Combined Cycle | CT | STG1 | J | 183.2 | 0.9 | 148 | 169 | 90 | N |  |  | N | IPP Non-CHP | 2 | X | NG | DFO
Natural Gas Fired Combined Cycle.NG | natural gas combined cycle | TRUE | 18518 | Tenaska Gateway Partners Ltd | 55132 | Tenaska Gateway Generating Station | TX | Rusk | GTG3 | Natural Gas Fired Combined Cycle | CT | STG1 | J | 183.2 | 0.9 | 146 | 167 | 90 | N |  |  | N | IPP Non-CHP | 2 | X | NG | DFO
Natural Gas Fired Combined Cycle.NG | natural gas combined cycle | TRUE | 18518 | Tenaska Gateway Partners Ltd | 55132 | Tenaska Gateway Generating Station | TX | Rusk | STG1 | Natural Gas Fired Combined Cycle | CA | STG1 | J | 390 | 0.9 | 405 | 405 | 190 | N |  |  | N | IPP Non-CHP | 2 | X | NG
Petroleum Liquids.DFO | petroleum | FALSE | 18981 | Thomson Corp | 55133 | Thomson Reuters Campus Bldg A-D | MN | Dakota | 3086 | Petroleum Liquids | IC |  | S | 2 | 0.8 | 1.6 | 1.3 | 0 | N |  |  | N | Industrial Non-CHP | 6 | X | DFO
Petroleum Liquids.DFO | petroleum | FALSE | 18981 | Thomson Corp | 55133 | Thomson Reuters Campus Bldg A-D | MN | Dakota | 3087 | Petroleum Liquids | IC |  | S | 2 | 0.8 | 1.6 | 1.3 | 0 | N |  |  | N | Industrial Non-CHP | 6 | X | DFO
Petroleum Liquids.DFO | petroleum | FALSE | 18981 | Thomson Corp | 55133 | Thomson Reuters Campus Bldg A-D | MN | Dakota | 3088 | Petroleum Liquids | IC |  | S | 2 | 0.8 | 1.6 | 1.3 | 0 | N |  |  | N | Industrial Non-CHP | 6 | X | DFO
Petroleum Liquids.DFO | petroleum | FALSE | 18981 | Thomson Corp | 55133 | Thomson Reuters Campus Bldg A-D | MN | Dakota | 3089 | Petroleum Liquids | IC |  | S | 2 | 0.8 | 1.6 | 1.3 | 0 | N |  |  | N | Industrial Non-CHP | 6 | X | DFO
Petroleum Liquids.DFO | petroleum | FALSE | 18981 | Thomson Corp | 55133 | Thomson Reuters Campus Bldg A-D | MN | Dakota | 3090 | Petroleum Liquids | IC |  | S | 2 | 0.8 | 1.6 | 1.3 | 0 | N |  |  | N | Industrial Non-CHP | 6 | X | DFO
Petroleum Liquids.DFO | petroleum | FALSE | 18981 | Thomson Corp | 55133 | Thomson Reuters Campus Bldg A-D | MN | Dakota | 3091 | Petroleum Liquids | IC |  | S | 2 | 0.8 | 1.6 | 1.3 | 0 | N |  |  | N | Industrial Non-CHP | 6 | X | DFO
Petroleum Liquids.DFO | petroleum | FALSE | 18981 | Thomson Corp | 55133 | Thomson Reuters Campus Bldg A-D | MN | Dakota | 3093 | Petroleum Liquids | IC |  | S | 2 | 0.8 | 1.6 | 1.3 | 0 | N |  |  | N | Industrial Non-CHP | 6 | X | DFO
Natural Gas Fired Combustion Turbine.NG | natural gas peaker | TRUE | 20856 | Wisconsin Power & Light Co | 55135 | Alliant Energy Neenah | WI | Winnebago | CT01 | Natural Gas Fired Combustion Turbine | GT |  | S | 185.5 | 0.85 | 150.6 | 171.2 | 100 | N |  |  | N | Electric Utility | 1 | X | NG
Natural Gas Fired Combustion Turbine.NG | natural gas peaker | TRUE | 20856 | Wisconsin Power & Light Co | 55135 | Alliant Energy Neenah | WI | Winnebago | CT02 | Natural Gas Fired Combustion Turbine | GT |  | S | 185.5 | 0.85 | 153.9 | 175.1 | 100 | N |  |  | N | Electric Utility | 1 | X | NG
Natural Gas Fired Combined Cycle.NG | natural gas combined cycle | TRUE | 16604 | City of San Antonio - (TX) | 55137 | Rio Nogales Power Project | TX | Guadalupe | CTG1 | Natural Gas Fired Combined Cycle | CT | CC1 | S | 189 | 0.85 | 158 | 193 | 100 | N |  |  | N | Electric Utility | 1 | X | NG
Natural Gas Fired Combined Cycle.NG | natural gas combined cycle | TRUE | 16604 | City of San Antonio - (TX) | 55137 | Rio Nogales Power Project | TX | Guadalupe | CTG2 | Natural Gas Fired Combined Cycle | CT | CC1 | S | 189 | 0.85 | 158 | 193 | 100 | N |  |  | N | Electric Utility | 1 | X | NG
Natural Gas Fired Combined Cycle.NG | natural gas combined cycle | TRUE | 16604 | City of San Antonio - (TX) | 55137 | Rio Nogales Power Project | TX | Guadalupe | CTG3 | Natural Gas Fired Combined Cycle | CT | CC1 | S | 189 | 0.85 | 158 | 193 | 100 | N |  |  | N | Electric Utility | 1 | X | NG
Natural Gas Fired Combined Cycle.NG | natural gas combined cycle | TRUE | 16604 | City of San Antonio - (TX) | 55137 | Rio Nogales Power Project | TX | Guadalupe | STG1 | Natural Gas Fired Combined Cycle | CA | CC1 | S | 373.2 | 0.85 | 303 | 319 | 50 | N |  |  | N | Electric Utility | 1 | X | NG
Natural Gas Fired Combustion Turbine.NG | natural gas peaker | TRUE | 60492 | Walton Discover LLC | 55138 | Walton Discover Power Facility | AL | LEE | UN1 | Natural Gas Fired Combustion Turbine | GT |  | S | 51.5 | 0.9 | 50 | 50 | 50 | N |  |  | N | IPP Non-CHP | 2 | X | NG
Natural Gas Fired Combustion Turbine.NG | natural gas peaker | TRUE | 60492 | Walton Discover LLC | 55138 | Walton Discover Power Facility | AL | LEE | UN2 | Natural Gas Fired Combustion Turbine | GT |  | S | 51.5 | 0.9 | 50 | 50 | 50 | N |  |  | N | IPP Non-CHP | 2 | X | NG
Natural Gas Fired Combined Cycle.NG | natural gas combined cycle | TRUE | 313 | Wolf Hollow I Power, LLC | 55139 | Wolf Hollow I LP | TX | Hood | CTG1 | Natural Gas Fired Combined Cycle | CT | BLK1 | S | 243.9 | 0.9 | 236 | 250.5 | 84 | N |  |  | N | IPP Non-CHP | 2 | X | NG
Natural Gas Fired Combined Cycle.NG | natural gas combined cycle | TRUE | 313 | Wolf Hollow I Power, LLC | 55139 | Wolf Hollow I LP | TX | Hood | CTG2 | Natural Gas Fired Combined Cycle | CT | BLK1 | S | 243.9 | 0.9 | 234.5 | 249 | 84 | N |  |  | N | IPP Non-CHP | 2 | X | NG
Natural Gas Fired Combined Cycle.NG | natural gas combined cycle | TRUE | 313 | Wolf Hollow I Power, LLC | 55139 | Wolf Hollow I LP | TX | Hood | ST | Natural Gas Fired Combined Cycle | CA | BLK1 | S | 300.6 | 0.9 | 280 | 293 | 84 | N |  |  | N | IPP Non-CHP | 2 | X | NG
Natural Gas Fired Combustion Turbine.NG | natural gas peaker | TRUE | 13994 | Oglethorpe Power Corporation | 55141 | Hawk Road Facility | GA | Heard | CT1 | Natural Gas Fired Combustion Turbine | GT |  | S | 165 | 0.85 | 153 | 178.7 | 107 | N |  |  | N | Electric Utility | 1 | X | NG
Natural Gas Fired Combustion Turbine.NG | natural gas peaker | TRUE | 13994 | Oglethorpe Power Corporation | 55141 | Hawk Road Facility | GA | Heard | CT2 | Natural Gas Fired Combustion Turbine | GT |  | S | 165 | 0.85 | 150.3 | 178.7 | 106 | N |  |  | N | Electric Utility | 1 | X | NG
Natural Gas Fired Combustion Turbine.NG | natural gas peaker | TRUE | 13994 | Oglethorpe Power Corporation | 55141 | Hawk Road Facility | GA | Heard | CT3 | Natural Gas Fired Combustion Turbine | GT |  | S | 165 | 0.85 | 153 | 189.5 | 107 | N |  |  | N | Electric Utility | 1 | X | NG
Natural Gas Fired Combined Cycle.NG | natural gas combined cycle | TRUE | 1074 | Hays Energy, LLC | 55144 | Hays Energy Project | TX | Hays | U1 | Natural Gas Fired Combined Cycle | CS |  | S | 241.7 | 0.85 | 210 | 239 | 150 | N |  |  | N | IPP Non-CHP | 2 | X | NG
Natural Gas Fired Combined Cycle.NG | natural gas combined cycle | TRUE | 1074 | Hays Energy, LLC | 55144 | Hays Energy Project | TX | Hays | U2 | Natural Gas Fired Combined Cycle | CS |  | S | 241.7 | 0.85 | 211 | 240 | 150 | Y |  |  | N | IPP Non-CHP | 2 | X | NG
Natural Gas Fired Combined Cycle.NG | natural gas combined cycle | TRUE | 1074 | Hays Energy, LLC | 55144 | Hays Energy Project | TX | Hays | U3 | Natural Gas Fired Combined Cycle | CS |  | S | 252.8 | 0.85 | 228 | 260 | 150 | N |  |  | N | IPP Non-CHP | 2 | X | NG
Natural Gas Fired Combined Cycle.NG | natural gas combined cycle | TRUE | 1074 | Hays Energy, LLC | 55144 | Hays Energy Project | TX | Hays | U4 | Natural Gas Fired Combined Cycle | CS |  | S | 252.8 | 0.85 | 213 | 243 | 150 | N |  |  | N | IPP Non-CHP | 2 | X | NG
Natural Gas Fired Combined Cycle.NG | natural gas combined cycle | TRUE | 7597 | Green Country OP Services LLC | 55146 | Green Country Energy LLC | OK | Tulsa | CTG1 | Natural Gas Fired Combined Cycle | CT | G841 | S | 179.3 | 0.85 | 155 | 167 | 125 | N |  |  | N | IPP Non-CHP | 2 | X | NG
Natural Gas Fired Combined Cycle.NG | natural gas combined cycle | TRUE | 7597 | Green Country OP Services LLC | 55146 | Green Country Energy LLC | OK | Tulsa | CTG2 | Natural Gas Fired Combined Cycle | CT | G842 | S | 179.3 | 0.85 | 155 | 167 | 125 | N |  |  | N | IPP Non-CHP | 2 | X | NG
Natural Gas Fired Combined Cycle.NG | natural gas combined cycle | TRUE | 7597 | Green Country OP Services LLC | 55146 | Green Country Energy LLC | OK | Tulsa | CTG3 | Natural Gas Fired Combined Cycle | CT | G843 | S | 179.3 | 0.85 | 155 | 167 | 125 | N |  |  | N | IPP Non-CHP | 2 | X | NG
Natural Gas Fired Combined Cycle.NG | natural gas combined cycle | TRUE | 7597 | Green Country OP Services LLC | 55146 | Green Country Energy LLC | OK | Tulsa | STG1 | Natural Gas Fired Combined Cycle | CA | G841 | S | 122 | 0.85 | 106 | 106 | 72 | N |  |  | N | IPP Non-CHP | 2 | X | NG
Natural Gas Fired Combined Cycle.NG | natural gas combined cycle | TRUE | 7597 | Green Country OP Services LLC | 55146 | Green Country Energy LLC | OK | Tulsa | STG2 | Natural Gas Fired Combined Cycle | CA | G842 | S | 122 | 0.85 | 106 | 106 | 72 | N |  |  | N | IPP Non-CHP | 2 | X | NG
Natural Gas Fired Combined Cycle.NG | natural gas combined cycle | TRUE | 7597 | Green Country OP Services LLC | 55146 | Green Country Energy LLC | OK | Tulsa | STG3 | Natural Gas Fired Combined Cycle | CA | G843 | S | 122 | 0.85 | 106 | 106 | 72 | N |  |  | N | IPP Non-CHP | 2 | X | NG
Natural Gas Fired Combustion Turbine.NG | natural gas peaker | TRUE | 9267 | Hoosier Energy R E C, Inc | 55148 | Worthington Generation LLC | IN | Greene | 1 | Natural Gas Fired Combustion Turbine | GT |  | S | 60.5 | 0.85 | 41.5 | 50 | 20 | N |  |  | N | Electric Utility | 1 | X | NG
Natural Gas Fired Combustion Turbine.NG | natural gas peaker | TRUE | 9267 | Hoosier Energy R E C, Inc | 55148 | Worthington Generation LLC | IN | Greene | 2 | Natural Gas Fired Combustion Turbine | GT |  | S | 60.5 | 0.85 | 41.5 | 50 | 20 | N |  |  | N | Electric Utility | 1 | X | NG
Natural Gas Fired Combustion Turbine.NG | natural gas peaker | TRUE | 9267 | Hoosier Energy R E C, Inc | 55148 | Worthington Generation LLC | IN | Greene | 3 | Natural Gas Fired Combustion Turbine | GT |  | S | 60.5 | 0.85 | 41.5 | 50 | 20 | N |  |  | N | Electric Utility | 1 | X | NG
Natural Gas Fired Combustion Turbine.NG | natural gas peaker | TRUE | 9267 | Hoosier Energy R E C, Inc | 55148 | Worthington Generation LLC | IN | Greene | 4 | Natural Gas Fired Combustion Turbine | GT |  | S | 60.5 | 0.85 | 41.5 | 50 | 20 | N |  |  | N | Electric Utility | 1 | X | NG
Natural Gas Fired Combined Cycle.NG | natural gas combined cycle | TRUE | 10576 | Lake Road Generating Co LP | 55149 | Lake Road Generating Plant | CT | Windham | U1 | Natural Gas Fired Combined Cycle | CS |  | S | 280 | 0.85 | 278 | 295 | 145 | N |  |  | N | IPP Non-CHP | 2 | X | NG
Natural Gas Fired Combined Cycle.NG | natural gas combined cycle | TRUE | 10576 | Lake Road Generating Co LP | 55149 | Lake Road Generating Plant | CT | Windham | U2 | Natural Gas Fired Combined Cycle | CS |  | S | 280 | 0.85 | 277.9 | 307.8 | 145 | N |  |  | N | IPP Non-CHP | 2 | X | NG
Natural Gas Fired Combined Cycle.NG | natural gas combined cycle | TRUE | 10576 | Lake Road Generating Co LP | 55149 | Lake Road Generating Plant | CT | Windham | U3 | Natural Gas Fired Combined Cycle | CS |  | S | 280 | 0.85 | 272.9 | 295.1 | 145 | N |  |  | N | IPP Non-CHP | 2 | X | NG
Natural Gas Fired Combined Cycle.NG | natural gas combined cycle | TRUE | 61173 | CXA La Paloma LLC | 55151 | La Paloma Generating Plant | CA | Kern | GEN1 | Natural Gas Fired Combined Cycle | CS |  | S | 289 | 0.85 | 253 | 267 | 65 | N |  |  | N | IPP Non-CHP | 2 | X | NG
Natural Gas Fired Combined Cycle.NG | natural gas combined cycle | TRUE | 61173 | CXA La Paloma LLC | 55151 | La Paloma Generating Plant | CA | Kern | GEN2 | Natural Gas Fired Combined Cycle | CS |  | S | 289 | 0.85 | 252 | 266 | 65 | N |  |  | N | IPP Non-CHP | 2 | X | NG
Natural Gas Fired Combined Cycle.NG | natural gas combined cycle | TRUE | 61173 | CXA La Paloma LLC | 55151 | La Paloma Generating Plant | CA | Kern | GEN3 | Natural Gas Fired Combined Cycle | CS |  | S | 289 | 0.85 | 252 | 266 | 62 | N |  |  | N | IPP Non-CHP | 2 | X | NG
Natural Gas Fired Combined Cycle.NG | natural gas combined cycle | TRUE | 61173 | CXA La Paloma LLC | 55151 | La Paloma Generating Plant | CA | Kern | GEN4 | Natural Gas Fired Combined Cycle | CS |  | S | 289 | 0.85 | 253 | 267 | 62 | N |  |  | N | IPP Non-CHP | 2 | X | NG
Petroleum Liquids.DFO | petroleum | FALSE | 3790 | 600 Peachtree PropCo, LLC | 55152 | Bank of America Plaza | GA | Fulton | GEN1 | Petroleum Liquids | IC |  | S | 1.5 | 0.8 | 1.3 | 1.3 | 0 | N |  |  | N | Commercial Non-CHP | 4 | X | DFO
Petroleum Liquids.DFO | petroleum | FALSE | 3790 | 600 Peachtree PropCo, LLC | 55152 | Bank of America Plaza | GA | Fulton | GEN2 | Petroleum Liquids | IC |  | S | 1.5 | 0.8 | 1.3 | 1.3 | 0 | N |  |  | N | Commercial Non-CHP | 4 | X | DFO
Natural Gas Fired Combined Cycle.NG | natural gas combined cycle | TRUE | 57045 | Guadalupe Power Partners LP | 55153 | Guadalupe Generating Station | TX | Guadalupe | CTG1 | Natural Gas Fired Combined Cycle | CT | STG1 | S | 171.1 | 0.85 | 154.4 | 173.4 | 100 | N |  |  | N | IPP Non-CHP | 2 | X | NG
Natural Gas Fired Combined Cycle.NG | natural gas combined cycle | TRUE | 57045 | Guadalupe Power Partners LP | 55153 | Guadalupe Generating Station | TX | Guadalupe | CTG2 | Natural Gas Fired Combined Cycle | CT | STG1 | S | 171.1 | 0.85 | 154.4 | 173.4 | 100 | N |  |  | N | IPP Non-CHP | 2 | X | NG
Natural Gas Fired Combined Cycle.NG | natural gas combined cycle | TRUE | 57045 | Guadalupe Power Partners LP | 55153 | Guadalupe Generating Station | TX | Guadalupe | CTG3 | Natural Gas Fired Combined Cycle | CT | STG2 | S | 171.1 | 0.85 | 154.4 | 173.4 | 100 | N |  |  | N | IPP Non-CHP | 2 | X | NG
Natural Gas Fired Combined Cycle.NG | natural gas combined cycle | TRUE | 57045 | Guadalupe Power Partners LP | 55153 | Guadalupe Generating Station | TX | Guadalupe | CTG4 | Natural Gas Fired Combined Cycle | CT | STG2 | S | 171.1 | 0.85 | 154.4 | 173.4 | 100 | N |  |  | N | IPP Non-CHP | 2 | X | NG
Natural Gas Fired Combined Cycle.NG | natural gas combined cycle | TRUE | 57045 | Guadalupe Power Partners LP | 55153 | Guadalupe Generating Station | TX | Guadalupe | STG1 | Natural Gas Fired Combined Cycle | CA | STG1 | S | 201.9 | 0.85 | 197 | 203 | 138.5 | N |  |  | N | IPP Non-CHP | 2 | X | NG
Natural Gas Fired Combined Cycle.NG | natural gas combined cycle | TRUE | 57045 | Guadalupe Power Partners LP | 55153 | Guadalupe Generating Station | TX | Guadalupe | STG2 | Natural Gas Fired Combined Cycle | CA | STG2 | S | 201.9 | 0.85 | 197 | 203 | 138.8 | N |  |  | N | IPP Non-CHP | 2 | X | NG
Natural Gas Fired Combined Cycle.NG | natural gas combined cycle | TRUE | 11269 | Lower Colorado River Authority | 55154 | Lost Pines 1 Power Project | TX | Bastrop | CTA | Natural Gas Fired Combined Cycle | CT | CC1 | J | 202.5 | 0.9 | 169 | 178 | 105 | N |  |  | N | Electric Utility | 1 | X | NG
Natural Gas Fired Combined Cycle.NG | natural gas combined cycle | TRUE | 11269 | Lower Colorado River Authority | 55154 | Lost Pines 1 Power Project | TX | Bastrop | CTB | Natural Gas Fired Combined Cycle | CT | CC1 | J | 202.5 | 0.9 | 169 | 178 | 105 | N |  |  | N | Electric Utility | 1 | X | NG
Natural Gas Fired Combined Cycle.NG | natural gas combined cycle | TRUE | 11269 | Lower Colorado River Authority | 55154 | Lost Pines 1 Power Project | TX | Bastrop | ST | Natural Gas Fired Combined Cycle | CA | CC1 | J | 204 | 0.85 | 172 | 184 | 65 | N |  |  | N | Electric Utility | 1 | X | NG
Landfill Gas.LFG | natural gas peaker | TRUE | 57229 | MM Albany Energy LLC | 55155 | MM Albany Energy | NY | Albany | UNT1 | Landfill Gas | IC |  | S | 0.9 | 0.98 | 0.9 | 0.9 | 0.7 | N |  |  | N | IPP Non-CHP | 2 | X | LFG
Landfill Gas.LFG | natural gas peaker | TRUE | 57229 | MM Albany Energy LLC | 55155 | MM Albany Energy | NY | Albany | UNT2 | Landfill Gas | IC |  | S | 0.9 | 0.98 | 0.9 | 0.9 | 0.7 | N |  |  | N | IPP Non-CHP | 2 | X | LFG
Landfill Gas.LFG | natural gas peaker | TRUE | 57229 | MM Albany Energy LLC | 55155 | MM Albany Energy | NY | Albany | UNT3 | Landfill Gas | IC |  | S | 0.9 | 0.98 | 0.9 | 0.9 | 0.7 | N |  |  | N | IPP Non-CHP | 2 | X | LFG
Landfill Gas.LFG | natural gas peaker | TRUE | 57229 | MM Albany Energy LLC | 55155 | MM Albany Energy | NY | Albany | UNT4 | Landfill Gas | IC |  | S | 1.6 | 0.98 | 1.6 | 1.6 | 1.2 | N |  |  | N | IPP Non-CHP | 2 | X | LFG
Landfill Gas.LFG | natural gas peaker | TRUE | 57229 | MM Albany Energy LLC | 55155 | MM Albany Energy | NY | Albany | UNT5 | Landfill Gas | IC |  | S | 1.6 | 0.98 | 1.6 | 1.6 | 1.2 | N |  |  | N | IPP Non-CHP | 2 | X | LFG
Landfill Gas.LFG | natural gas peaker | TRUE | 57230 | MM Prince William Energy LLC | 55156 | MM Prince William Energy | VA | Prince William | UNT1 | Landfill Gas | IC |  | S | 0.9 | 0.98 | 0.9 | 0.9 | 0.7 | N |  |  | N | IPP Non-CHP | 2 | X | LFG
Landfill Gas.LFG | natural gas peaker | TRUE | 57230 | MM Prince William Energy LLC | 55156 | MM Prince William Energy | VA | Prince William | UNT2 | Landfill Gas | IC |  | S | 0.9 | 0.98 | 0.9 | 0.9 | 0.7 | N |  |  | N | IPP Non-CHP | 2 | X | LFG
Landfill Gas.LFG | natural gas peaker | TRUE | 57230 | MM Prince William Energy LLC | 55156 | MM Prince William Energy | VA | Prince William | UNT3 | Landfill Gas | IC |  | S | 1.6 | 0.98 | 1.6 | 1.6 | 0.8 | N |  |  | N | IPP Non-CHP | 2 | X | LFG
Landfill Gas.LFG | natural gas peaker | TRUE | 57230 | MM Prince William Energy LLC | 55156 | MM Prince William Energy | VA | Prince William | UNT4 | Landfill Gas | IC |  | S | 1.6 | 0.98 | 1.6 | 1.6 | 0.8 | N |  |  | N | IPP Non-CHP | 2 | X | LFG
Landfill Gas.LFG | natural gas peaker | TRUE | 57230 | MM Prince William Energy LLC | 55156 | MM Prince William Energy | VA | Prince William | UNT5 | Landfill Gas | IC |  | S | 1.6 | 0.98 | 1.6 | 1.6 | 0.8 | N |  |  | N | IPP Non-CHP | 2 | X | LFG
Landfill Gas.LFG | natural gas peaker | TRUE | 57231 | MM Tulare Energy LLC | 55160 | MM Tulare Energy | CA | Tulare | UNT1 | Landfill Gas | IC |  | S | 0.9 | 0.9 | 0.8 | 0.8 | 0.4 | N |  |  | N | IPP Non-CHP | 2 | X | LFG
Landfill Gas.LFG | natural gas peaker | TRUE | 57231 | MM Tulare Energy LLC | 55160 | MM Tulare Energy | CA | Tulare | UNT2 | Landfill Gas | IC |  | S | 0.9 | 0.9 | 0.8 | 0.8 | 0.4 | N |  |  | N | IPP Non-CHP | 2 | X | LFG
Landfill Gas.LFG | natural gas peaker | TRUE | 57232 | MM Lopez Energy LLC | 55161 | MM Lopez Energy | CA | Los Angeles | UNT1 | Landfill Gas | IC |  | S | 3 | 0.98 | 2.7 | 2.7 | 2.4 | N |  |  | N | IPP Non-CHP | 2 | X | LFG
Natural Gas Fired Combustion Turbine.NG | natural gas peaker | TRUE | 5580 | East Kentucky Power Coop, Inc | 55164 | Bluegrass Generating Station | KY | Oldham | CT1 | Natural Gas Fired Combustion Turbine | GT |  | S | 208 | 0.85 | 167 | 189 | 117 | N |  |  | N | Electric Utility | 1 | X | NG | DFO
Natural Gas Fired Combustion Turbine.NG | natural gas peaker | TRUE | 5580 | East Kentucky Power Coop, Inc | 55164 | Bluegrass Generating Station | KY | Oldham | CT2 | Natural Gas Fired Combustion Turbine | GT |  | S | 208 | 0.85 | 167 | 189 | 117 | N |  |  | N | Electric Utility | 1 | X | NG | DFO
Natural Gas Fired Combustion Turbine.NG | natural gas peaker | TRUE | 5580 | East Kentucky Power Coop, Inc | 55164 | Bluegrass Generating Station | KY | Oldham | CT3 | Natural Gas Fired Combustion Turbine | GT |  | S | 208 | 0.85 | 167 | 189 | 117 | N |  |  | N | Electric Utility | 1 | X | NG | DFO
Natural Gas Fired Combustion Turbine.NG | natural gas peaker | TRUE | 11241 | Entergy Louisiana LLC | 55165 | Calcasieu | LA | Calcasieu | G101 | Natural Gas Fired Combustion Turbine | GT |  | S | 174.3 | 0.85 | 142.8 | 174 | 116 | N |  |  | N | Electric Utility | 1 | X | NG
Natural Gas Fired Combustion Turbine.NG | natural gas peaker | TRUE | 11241 | Entergy Louisiana LLC | 55165 | Calcasieu | LA | Calcasieu | G102 | Natural Gas Fired Combustion Turbine | GT |  | S | 184.5 | 0.85 | 157 | 186.7 | 125 | N |  |  | N | Electric Utility | 1 | X | NG
Natural Gas Fired Combustion Turbine.NG | natural gas peaker | TRUE | 54810 | Broad River Energy LLC | 55166 | Broad River Energy Center | SC | Cherokee | CT01 | Natural Gas Fired Combustion Turbine | GT |  | S | 197 | 0.85 | 175.5 | 182.7 | 100 | N |  |  | N | IPP Non-CHP | 2 | X | NG | DFO
Natural Gas Fired Combustion Turbine.NG | natural gas peaker | TRUE | 54810 | Broad River Energy LLC | 55166 | Broad River Energy Center | SC | Cherokee | CT02 | Natural Gas Fired Combustion Turbine | GT |  | S | 197 | 0.85 | 168.2 | 177.2 | 100 | N |  |  | N | IPP Non-CHP | 2 | X | NG | DFO
Natural Gas Fired Combustion Turbine.NG | natural gas peaker | TRUE | 54810 | Broad River Energy LLC | 55166 | Broad River Energy Center | SC | Cherokee | CT03 | Natural Gas Fired Combustion Turbine | GT |  | S | 197 | 0.85 | 167.4 | 166.4 | 100 | N |  |  | N | IPP Non-CHP | 2 | X | NG | DFO
Natural Gas Fired Combustion Turbine.NG | natural gas peaker | TRUE | 54810 | Broad River Energy LLC | 55166 | Broad River Energy Center | SC | Cherokee | CT04 | Natural Gas Fired Combustion Turbine | GT |  | S | 197 | 0.85 | 172.6 | 173.1 | 100 | N |  |  | N | IPP Non-CHP | 2 | X | NG | DFO
Natural Gas Fired Combustion Turbine.NG | natural gas peaker | TRUE | 54810 | Broad River Energy LLC | 55166 | Broad River Energy Center | SC | Cherokee | CT05 | Natural Gas Fired Combustion Turbine | GT |  | S | 197 | 0.85 | 173.2 | 172.6 | 100 | N |  |  | N | IPP Non-CHP | 2 | X | NG | DFO
Natural Gas Fired Combined Cycle.NG | natural gas combined cycle | TRUE | 49768 | Bastrop Energy Partners, LP | 55168 | Bastrop Energy Center | TX | Bastrop | 0001 | Natural Gas Fired Combined Cycle | CT | CC1 | S | 188.2 | 0.85 | 171 | 188 | 94 | Y |  |  | N | IPP Non-CHP | 2 | X | NG
Natural Gas Fired Combined Cycle.NG | natural gas combined cycle | TRUE | 49768 | Bastrop Energy Partners, LP | 55168 | Bastrop Energy Center | TX | Bastrop | 0002 | Natural Gas Fired Combined Cycle | CT | CC1 | S | 188.2 | 0.85 | 171 | 188 | 94 | N |  |  | N | IPP Non-CHP | 2 | X | NG
Natural Gas Fired Combined Cycle.NG | natural gas combined cycle | TRUE | 49768 | Bastrop Energy Partners, LP | 55168 | Bastrop Energy Center | TX | Bastrop | 0003 | Natural Gas Fired Combined Cycle | CA | CC1 | S | 242.3 | 0.85 | 233 | 234 | 125 | N |  |  | N | IPP Non-CHP | 2 | X | NG
Natural Gas Fired Combined Cycle.NG | natural gas combined cycle | TRUE | 88 | Granite Ridge Energy LLC | 55170 | Granite Ridge | NH | Rockingham | CT11 | Natural Gas Fired Combined Cycle | CT | CC1 | S | 260 | 0.85 | 222 | 263 | 111 | N |  |  | N | IPP Non-CHP | 2 | X | NG
Natural Gas Fired Combined Cycle.NG | natural gas combined cycle | TRUE | 88 | Granite Ridge Energy LLC | 55170 | Granite Ridge | NH | Rockingham | CT12 | Natural Gas Fired Combined Cycle | CT | CC1 | S | 260 | 0.85 | 222 | 263 | 111 | N |  |  | N | IPP Non-CHP | 2 | X | NG
Natural Gas Fired Combined Cycle.NG | natural gas combined cycle | TRUE | 88 | Granite Ridge Energy LLC | 55170 | Granite Ridge | NH | Rockingham | STG | Natural Gas Fired Combined Cycle | CA | CC1 | S | 270 | 0.85 | 234 | 271 | 85 | N |  |  | N | IPP Non-CHP | 2 | X | NG
Natural Gas Fired Combined Cycle.NG | natural gas combined cycle | TRUE | 55899 | Calpine Bosque Energy Center LLC | 55172 | Bosque County Peaking | TX | Bosque | GT-1 | Natural Gas Fired Combined Cycle | CT | G125 | S | 154 | 0.85 | 159 | 173 | 100 | N |  |  | N | IPP Non-CHP | 2 | X | NG
Natural Gas Fired Combined Cycle.NG | natural gas combined cycle | TRUE | 55899 | Calpine Bosque Energy Center LLC | 55172 | Bosque County Peaking | TX | Bosque | GT-2 | Natural Gas Fired Combined Cycle | CT | G125 | S | 154 | 0.85 | 159 | 173 | 100 | N |  |  | N | IPP Non-CHP | 2 | X | NG
Natural Gas Fired Combined Cycle.NG | natural gas combined cycle | TRUE | 55899 | Calpine Bosque Energy Center LLC | 55172 | Bosque County Peaking | TX | Bosque | GT-3 | Natural Gas Fired Combined Cycle | CT | G641 | S | 154 | 0.85 | 159 | 173 | 100 | N |  |  | N | IPP Non-CHP | 2 | X | NG
Natural Gas Fired Combined Cycle.NG | natural gas combined cycle | TRUE | 55899 | Calpine Bosque Energy Center LLC | 55172 | Bosque County Peaking | TX | Bosque | ST-4 | Natural Gas Fired Combined Cycle | CA | G641 | S | 95 | 0.9 | 86 | 88 | 65 | N |  |  | N | IPP Non-CHP | 2 | X | NG
Natural Gas Fired Combined Cycle.NG | natural gas combined cycle | TRUE | 55899 | Calpine Bosque Energy Center LLC | 55172 | Bosque County Peaking | TX | Bosque | ST-5 | Natural Gas Fired Combined Cycle | CA | G125 | S | 250 | 0.85 | 200 | 220 | 65 | N |  |  | N | IPP Non-CHP | 2 | X | NG
Natural Gas Fired Combined Cycle.NG | natural gas combined cycle | TRUE | 3265 | Cleco Power LLC | 55173 | Acadia Energy Center | LA | Acadia | CT11 | Natural Gas Fired Combined Cycle | CT | PB01 | S | 215.1 | 0.85 | 166.6 |  | 105.2 | N |  |  | N | Electric Utility | 1 | X | NG
Natural Gas Fired Combined Cycle.NG | natural gas combined cycle | TRUE | 3265 | Cleco Power LLC | 55173 | Acadia Energy Center | LA | Acadia | CT12 | Natural Gas Fired Combined Cycle | CT | PB01 | S | 215.1 | 0.85 | 160.3 |  | 105.2 | N |  |  | N | Electric Utility | 1 | X | NG
Natural Gas Fired Combined Cycle.NG | natural gas combined cycle | TRUE | 3265 | Cleco Power LLC | 55173 | Acadia Energy Center | LA | Acadia | CT24 | Natural Gas Fired Combined Cycle | CT | PB02 | W | 215.1 | 0.85 | 144 | 156.2 | 105.2 | N |  |  | N | Electric Utility | 1 | X | NG
Natural Gas Fired Combined Cycle.NG | natural gas combined cycle | TRUE | 3265 | Cleco Power LLC | 55173 | Acadia Energy Center | LA | Acadia | CT25 | Natural Gas Fired Combined Cycle | CT | PB02 | W | 215.1 | 0.85 | 142.1 | 154.1 | 105.2 | N |  |  | N | Electric Utility | 1 | X | NG
Natural Gas Fired Combined Cycle.NG | natural gas combined cycle | TRUE | 3265 | Cleco Power LLC | 55173 | Acadia Energy Center | LA | Acadia | ST13 | Natural Gas Fired Combined Cycle | CA | PB01 | S | 264.4 | 0.85 | 209.2 |  | 72 | N |  |  | N | Electric Utility | 1 | X | NG
Natural Gas Fired Combined Cycle.NG | natural gas combined cycle | TRUE | 3265 | Cleco Power LLC | 55173 | Acadia Energy Center | LA | Acadia | ST26 | Natural Gas Fired Combined Cycle | CA | PB02 | W | 264.4 | 0.85 | 240.1 | 240.3 | 72 | N |  |  | N | Electric Utility | 1 | X | NG
Natural Gas Fired Combined Cycle.NG | natural gas combined cycle | TRUE | 49791 | Eastman Cogeneration LP | 55176 | Eastman Cogeneration Facility | TX | Harrison | GEN1 | Natural Gas Fired Combined Cycle | CT | CC1 | S | 170 | 0.85 | 153.7 | 168.3 | 75 | N |  |  | Y | IPP CHP | 3 | T | NG
Natural Gas Fired Combined Cycle.NG | natural gas combined cycle | TRUE | 49791 | Eastman Cogeneration LP | 55176 | Eastman Cogeneration Facility | TX | Harrison | GEN2 | Natural Gas Fired Combined Cycle | CT | CC1 | S | 170 | 0.85 | 153.7 | 168.3 | 65 | N |  |  | Y | IPP CHP | 3 | T | NG
Natural Gas Fired Combined Cycle.NG | natural gas combined cycle | TRUE | 49791 | Eastman Cogeneration LP | 55176 | Eastman Cogeneration Facility | TX | Harrison | GEN3 | Natural Gas Fired Combined Cycle | CA | CC1 | S | 127.7 | 0.85 | 109.8 | 120 | 18 | N |  |  | Y | IPP CHP | 3 | B | NG
Natural Gas Fired Combined Cycle.NG | natural gas combined cycle | TRUE | 50157 | South Point Energy Center LLC | 55177 | South Point Energy Center | AZ | Mohave | A | Natural Gas Fired Combined Cycle | CT | CC1 | S | 236 | 0.85 | 180 | 193 | 105 | N |  |  | N | IPP Non-CHP | 2 | X | NG
Natural Gas Fired Combined Cycle.NG | natural gas combined cycle | TRUE | 50157 | South Point Energy Center LLC | 55177 | South Point Energy Center | AZ | Mohave | B | Natural Gas Fired Combined Cycle | CT | CC1 | S | 236 | 0.85 | 180 | 193 | 105 | N |  |  | N | IPP Non-CHP | 2 | X | NG
Natural Gas Fired Combined Cycle.NG | natural gas combined cycle | TRUE | 50157 | South Point Energy Center LLC | 55177 | South Point Energy Center | AZ | Mohave | ST1 | Natural Gas Fired Combined Cycle | CA | CC1 | S | 236 | 0.85 | 190 | 200 | 60 | N |  |  | N | IPP Non-CHP | 2 | X | NG
Natural Gas Fired Combined Cycle.NG | natural gas combined cycle | TRUE | 54915 | Dogwood Power Management, LLC | 55178 | Dogwood Energy Facility | MO | Cass | CT-1 | Natural Gas Fired Combined Cycle | CT | CC1 | J | 192.6 | 0.9 | 200.3 | 202.1 | 120.2 | N |  |  | N | IPP Non-CHP | 2 | X | NG
Natural Gas Fired Combined Cycle.NG | natural gas combined cycle | TRUE | 54915 | Dogwood Power Management, LLC | 55178 | Dogwood Energy Facility | MO | Cass | CT-2 | Natural Gas Fired Combined Cycle | CT | CC1 | J | 192.6 | 0.9 | 199.1 | 201.9 | 119.5 | N |  |  | N | IPP Non-CHP | 2 | X | NG
Natural Gas Fired Combined Cycle.NG | natural gas combined cycle | TRUE | 54915 | Dogwood Power Management, LLC | 55178 | Dogwood Energy Facility | MO | Cass | ST-1 | Natural Gas Fired Combined Cycle | CA | CC1 | J | 270 | 0.9 | 257.1 | 272.8 | 80 | N |  |  | N | IPP Non-CHP | 2 | X | NG
Natural Gas Fired Combined Cycle.NG | natural gas combined cycle | TRUE | 15708 | Rathdrum Operating Services Co., Inc. | 55179 | Rathdrum Power LLC | ID | Kootenai | CTG1 | Natural Gas Fired Combined Cycle | CT | CC1 | W | 179.4 | 0.85 | 150 | 172 | 115 | N |  |  | N | IPP Non-CHP | 2 | X | NG
Natural Gas Fired Combined Cycle.NG | natural gas combined cycle | TRUE | 15708 | Rathdrum Operating Services Co., Inc. | 55179 | Rathdrum Power LLC | ID | Kootenai | STG1 | Natural Gas Fired Combined Cycle | CA | CC1 | W | 122.1 | 0.85 | 98 | 110 | 65 | N |  |  | N | IPP Non-CHP | 2 | X | NG
Natural Gas Fired Combined Cycle.NG | natural gas combined cycle | TRUE | 18320 | Sunrise Power Co LLC | 55182 | Sunrise Power LLC | CA | Kern | STG | Natural Gas Fired Combined Cycle | CA | CC1 | S | 264 | 0.9 | 245 | 270 | 50.7 | N |  |  | N | IPP Non-CHP | 2 | X | NG
Natural Gas Fired Combined Cycle.NG | natural gas combined cycle | TRUE | 18320 | Sunrise Power Co LLC | 55182 | Sunrise Power LLC | CA | Kern | X718 | Natural Gas Fired Combined Cycle | CT | CC1 | S | 210.6 | 0.9 | 150 | 160 | 90 | N |  |  | N | IPP Non-CHP | 2 | X | NG
Natural Gas Fired Combined Cycle.NG | natural gas combined cycle | TRUE | 18320 | Sunrise Power Co LLC | 55182 | Sunrise Power LLC | CA | Kern | X719 | Natural Gas Fired Combined Cycle | CT | CC1 | S | 210.6 | 0.9 | 150 | 160 | 90 | N |  |  | N | IPP Non-CHP | 2 | X | NG
Natural Gas Fired Combined Cycle.NG | natural gas combined cycle | TRUE | 49893 | Invenergy Services LLC | 55183 | Nelson Energy Center | IL | Lee | CT1 | Natural Gas Fired Combined Cycle | CT | BLK1 | S | 181.9 | 0.85 | 168 | 178 | 105 | N |  |  | N | IPP Non-CHP | 2 | X | NG
Natural Gas Fired Combined Cycle.NG | natural gas combined cycle | TRUE | 49893 | Invenergy Services LLC | 55183 | Nelson Energy Center | IL | Lee | CT2 | Natural Gas Fired Combined Cycle | CT | BLK2 | S | 179.4 | 0.85 | 168 | 178 | 105 | N |  |  | N | IPP Non-CHP | 2 | X | NG
Natural Gas Fired Combined Cycle.NG | natural gas combined cycle | TRUE | 49893 | Invenergy Services LLC | 55183 | Nelson Energy Center | IL | Lee | ST1 | Natural Gas Fired Combined Cycle | CA | BLK1 | S | 133.1 | 0.85 | 125 | 128 | 60 | N |  |  | N | IPP Non-CHP | 2 | X | NG
Natural Gas Fired Combined Cycle.NG | natural gas combined cycle | TRUE | 49893 | Invenergy Services LLC | 55183 | Nelson Energy Center | IL | Lee | ST2 | Natural Gas Fired Combined Cycle | CA | BLK2 | S | 133.1 | 0.85 | 125 | 128 | 60 | N |  |  | N | IPP Non-CHP | 2 | X | NG
Natural Gas Fired Combustion Turbine.NG | natural gas peaker | FALSE | 24536 | Aera Energy LLC-San Ardo | 55184 | Aera San Ardo Cogen Facility | CA | Monterey | UN-A | Natural Gas Fired Combustion Turbine | GT |  | S | 3 | 0.8 | 2.8 | 3 | 2.5 | N |  |  | Y | Industrial CHP | 7 | T | NG
Natural Gas Fired Combustion Turbine.NG | natural gas peaker | FALSE | 24536 | Aera Energy LLC-San Ardo | 55184 | Aera San Ardo Cogen Facility | CA | Monterey | UN-B | Natural Gas Fired Combustion Turbine | GT |  | S | 3.2 | 0.8 | 2.8 | 3 | 2.5 | N |  |  | Y | Industrial CHP | 7 | T | NG
Natural Gas Fired Combined Cycle.NG | natural gas combined cycle | TRUE | 56380 | EIF Channelview Cogeneration LLC | 55187 | Channelview Cogeneration Plant | TX | Harris | GT1 | Natural Gas Fired Combined Cycle | CT | CC1 | W | 192.1 | 0.85 | 159 | 166 | 120 | N |  |  | Y | IPP CHP | 3 | T | NG
Natural Gas Fired Combined Cycle.NG | natural gas combined cycle | TRUE | 56380 | EIF Channelview Cogeneration LLC | 55187 | Channelview Cogeneration Plant | TX | Harris | GT2 | Natural Gas Fired Combined Cycle | CT | CC1 | W | 192.1 | 0.85 | 161 | 168 | 120 | N |  |  | Y | IPP CHP | 3 | T | NG
Natural Gas Fired Combined Cycle.NG | natural gas combined cycle | TRUE | 56380 | EIF Channelview Cogeneration LLC | 55187 | Channelview Cogeneration Plant | TX | Harris | GT3 | Natural Gas Fired Combined Cycle | CT | CC1 | W | 192.1 | 0.85 | 160 | 167 | 120 | N |  |  | Y | IPP CHP | 3 | T | NG
Natural Gas Fired Combined Cycle.NG | natural gas combined cycle | TRUE | 56380 | EIF Channelview Cogeneration LLC | 55187 | Channelview Cogeneration Plant | TX | Harris | GT4 | Natural Gas Fired Combined Cycle | CT | CC1 | W | 192.1 | 0.85 | 159 | 163 | 120 | N |  |  | Y | IPP CHP | 3 | T | NG
Natural Gas Fired Combined Cycle.NG | natural gas combined cycle | TRUE | 56380 | EIF Channelview Cogeneration LLC | 55187 | Channelview Cogeneration Plant | TX | Harris | ST1 | Natural Gas Fired Combined Cycle | CA | CC1 | W | 149.9 | 0.85 | 136 | 126 | 80 | N |  |  | Y | IPP CHP | 3 | B | NG
Natural Gas Fired Combined Cycle.NG | natural gas combined cycle | TRUE | 4210 | Cordova Energy Co LLC | 55188 | Cordova Energy | IL | Rock Island | PT11 | Natural Gas Fired Combined Cycle | CT | CC1 | S | 210 | 0.85 | 165 | 205 | 147 | N |  |  | N | IPP Non-CHP | 2 | X | NG
Natural Gas Fired Combined Cycle.NG | natural gas combined cycle | TRUE | 4210 | Cordova Energy Co LLC | 55188 | Cordova Energy | IL | Rock Island | PT21 | Natural Gas Fired Combined Cycle | CT | CC1 | S | 210 | 0.85 | 165 | 205 | 147 | N |  |  | N | IPP Non-CHP | 2 | X | NG
Natural Gas Fired Combined Cycle.NG | natural gas combined cycle | TRUE | 4210 | Cordova Energy Co LLC | 55188 | Cordova Energy | IL | Rock Island | PT31 | Natural Gas Fired Combined Cycle | CA | CC1 | S | 191.2 | 0.85 | 191.2 | 191.2 | 134 | N |  |  | N | IPP Non-CHP | 2 | X | NG
Natural Gas Fired Combustion Turbine.NG | natural gas peaker | TRUE | 14610 | Orlando Utilities Comm | 55192 | Osceola Generating Station (FL) | FL | Osceola | CTG1 | Natural Gas Fired Combustion Turbine | GT |  | S | 197.2 | 0.85 | 157 | 157 | 100 | N |  |  | N | Electric Utility | 1 | X | NG | DFO
Natural Gas Fired Combustion Turbine.NG | natural gas peaker | TRUE | 14610 | Orlando Utilities Comm | 55192 | Osceola Generating Station (FL) | FL | Osceola | CTG2 | Natural Gas Fired Combustion Turbine | GT |  | S | 197.2 | 0.85 | 157 | 157 | 100 | N |  |  | N | Electric Utility | 1 | X | NG | DFO
Natural Gas Fired Combustion Turbine.NG | natural gas peaker | TRUE | 14610 | Orlando Utilities Comm | 55192 | Osceola Generating Station (FL) | FL | Osceola | CTG3 | Natural Gas Fired Combustion Turbine | GT |  | S | 185.6 | 0.85 | 157 | 157 | 100 | N |  |  | N | Electric Utility | 1 | X | NG | DFO
Natural Gas Fired Combined Cycle.NG | natural gas combined cycle | TRUE | 55649 | Ontelaunee Energy Center | 55193 | Ontelaunee Energy Center | PA | Berks | CTG1 | Natural Gas Fired Combined Cycle | CT | CC01 | W | 250 | 0.85 | 184.4 | 201.3 | 95 | N |  |  | N | IPP Non-CHP | 2 | X | NG
Natural Gas Fired Combined Cycle.NG | natural gas combined cycle | TRUE | 55649 | Ontelaunee Energy Center | 55193 | Ontelaunee Energy Center | PA | Berks | CTG2 | Natural Gas Fired Combined Cycle | CT | CC01 | W | 250 | 0.85 | 181.9 | 203.5 | 95 | N |  |  | N | IPP Non-CHP | 2 | X | NG
Natural Gas Fired Combined Cycle.NG | natural gas combined cycle | TRUE | 55649 | Ontelaunee Energy Center | 55193 | Ontelaunee Energy Center | PA | Berks | STG | Natural Gas Fired Combined Cycle | CA | CC01 | W | 228 | 0.85 | 186.5 | 217.7 | 95 | N |  |  | N | IPP Non-CHP | 2 | X | NG
Natural Gas Fired Combustion Turbine.NG | natural gas peaker | TRUE | 61267 | Springdale Energy LLC | 55196 | Springdale 1 & 2 | PA | Allegheny | UNT1 | Natural Gas Fired Combustion Turbine | GT |  | S | 43.8 | 0.9 | 44.8 | 49.1 | 4 | N |  |  | N | IPP Non-CHP | 2 | X | NG | DFO
Natural Gas Fired Combustion Turbine.NG | natural gas peaker | TRUE | 61267 | Springdale Energy LLC | 55196 | Springdale 1 & 2 | PA | Allegheny | UNT2 | Natural Gas Fired Combustion Turbine | GT |  | S | 43.8 | 0.9 | 43.7 | 49.2 | 4 | N |  |  | N | IPP Non-CHP | 2 | X | NG | DFO
Natural Gas Fired Combined Cycle.NG | natural gas combined cycle | TRUE | 18642 | Tennessee Valley Authority | 55197 | Caledonia | MS | Lowndes | CTG1 | Natural Gas Fired Combined Cycle | CT | CCC1 | W | 161 | 0.9 | 157 | 187 | 131.3 | N |  |  | N | Electric Utility | 1 | X | NG
Natural Gas Fired Combined Cycle.NG | natural gas combined cycle | TRUE | 18642 | Tennessee Valley Authority | 55197 | Caledonia | MS | Lowndes | CTG2 | Natural Gas Fired Combined Cycle | CT | CCC2 | W | 161 | 0.9 | 157 | 187 | 131.3 | N |  |  | N | Electric Utility | 1 | X | NG
Natural Gas Fired Combined Cycle.NG | natural gas combined cycle | TRUE | 18642 | Tennessee Valley Authority | 55197 | Caledonia | MS | Lowndes | CTG3 | Natural Gas Fired Combined Cycle | CT | CCC3 | W | 161 | 0.9 | 157 | 187 | 131.3 | N |  |  | N | Electric Utility | 1 | X | NG
Natural Gas Fired Combined Cycle.NG | natural gas combined cycle | TRUE | 18642 | Tennessee Valley Authority | 55197 | Caledonia | MS | Lowndes | STG1 | Natural Gas Fired Combined Cycle | CA | CCC1 | W | 106 | 0.9 | 98 | 105 | 73.7 | N |  |  | N | Electric Utility | 1 | X | NG
Natural Gas Fired Combined Cycle.NG | natural gas combined cycle | TRUE | 18642 | Tennessee Valley Authority | 55197 | Caledonia | MS | Lowndes | STG2 | Natural Gas Fired Combined Cycle | CA | CCC2 | W | 106 | 0.9 | 98 | 105 | 73.7 | N |  |  | N | Electric Utility | 1 | X | NG
Natural Gas Fired Combined Cycle.NG | natural gas combined cycle | TRUE | 18642 | Tennessee Valley Authority | 55197 | Caledonia | MS | Lowndes | STG3 | Natural Gas Fired Combined Cycle | CA | CCC3 | W | 106 | 0.9 | 98 | 105 | 73.7 | N |  |  | N | Electric Utility | 1 | X | NG
Natural Gas Fired Combustion Turbine.NG | natural gas peaker | TRUE | 16124 | Riverside Generating Co LLC | 55198 | Riverside Generating LLC | KY | Lawrence | GTG1 | Natural Gas Fired Combustion Turbine | GT |  | S | 230 | 0.85 | 165 | 190 | 120 | N |  |  | N | IPP Non-CHP | 2 | X | NG
Natural Gas Fired Combustion Turbine.NG | natural gas peaker | TRUE | 16124 | Riverside Generating Co LLC | 55198 | Riverside Generating LLC | KY | Lawrence | GTG2 | Natural Gas Fired Combustion Turbine | GT |  | S | 230 | 0.85 | 165 | 190 | 120 | N |  |  | N | IPP Non-CHP | 2 | X | NG
Natural Gas Fired Combustion Turbine.NG | natural gas peaker | TRUE | 16124 | Riverside Generating Co LLC | 55198 | Riverside Generating LLC | KY | Lawrence | GTG3 | Natural Gas Fired Combustion Turbine | GT |  | S | 230 | 0.85 | 165 | 190 | 120 | N |  |  | N | IPP Non-CHP | 2 | X | NG
Natural Gas Fired Combustion Turbine.NG | natural gas peaker | TRUE | 16124 | Riverside Generating Co LLC | 55198 | Riverside Generating LLC | KY | Lawrence | GTG4 | Natural Gas Fired Combustion Turbine | GT |  | S | 230 | 0.85 | 165 | 190 | 120 | N |  |  | N | IPP Non-CHP | 2 | X | NG
Natural Gas Fired Combustion Turbine.NG | natural gas peaker | TRUE | 16124 | Riverside Generating Co LLC | 55198 | Riverside Generating LLC | KY | Lawrence | GTG5 | Natural Gas Fired Combustion Turbine | GT |  | S | 230 | 0.85 | 165 | 190 | 120 | N |  |  | N | IPP Non-CHP | 2 | X | NG
Natural Gas Fired Combustion Turbine.NG | natural gas peaker | TRUE | 5259 | Elwood Energy LLC | 55199 | Elwood Energy LLC | IL | Will | GT1 | Natural Gas Fired Combustion Turbine | GT |  | W | 192 | 0.85 | 150 | 192 | 100 | N |  |  | N | IPP Non-CHP | 2 | X | NG
Natural Gas Fired Combustion Turbine.NG | natural gas peaker | TRUE | 5259 | Elwood Energy LLC | 55199 | Elwood Energy LLC | IL | Will | GT2 | Natural Gas Fired Combustion Turbine | GT |  | W | 192 | 0.85 | 150 | 192 | 100 | N |  |  | N | IPP Non-CHP | 2 | X | NG
Natural Gas Fired Combustion Turbine.NG | natural gas peaker | TRUE | 5259 | Elwood Energy LLC | 55199 | Elwood Energy LLC | IL | Will | GT3 | Natural Gas Fired Combustion Turbine | GT |  | W | 192 | 0.85 | 150 | 192 | 100 | N |  |  | N | IPP Non-CHP | 2 | X | NG
Natural Gas Fired Combustion Turbine.NG | natural gas peaker | TRUE | 5259 | Elwood Energy LLC | 55199 | Elwood Energy LLC | IL | Will | GT4 | Natural Gas Fired Combustion Turbine | GT |  | W | 192 | 0.85 | 150 | 192 | 100 | N |  |  | N | IPP Non-CHP | 2 | X | NG
Natural Gas Fired Combustion Turbine.NG | natural gas peaker | TRUE | 5259 | Elwood Energy LLC | 55199 | Elwood Energy LLC | IL | Will | GT5 | Natural Gas Fired Combustion Turbine | GT |  | W | 192 | 0.85 | 150 | 192 | 100 | N |  |  | N | IPP Non-CHP | 2 | X | NG
Natural Gas Fired Combustion Turbine.NG | natural gas peaker | TRUE | 5259 | Elwood Energy LLC | 55199 | Elwood Energy LLC | IL | Will | GT6 | Natural Gas Fired Combustion Turbine | GT |  | W | 192 | 0.85 | 150 | 192 | 100 | N |  |  | N | IPP Non-CHP | 2 | X | NG
Natural Gas Fired Combustion Turbine.NG | natural gas peaker | TRUE | 5259 | Elwood Energy LLC | 55199 | Elwood Energy LLC | IL | Will | GT7 | Natural Gas Fired Combustion Turbine | GT |  | W | 192 | 0.85 | 150 | 192 | 100 | N |  |  | N | IPP Non-CHP | 2 | X | NG
Natural Gas Fired Combustion Turbine.NG | natural gas peaker | TRUE | 5259 | Elwood Energy LLC | 55199 | Elwood Energy LLC | IL | Will | GT8 | Natural Gas Fired Combustion Turbine | GT |  | W | 192 | 0.85 | 150 | 192 | 100 | N |  |  | N | IPP Non-CHP | 2 | X | NG
Natural Gas Fired Combustion Turbine.NG | natural gas peaker | TRUE | 5259 | Elwood Energy LLC | 55199 | Elwood Energy LLC | IL | Will | GT9 | Natural Gas Fired Combustion Turbine | GT |  | W | 192 | 0.85 | 150 | 192 | 100 | N |  |  | N | IPP Non-CHP | 2 | X | NG
Natural Gas Fired Combined Cycle.NG | natural gas combined cycle | TRUE | 58517 | SWG Arapahoe, LLC | 55200 | Arapahoe Combustion Turbine Project | CO | Denver | UN5 | Natural Gas Fired Combined Cycle | CT | A567 | S | 71.1 | 0.85 | 39 | 39 | 15 | N |  |  | N | IPP Non-CHP | 2 | X | NG
Natural Gas Fired Combined Cycle.NG | natural gas combined cycle | TRUE | 58517 | SWG Arapahoe, LLC | 55200 | Arapahoe Combustion Turbine Project | CO | Denver | UN6 | Natural Gas Fired Combined Cycle | CT | A567 | S | 71.1 | 0.85 | 39 | 39 | 15 | N |  |  | N | IPP Non-CHP | 2 | X | NG
Natural Gas Fired Combined Cycle.NG | natural gas combined cycle | TRUE | 58517 | SWG Arapahoe, LLC | 55200 | Arapahoe Combustion Turbine Project | CO | Denver | UN7 | Natural Gas Fired Combined Cycle | CA | A567 | S | 51.8 | 0.85 | 44.5 | 48.6 | 15 | N |  |  | N | IPP Non-CHP | 2 | X | NG
Natural Gas Fired Combustion Turbine.NG | natural gas peaker | TRUE | 65379 | Earthrise Energy, PBC | 55201 | Gibson City Energy Center LLC | IL | Ford | 1 | Natural Gas Fired Combustion Turbine | GT |  | S | 135 | 0.9 | 116 | 120 | 89 | N |  |  | N | IPP Non-CHP | 2 | X | NG | DFO
Natural Gas Fired Combustion Turbine.NG | natural gas peaker | TRUE | 65379 | Earthrise Energy, PBC | 55201 | Gibson City Energy Center LLC | IL | Ford | 2 | Natural Gas Fired Combustion Turbine | GT |  | S | 135 | 0.9 | 116 | 120 | 89 | N |  |  | N | IPP Non-CHP | 2 | X | NG | DFO
Natural Gas Fired Combustion Turbine.NG | natural gas peaker | TRUE | 19436 | Union Electric Co - (MO) | 55202 | Pinckneyville | IL | Perry | 1 | Natural Gas Fired Combustion Turbine | GT |  | S | 45 | 0.85 | 44 | 46 | 29 | N |  |  | N | Electric Utility | 1 | X | NG
Natural Gas Fired Combustion Turbine.NG | natural gas peaker | TRUE | 19436 | Union Electric Co - (MO) | 55202 | Pinckneyville | IL | Perry | 2 | Natural Gas Fired Combustion Turbine | GT |  | S | 45 | 0.85 | 44 | 46 | 29 | N |  |  | N | Electric Utility | 1 | X | NG
Natural Gas Fired Combustion Turbine.NG | natural gas peaker | TRUE | 19436 | Union Electric Co - (MO) | 55202 | Pinckneyville | IL | Perry | 3 | Natural Gas Fired Combustion Turbine | GT |  | S | 45 | 0.85 | 44 | 46 | 29 | N |  |  | N | Electric Utility | 1 | X | NG
Natural Gas Fired Combustion Turbine.NG | natural gas peaker | TRUE | 19436 | Union Electric Co - (MO) | 55202 | Pinckneyville | IL | Perry | 4 | Natural Gas Fired Combustion Turbine | GT |  | S | 45 | 0.85 | 44 | 46 | 29 | N |  |  | N | Electric Utility | 1 | X | NG
Natural Gas Fired Combustion Turbine.NG | natural gas peaker | TRUE | 19436 | Union Electric Co - (MO) | 55202 | Pinckneyville | IL | Perry | 5 | Natural Gas Fired Combustion Turbine | GT |  | S | 50 | 0.8 | 35 | 44 | 30 | N |  |  | N | Electric Utility | 1 | X | NG
Natural Gas Fired Combustion Turbine.NG | natural gas peaker | TRUE | 19436 | Union Electric Co - (MO) | 55202 | Pinckneyville | IL | Perry | 6 | Natural Gas Fired Combustion Turbine | GT |  | S | 50 | 0.8 | 35 | 44 | 30 | N |  |  | N | Electric Utility | 1 | X | NG
Natural Gas Fired Combustion Turbine.NG | natural gas peaker | TRUE | 19436 | Union Electric Co - (MO) | 55202 | Pinckneyville | IL | Perry | 7 | Natural Gas Fired Combustion Turbine | GT |  | S | 50 | 0.8 | 35 | 44 | 30 | N |  |  | N | Electric Utility | 1 | X | NG
Natural Gas Fired Combustion Turbine.NG | natural gas peaker | TRUE | 19436 | Union Electric Co - (MO) | 55202 | Pinckneyville | IL | Perry | 8 | Natural Gas Fired Combustion Turbine | GT |  | S | 50 | 0.8 | 35 | 44 | 30 | N |  |  | N | Electric Utility | 1 | X | NG
Natural Gas Fired Combustion Turbine.NG | natural gas peaker | TRUE | 19436 | Union Electric Co - (MO) | 55204 | Kinmundy | IL | Marion | 1 | Natural Gas Fired Combustion Turbine | GT |  | S | 135 | 0.9 | 104 | 125 | 66 | N |  |  | N | Electric Utility | 1 | X | NG
Natural Gas Fired Combustion Turbine.NG | natural gas peaker | TRUE | 19436 | Union Electric Co - (MO) | 55204 | Kinmundy | IL | Marion | 2 | Natural Gas Fired Combustion Turbine | GT |  | S | 135 | 0.9 | 104 | 125 | 66 | N |  |  | N | Electric Utility | 1 | X | NG
Natural Gas Fired Combined Cycle.NG | natural gas combined cycle | TRUE | 4383 | Corpus Christi Cogeneration LLC | 55206 | Corpus Christi Energy Center | TX | Nueces | CT1 | Natural Gas Fired Combined Cycle | CT | CCEC | S | 198.9 | 0.85 | 156 | 163 | 95 | N |  |  | Y | IPP CHP | 3 | T | NG
Natural Gas Fired Combined Cycle.NG | natural gas combined cycle | TRUE | 4383 | Corpus Christi Cogeneration LLC | 55206 | Corpus Christi Energy Center | TX | Nueces | CT2 | Natural Gas Fired Combined Cycle | CT | CCEC | S | 198.9 | 0.85 | 156 | 163 | 95 | N |  |  | Y | IPP CHP | 3 | T | NG
Natural Gas Fired Combined Cycle.NG | natural gas combined cycle | TRUE | 4383 | Corpus Christi Cogeneration LLC | 55206 | Corpus Christi Energy Center | TX | Nueces | ST1 | Natural Gas Fired Combined Cycle | CA | CCEC | S | 195.5 | 0.85 | 165 | 165 | 15 | N |  |  | Y | IPP CHP | 3 | T | NG | OG
Natural Gas Fired Combustion Turbine.NG | natural gas peaker | TRUE | 15466 | Public Service Co of Colorado | 55207 | Valmont Combustion Turbine Project | CO | Boulder | UN7 | Natural Gas Fired Combustion Turbine | GT |  | S | 71.1 | 0.85 | 39.9 | 39.9 | 15 | N |  |  | N | Electric Utility | 1 | X | NG
Natural Gas Fired Combustion Turbine.NG | natural gas peaker | TRUE | 15466 | Public Service Co of Colorado | 55207 | Valmont Combustion Turbine Project | CO | Boulder | UN8 | Natural Gas Fired Combustion Turbine | GT |  | S | 71.1 | 0.85 | 39.9 | 39.9 | 15 | N |  |  | N | Electric Utility | 1 | X | NG
Onshore Wind Turbine.WND | onshore wind | TRUE | 59496 | Allete Clean Energy | 55208 | Lake Benton I | MN | Lincoln | EXIS | Onshore Wind Turbine | WT |  | S | 107.2 |  | 103.5 | 103.5 | 1 | N |  |  | N | IPP Non-CHP | 2 | X | WND
Natural Gas Fired Combined Cycle.NG | natural gas combined cycle | TRUE | 15473 | Public Service Co of NM | 55210 | Afton Generating Station | NM | Dona Ana | 0001 | Natural Gas Fired Combined Cycle | CT | CC1 | S | 177 | 0.9 | 144 | 156 | 80 | N |  |  | N | Electric Utility | 1 | X | NG
Natural Gas Fired Combined Cycle.NG | natural gas combined cycle | TRUE | 15473 | Public Service Co of NM | 55210 | Afton Generating Station | NM | Dona Ana | 0002 | Natural Gas Fired Combined Cycle | CA | CC1 | S | 110 | 0.85 | 94.6 | 103.4 | 50 | N |  |  | N | Electric Utility | 1 | X | NG
Natural Gas Fired Combined Cycle.NG | natural gas combined cycle | TRUE | 641 | Bellingham Power Generation LLC | 55211 | ANP Bellingham Energy Project | MA | Norfolk | U1 | Natural Gas Fired Combined Cycle | CS |  | S | 289 | 0.85 | 270.3 | 300.5 | 150 | N |  |  | N | IPP Non-CHP | 2 | X | NG
Natural Gas Fired Combined Cycle.NG | natural gas combined cycle | TRUE | 641 | Bellingham Power Generation LLC | 55211 | ANP Bellingham Energy Project | MA | Norfolk | U2 | Natural Gas Fired Combined Cycle | CS |  | S | 289 | 0.85 | 271.4 | 301.6 | 150 | N |  |  | N | IPP Non-CHP | 2 | X | NG
Natural Gas Fired Combined Cycle.NG | natural gas combined cycle | TRUE | 656 | ANP Blackstone Energy Company LLC | 55212 | ANP Blackstone Energy Project | MA | Worcester | U1 | Natural Gas Fired Combined Cycle | CS |  | S | 289 | 0.85 | 246.6 | 280.7 | 150 | N |  |  | N | IPP Non-CHP | 2 | X | NG
Natural Gas Fired Combined Cycle.NG | natural gas combined cycle | TRUE | 656 | ANP Blackstone Energy Company LLC | 55212 | ANP Blackstone Energy Project | MA | Worcester | U2 | Natural Gas Fired Combined Cycle | CS |  | S | 289 | 0.85 | 239 | 278.8 | 150 | N |  |  | N | IPP Non-CHP | 2 | X | NG
Natural Gas Fired Combined Cycle.NG | natural gas combined cycle | TRUE | 60477 | LaFrontera Holdings LLC | 55215 | Odessa-Ector Power Plant | TX | Ector | CTG1 | Natural Gas Fired Combined Cycle | CT | BLK1 | S | 176 | 0.85 | 166.7 | 195.2 | 84.8 | N |  |  | N | IPP Non-CHP | 2 | X | NG
Natural Gas Fired Combined Cycle.NG | natural gas combined cycle | TRUE | 60477 | LaFrontera Holdings LLC | 55215 | Odessa-Ector Power Plant | TX | Ector | CTG2 | Natural Gas Fired Combined Cycle | CT | BLK1 | S | 176 | 0.85 | 158.2 | 189.1 | 82.7 | N |  |  | N | IPP Non-CHP | 2 | X | NG
Natural Gas Fired Combined Cycle.NG | natural gas combined cycle | TRUE | 60477 | LaFrontera Holdings LLC | 55215 | Odessa-Ector Power Plant | TX | Ector | CTG3 | Natural Gas Fired Combined Cycle | CT | BLK2 | S | 176 | 0.85 | 166.7 | 195.2 | 92.2 | N |  |  | N | IPP Non-CHP | 2 | X | NG
Natural Gas Fired Combined Cycle.NG | natural gas combined cycle | TRUE | 60477 | LaFrontera Holdings LLC | 55215 | Odessa-Ector Power Plant | TX | Ector | CTG4 | Natural Gas Fired Combined Cycle | CT | BLK2 | S | 176 | 0.85 | 158.2 | 189.1 | 95.2 | N |  |  | N | IPP Non-CHP | 2 | X | NG
Natural Gas Fired Combined Cycle.NG | natural gas combined cycle | TRUE | 60477 | LaFrontera Holdings LLC | 55215 | Odessa-Ector Power Plant | TX | Ector | STG1 | Natural Gas Fired Combined Cycle | CA | BLK1 | S | 224.4 | 0.85 | 206 | 217 | 53.3 | N |  |  | N | IPP Non-CHP | 2 | X | NG
Natural Gas Fired Combined Cycle.NG | natural gas combined cycle | TRUE | 60477 | LaFrontera Holdings LLC | 55215 | Odessa-Ector Power Plant | TX | Ector | STG2 | Natural Gas Fired Combined Cycle | CA | BLK2 | S | 224.4 | 0.85 | 206 | 217 | 55.6 | N |  |  | N | IPP Non-CHP | 2 | X | NG
Natural Gas Fired Combined Cycle.NG | natural gas combined cycle | TRUE | 54755 | Morris Cogeneration LLC | 55216 | Morris Cogeneration LLC | IL | Grundy | STG1 | Natural Gas Fired Combined Cycle | CA | MCG1 | S | 82.9 | 0.85 | 62 | 62 | 1 | N |  |  | Y | IPP CHP | 3 | B | NG
Natural Gas Fired Combined Cycle.NG | natural gas combined cycle | TRUE | 54755 | Morris Cogeneration LLC | 55216 | Morris Cogeneration LLC | IL | Grundy | UNT1 | Natural Gas Fired Combined Cycle | CT | MCG1 | S | 45.3 | 0.85 | 44 | 44 | 22 | N |  |  | Y | IPP CHP | 3 | T | NG | OG
Natural Gas Fired Combined Cycle.NG | natural gas combined cycle | TRUE | 54755 | Morris Cogeneration LLC | 55216 | Morris Cogeneration LLC | IL | Grundy | UNT2 | Natural Gas Fired Combined Cycle | CT | MCG1 | S | 45.3 | 0.85 | 44 | 44 | 22 | N |  |  | Y | IPP CHP | 3 | T | NG | OG
Natural Gas Fired Combined Cycle.NG | natural gas combined cycle | TRUE | 54755 | Morris Cogeneration LLC | 55216 | Morris Cogeneration LLC | IL | Grundy | UNT3 | Natural Gas Fired Combined Cycle | CT | MCG1 | S | 45.3 | 0.85 | 44 | 45 | 22 | N |  |  | Y | IPP CHP | 3 | T | NG | OG
Natural Gas Fired Combined Cycle.NG | natural gas combined cycle | TRUE | 2843 | Los Medanos Energy Center LLC | 55217 | Los Medanos Energy Center | CA | Contra Costa | CTG1 | Natural Gas Fired Combined Cycle | CT | CC1 | S | 198.9 | 0.85 | 165 | 177 | 105 | N |  |  | Y | IPP CHP | 3 | T | NG
Natural Gas Fired Combined Cycle.NG | natural gas combined cycle | TRUE | 2843 | Los Medanos Energy Center LLC | 55217 | Los Medanos Energy Center | CA | Contra Costa | CTG2 | Natural Gas Fired Combined Cycle | CT | CC1 | S | 198.9 | 0.85 | 165 | 177 | 105 | N |  |  | Y | IPP CHP | 3 | T | NG
Natural Gas Fired Combined Cycle.NG | natural gas combined cycle | TRUE | 2843 | Los Medanos Energy Center LLC | 55217 | Los Medanos Energy Center | CA | Contra Costa | STG3 | Natural Gas Fired Combined Cycle | CA | CC1 | S | 280.5 | 0.85 | 237 | 244 | 80 | N |  |  | Y | IPP CHP | 3 | T | NG
Natural Gas Fired Combined Cycle.NG | natural gas combined cycle | TRUE | 12685 | Entergy Mississippi LLC | 55218 | Hinds Energy Facility | MS | Hinds | H01 | Natural Gas Fired Combined Cycle | CT | PB01 | S | 176.6 | 0.85 |  |  | 90 | N |  |  | N | Electric Utility | 1 | X | NG
Natural Gas Fired Combined Cycle.NG | natural gas combined cycle | TRUE | 12685 | Entergy Mississippi LLC | 55218 | Hinds Energy Facility | MS | Hinds | H02 | Natural Gas Fired Combined Cycle | CT | PB01 | S | 176.6 | 0.85 |  |  | 90 | N |  |  | N | Electric Utility | 1 | X | NG
Natural Gas Fired Combined Cycle.NG | natural gas combined cycle | TRUE | 12685 | Entergy Mississippi LLC | 55218 | Hinds Energy Facility | MS | Hinds | H03 | Natural Gas Fired Combined Cycle | CA | PB01 | S | 198.1 | 0.85 | 454.6 | 515 | 120 | N |  |  | N | Electric Utility | 1 | X | NG
Natural Gas Fired Combustion Turbine.NG | natural gas peaker | TRUE | 12685 | Entergy Mississippi LLC | 55218 | Hinds Energy Facility | MS | Hinds | H04BS | Natural Gas Fired Combustion Turbine | GT |  | S | 49.1 | 0.85 | 27.4 | 33.4 | 17 | N |  |  | N | Electric Utility | 1 | X | NG
Natural Gas Fired Combined Cycle.NG | natural gas combined cycle | TRUE | 12685 | Entergy Mississippi LLC | 55220 | Attala | MS | Attala | A01 | Natural Gas Fired Combined Cycle | CT | PB01 | S | 176.6 | 0.85 |  |  | 95 | N |  |  | N | Electric Utility | 1 | X | NG
Natural Gas Fired Combined Cycle.NG | natural gas combined cycle | TRUE | 12685 | Entergy Mississippi LLC | 55220 | Attala | MS | Attala | A02 | Natural Gas Fired Combined Cycle | CT | PB01 | S | 176.6 | 0.85 |  |  | 95 | N |  |  | N | Electric Utility | 1 | X | NG
Natural Gas Fired Combined Cycle.NG | natural gas combined cycle | TRUE | 12685 | Entergy Mississippi LLC | 55220 | Attala | MS | Attala | A03 | Natural Gas Fired Combined Cycle | CA | PB01 | S | 198.1 | 0.85 | 456 | 518 | 60 | N |  |  | N | Electric Utility | 1 | X | NG
Natural Gas Fired Combined Cycle.NG | natural gas combined cycle | TRUE | 807 | Arkansas Electric Coop Corp | 55221 | Harry L. Oswald | AR | Pulaski | G1 | Natural Gas Fired Combined Cycle | CT | OSW1 | S | 51 | 0.85 | 47 | 47 | 27 | N |  |  | N | Electric Utility | 1 | X | NG
Natural Gas Fired Combined Cycle.NG | natural gas combined cycle | TRUE | 807 | Arkansas Electric Coop Corp | 55221 | Harry L. Oswald | AR | Pulaski | G2 | Natural Gas Fired Combined Cycle | CT | OSW1 | S | 51 | 0.85 | 47 | 47 | 27 | N |  |  | N | Electric Utility | 1 | X | NG
Natural Gas Fired Combined Cycle.NG | natural gas combined cycle | TRUE | 807 | Arkansas Electric Coop Corp | 55221 | Harry L. Oswald | AR | Pulaski | G3 | Natural Gas Fired Combined Cycle | CT | OSW1 | S | 51 | 0.85 | 47 | 47 | 27 | N |  |  | N | Electric Utility | 1 | X | NG
Natural Gas Fired Combined Cycle.NG | natural gas combined cycle | TRUE | 807 | Arkansas Electric Coop Corp | 55221 | Harry L. Oswald | AR | Pulaski | G4 | Natural Gas Fired Combined Cycle | CT | OSW1 | S | 51 | 0.85 | 47 | 47 | 27 | N |  |  | N | Electric Utility | 1 | X | NG
Natural Gas Fired Combined Cycle.NG | natural gas combined cycle | TRUE | 807 | Arkansas Electric Coop Corp | 55221 | Harry L. Oswald | AR | Pulaski | G5 | Natural Gas Fired Combined Cycle | CT | OSW1 | S | 51 | 0.85 | 47 | 47 | 27 | N |  |  | N | Electric Utility | 1 | X | NG
Natural Gas Fired Combined Cycle.NG | natural gas combined cycle | TRUE | 807 | Arkansas Electric Coop Corp | 55221 | Harry L. Oswald | AR | Pulaski | G6 | Natural Gas Fired Combined Cycle | CT | OSW1 | S | 51 | 0.85 | 47 | 47 | 27 | N |  |  | N | Electric Utility | 1 | X | NG
Natural Gas Fired Combined Cycle.NG | natural gas combined cycle | TRUE | 807 | Arkansas Electric Coop Corp | 55221 | Harry L. Oswald | AR | Pulaski | G7 | Natural Gas Fired Combined Cycle | CT | OSW1 | S | 83.5 | 0.85 | 76 | 76 | 34 | N |  |  | N | Electric Utility | 1 | X | NG
Natural Gas Fired Combined Cycle.NG | natural gas combined cycle | TRUE | 807 | Arkansas Electric Coop Corp | 55221 | Harry L. Oswald | AR | Pulaski | G8 | Natural Gas Fired Combined Cycle | CA | OSW1 | S | 105 | 0.9 | 95 | 95 | 32 | N |  |  | N | Electric Utility | 1 | X | NG
Natural Gas Fired Combined Cycle.NG | natural gas combined cycle | TRUE | 807 | Arkansas Electric Coop Corp | 55221 | Harry L. Oswald | AR | Pulaski | G9 | Natural Gas Fired Combined Cycle | CA | OSW1 | S | 105 | 0.9 | 95 | 95 | 32 | N |  |  | N | Electric Utility | 1 | X | NG
Natural Gas Fired Combustion Turbine.NG | natural gas peaker | TRUE | 65379 | Earthrise Energy, PBC | 55222 | Lincoln Generating Facility | IL | Will | CTG1 | Natural Gas Fired Combustion Turbine | GT |  | S | 86.5 | 0.85 | 77.5 | 93.3 | 45 | N |  |  | N | IPP Non-CHP | 2 | X | NG
Natural Gas Fired Combustion Turbine.NG | natural gas peaker | TRUE | 65379 | Earthrise Energy, PBC | 55222 | Lincoln Generating Facility | IL | Will | CTG2 | Natural Gas Fired Combustion Turbine | GT |  | S | 86.5 | 0.85 | 77.8 | 93.4 | 45 | N |  |  | N | IPP Non-CHP | 2 | X | NG
Natural Gas Fired Combustion Turbine.NG | natural gas peaker | TRUE | 65379 | Earthrise Energy, PBC | 55222 | Lincoln Generating Facility | IL | Will | CTG3 | Natural Gas Fired Combustion Turbine | GT |  | S | 86.5 | 0.85 | 78 | 94.7 | 45 | N |  |  | N | IPP Non-CHP | 2 | X | NG
Natural Gas Fired Combustion Turbine.NG | natural gas peaker | TRUE | 65379 | Earthrise Energy, PBC | 55222 | Lincoln Generating Facility | IL | Will | CTG4 | Natural Gas Fired Combustion Turbine | GT |  | S | 86.5 | 0.85 | 78 | 93.8 | 45 | N |  |  | N | IPP Non-CHP | 2 | X | NG
Natural Gas Fired Combustion Turbine.NG | natural gas peaker | TRUE | 65379 | Earthrise Energy, PBC | 55222 | Lincoln Generating Facility | IL | Will | CTG5 | Natural Gas Fired Combustion Turbine | GT |  | S | 86.5 | 0.85 | 77.5 | 92.2 | 45 | N |  |  | N | IPP Non-CHP | 2 | X | NG
Natural Gas Fired Combustion Turbine.NG | natural gas peaker | TRUE | 65379 | Earthrise Energy, PBC | 55222 | Lincoln Generating Facility | IL | Will | CTG6 | Natural Gas Fired Combustion Turbine | GT |  | S | 86.5 | 0.85 | 77.3 | 92.8 | 45 | N |  |  | N | IPP Non-CHP | 2 | X | NG
Natural Gas Fired Combustion Turbine.NG | natural gas peaker | TRUE | 65379 | Earthrise Energy, PBC | 55222 | Lincoln Generating Facility | IL | Will | CTG7 | Natural Gas Fired Combustion Turbine | GT |  | S | 86.5 | 0.85 | 78.2 | 92.8 | 45 | N |  |  | N | IPP Non-CHP | 2 | X | NG
Natural Gas Fired Combustion Turbine.NG | natural gas peaker | TRUE | 65379 | Earthrise Energy, PBC | 55222 | Lincoln Generating Facility | IL | Will | CTG8 | Natural Gas Fired Combustion Turbine | GT |  | S | 86.5 | 0.85 | 78.6 | 94.1 | 45 | N |  |  | N | IPP Non-CHP | 2 | X | NG
Natural Gas Fired Combined Cycle.NG | natural gas combined cycle | TRUE | 5761 | Ennis Power Company LLC | 55223 | Ennis Power Company LLC | TX | Ellis | GT1 | Natural Gas Fired Combined Cycle | CT | CC1 | S | 285 | 0.9 | 245.1 | 267.9 | 190 | N |  |  | N | IPP Non-CHP | 2 | X | NG
Natural Gas Fired Combined Cycle.NG | natural gas combined cycle | TRUE | 5761 | Ennis Power Company LLC | 55223 | Ennis Power Company LLC | TX | Ellis | ST1 | Natural Gas Fired Combined Cycle | CA | CC1 | S | 133 | 0.9 | 114.4 | 125 | 80 | N |  |  | N | IPP Non-CHP | 2 | X | NG
Natural Gas Fired Combustion Turbine.NG | natural gas peaker | TRUE | 15470 | Duke Energy Indiana, LLC | 55224 | Wheatland Generating Facility | IN | Knox | CTG1 | Natural Gas Fired Combustion Turbine | GT |  | S | 125.1 | 0.9 | 111 | 126 | 80 | N |  |  | N | Electric Utility | 1 | X | NG
Natural Gas Fired Combustion Turbine.NG | natural gas peaker | TRUE | 15470 | Duke Energy Indiana, LLC | 55224 | Wheatland Generating Facility | IN | Knox | CTG2 | Natural Gas Fired Combustion Turbine | GT |  | S | 125.1 | 0.9 | 112 | 126 | 80 | N |  |  | N | Electric Utility | 1 | X | NG
Natural Gas Fired Combustion Turbine.NG | natural gas peaker | TRUE | 15470 | Duke Energy Indiana, LLC | 55224 | Wheatland Generating Facility | IN | Knox | CTG3 | Natural Gas Fired Combustion Turbine | GT |  | S | 125.1 | 0.9 | 108 | 129 | 80 | N |  |  | N | Electric Utility | 1 | X | NG
Natural Gas Fired Combustion Turbine.NG | natural gas peaker | TRUE | 15470 | Duke Energy Indiana, LLC | 55224 | Wheatland Generating Facility | IN | Knox | CTG4 | Natural Gas Fired Combustion Turbine | GT |  | S | 125.1 | 0.9 | 111 | 127 | 80 | N |  |  | N | Electric Utility | 1 | X | NG
Natural Gas Fired Combined Cycle.NG | natural gas combined cycle | TRUE | 2897 | Oneta Power LLC | 55225 | Oneta Energy Center | OK | Wagoner | CTG1 | Natural Gas Fired Combined Cycle | CT | BLK1 | S | 176 | 0.85 | 149.3 | 160.1 | 85 | N |  |  | N | IPP Non-CHP | 2 | X | NG
Natural Gas Fired Combined Cycle.NG | natural gas combined cycle | TRUE | 2897 | Oneta Power LLC | 55225 | Oneta Energy Center | OK | Wagoner | CTG2 | Natural Gas Fired Combined Cycle | CT | BLK1 | S | 176 | 0.85 | 149.3 | 160.1 | 85 | N |  |  | N | IPP Non-CHP | 2 | X | NG
Natural Gas Fired Combined Cycle.NG | natural gas combined cycle | TRUE | 2897 | Oneta Power LLC | 55225 | Oneta Energy Center | OK | Wagoner | CTG3 | Natural Gas Fired Combined Cycle | CT | BLK2 | S | 176 | 0.85 | 149.3 | 160.1 | 85 | N |  |  | N | IPP Non-CHP | 2 | X | NG
Natural Gas Fired Combined Cycle.NG | natural gas combined cycle | TRUE | 2897 | Oneta Power LLC | 55225 | Oneta Energy Center | OK | Wagoner | CTG4 | Natural Gas Fired Combined Cycle | CT | BLK2 | S | 176 | 0.85 | 149.3 | 160.1 | 85 | N |  |  | N | IPP Non-CHP | 2 | X | NG
Natural Gas Fired Combined Cycle.NG | natural gas combined cycle | TRUE | 2897 | Oneta Power LLC | 55225 | Oneta Energy Center | OK | Wagoner | STG1 | Natural Gas Fired Combined Cycle | CA | BLK1 | S | 255 | 0.85 | 244.6 | 243.9 | 60 | N |  |  | N | IPP Non-CHP | 2 | X | NG
Natural Gas Fired Combined Cycle.NG | natural gas combined cycle | TRUE | 2897 | Oneta Power LLC | 55225 | Oneta Energy Center | OK | Wagoner | STG2 | Natural Gas Fired Combined Cycle | CA | BLK2 | S | 255 | 0.85 | 244.6 | 243.9 | 60 | N |  |  | N | IPP Non-CHP | 2 | X | NG
Natural Gas Fired Combined Cycle.NG | natural gas combined cycle | TRUE | 6763 | Freestone Power Generation LLC | 55226 | Freestone Energy Center | TX | Freestone | GT1 | Natural Gas Fired Combined Cycle | CT | PB1 | J | 166.7 | 0.85 | 167 | 179 | 90 | N |  |  | N | IPP Non-CHP | 2 | X | NG
Natural Gas Fired Combined Cycle.NG | natural gas combined cycle | TRUE | 6763 | Freestone Power Generation LLC | 55226 | Freestone Energy Center | TX | Freestone | GT2 | Natural Gas Fired Combined Cycle | CT | PB1 | J | 166.7 | 0.85 | 167 | 179 | 90 | N |  |  | N | IPP Non-CHP | 2 | X | NG
Natural Gas Fired Combined Cycle.NG | natural gas combined cycle | TRUE | 6763 | Freestone Power Generation LLC | 55226 | Freestone Energy Center | TX | Freestone | GT3 | Natural Gas Fired Combined Cycle | CT | PB2 | J | 166.7 | 0.85 | 167 | 179 | 90 | N |  |  | N | IPP Non-CHP | 2 | X | NG
Natural Gas Fired Combined Cycle.NG | natural gas combined cycle | TRUE | 6763 | Freestone Power Generation LLC | 55226 | Freestone Energy Center | TX | Freestone | GT4 | Natural Gas Fired Combined Cycle | CT | PB2 | J | 166.7 | 0.85 | 167 | 179 | 90 | N |  |  | N | IPP Non-CHP | 2 | X | NG
Natural Gas Fired Combined Cycle.NG | natural gas combined cycle | TRUE | 6763 | Freestone Power Generation LLC | 55226 | Freestone Energy Center | TX | Freestone | ST3 | Natural Gas Fired Combined Cycle | CA | PB1 | J | 184.6 | 0.85 | 182 | 189.6 | 80 | N |  |  | N | IPP Non-CHP | 2 | X | NG
Natural Gas Fired Combined Cycle.NG | natural gas combined cycle | TRUE | 6763 | Freestone Power Generation LLC | 55226 | Freestone Energy Center | TX | Freestone | ST6 | Natural Gas Fired Combined Cycle | CA | PB2 | J | 184.6 | 0.85 | 182 | 189 | 80 | N |  |  | N | IPP Non-CHP | 2 | X | NG
Natural Gas Fired Combustion Turbine.NG | natural gas peaker | TRUE | 7004 | Buckeye Power, Inc | 55228 | Greenville Electric Generating Station | OH | Darke | GT1 | Natural Gas Fired Combustion Turbine | GT |  | S | 59 | 0.85 | 49 | 59 | 30 | N |  |  | N | Electric Utility | 1 | X | NG | DFO
Natural Gas Fired Combustion Turbine.NG | natural gas peaker | TRUE | 7004 | Buckeye Power, Inc | 55228 | Greenville Electric Generating Station | OH | Darke | GT2 | Natural Gas Fired Combustion Turbine | GT |  | S | 59 | 0.85 | 49 | 59 | 30 | N |  |  | N | Electric Utility | 1 | X | NG | DFO
Natural Gas Fired Combustion Turbine.NG | natural gas peaker | TRUE | 7004 | Buckeye Power, Inc | 55228 | Greenville Electric Generating Station | OH | Darke | GT3 | Natural Gas Fired Combustion Turbine | GT |  | S | 59 | 0.85 | 49 | 59 | 30 | N |  |  | N | Electric Utility | 1 | X | NG | DFO
Natural Gas Fired Combustion Turbine.NG | natural gas peaker | TRUE | 7004 | Buckeye Power, Inc | 55228 | Greenville Electric Generating Station | OH | Darke | GT4 | Natural Gas Fired Combustion Turbine | GT |  | S | 59 | 0.85 | 49 | 59 | 30 | N |  |  | N | Electric Utility | 1 | X | NG | DFO
Natural Gas Fired Combustion Turbine.NG | natural gas peaker | TRUE | 61919 | Kimura Power LLC | 55229 | Montpelier Electric Generating Station | IN | Wells | GT1 | Natural Gas Fired Combustion Turbine | GT |  | S | 59 | 0.85 | 57 | 59 | 30 | N |  |  | N | IPP Non-CHP | 2 | X | NG | DFO
Natural Gas Fired Combustion Turbine.NG | natural gas peaker | TRUE | 61919 | Kimura Power LLC | 55229 | Montpelier Electric Generating Station | IN | Wells | GT2 | Natural Gas Fired Combustion Turbine | GT |  | S | 59 | 0.85 | 58 | 59 | 30 | N |  |  | N | IPP Non-CHP | 2 | X | NG | DFO
Natural Gas Fired Combustion Turbine.NG | natural gas peaker | TRUE | 61919 | Kimura Power LLC | 55229 | Montpelier Electric Generating Station | IN | Wells | GT3 | Natural Gas Fired Combustion Turbine | GT |  | S | 59 | 0.85 | 59.1 | 59 | 30 | N |  |  | N | IPP Non-CHP | 2 | X | NG | DFO
Natural Gas Fired Combustion Turbine.NG | natural gas peaker | TRUE | 61919 | Kimura Power LLC | 55229 | Montpelier Electric Generating Station | IN | Wells | GT4 | Natural Gas Fired Combustion Turbine | GT |  | S | 59 | 0.85 | 59 | 59 | 30 | N |  |  | N | IPP Non-CHP | 2 | X | NG | DFO
Natural Gas Fired Combined Cycle.NG | natural gas combined cycle | TRUE | 2172 | Brazos Electric Power Coop Inc | 55230 | Jack County | TX | Wise | CT1 | Natural Gas Fired Combined Cycle | CT | CC01 | S | 170 | 0.85 | 165 | 170 | 164 | N |  |  | N | Electric Utility | 1 | X | NG
Natural Gas Fired Combined Cycle.NG | natural gas combined cycle | TRUE | 2172 | Brazos Electric Power Coop Inc | 55230 | Jack County | TX | Wise | CT2 | Natural Gas Fired Combined Cycle | CT | CC01 | S | 170 | 0.85 | 165 | 170 | 164 | N |  |  | N | Electric Utility | 1 | X | NG
Natural Gas Fired Combined Cycle.NG | natural gas combined cycle | TRUE | 2172 | Brazos Electric Power Coop Inc | 55230 | Jack County | TX | Wise | CT3 | Natural Gas Fired Combined Cycle | CT | CC02 | S | 170 | 0.85 | 165 | 170 | 164 | N |  |  | N | Electric Utility | 1 | X | NG
Natural Gas Fired Combined Cycle.NG | natural gas combined cycle | TRUE | 2172 | Brazos Electric Power Coop Inc | 55230 | Jack County | TX | Wise | CT4 | Natural Gas Fired Combined Cycle | CT | CC02 | S | 170 | 0.85 | 165 | 170 | 164 | N |  |  | N | Electric Utility | 1 | X | NG
Natural Gas Fired Combined Cycle.NG | natural gas combined cycle | TRUE | 2172 | Brazos Electric Power Coop Inc | 55230 | Jack County | TX | Wise | ST1 | Natural Gas Fired Combined Cycle | CA | CC01 | S | 300 | 0.85 | 290.5 | 300 | 60 | N |  |  | N | Electric Utility | 1 | X | NG
Natural Gas Fired Combined Cycle.NG | natural gas combined cycle | TRUE | 2172 | Brazos Electric Power Coop Inc | 55230 | Jack County | TX | Wise | ST2 | Natural Gas Fired Combined Cycle | CA | CC02 | S | 300 | 0.85 | 290.5 | 300 | 60 | N |  |  | N | Electric Utility | 1 | X | NG
Natural Gas Fired Combined Cycle.NG | natural gas combined cycle | TRUE | 27031 | Liberty Electric Power LLC | 55231 | Liberty Electric Power Plant | PA | Delaware | GTG1 | Natural Gas Fired Combined Cycle | CT | CC1 | S | 186 | 0.85 | 169.1 | 169.1 | 95 | N |  |  | N | IPP Non-CHP | 2 | X | NG
Natural Gas Fired Combined Cycle.NG | natural gas combined cycle | TRUE | 27031 | Liberty Electric Power LLC | 55231 | Liberty Electric Power Plant | PA | Delaware | GTG2 | Natural Gas Fired Combined Cycle | CT | CC1 | S | 186 | 0.85 | 169.1 | 169.1 | 95 | N |  |  | N | IPP Non-CHP | 2 | X | NG
Natural Gas Fired Combined Cycle.NG | natural gas combined cycle | TRUE | 27031 | Liberty Electric Power LLC | 55231 | Liberty Electric Power Plant | PA | Delaware | STG | Natural Gas Fired Combined Cycle | CA | CC1 | S | 242 | 0.85 | 223.8 | 223.8 | 100 | N |  |  | N | IPP Non-CHP | 2 | X | NG
Natural Gas Fired Combustion Turbine.NG | natural gas peaker | TRUE | 18642 | Tennessee Valley Authority | 55232 | Marshall Energy Facility | KY | Marshall | CT1 | Natural Gas Fired Combustion Turbine | GT |  | S | 86 | 0.9 | 72.7 | 92.8 | 45 | N |  |  | N | Electric Utility | 1 | X | NG | DFO
Natural Gas Fired Combustion Turbine.NG | natural gas peaker | TRUE | 18642 | Tennessee Valley Authority | 55232 | Marshall Energy Facility | KY | Marshall | CT2 | Natural Gas Fired Combustion Turbine | GT |  | S | 86 | 0.9 | 72.7 | 92.8 | 45 | N |  |  | N | Electric Utility | 1 | X | NG | DFO
Natural Gas Fired Combustion Turbine.NG | natural gas peaker | TRUE | 18642 | Tennessee Valley Authority | 55232 | Marshall Energy Facility | KY | Marshall | CT3 | Natural Gas Fired Combustion Turbine | GT |  | S | 86 | 0.9 | 72.7 | 92.8 | 45 | N |  |  | N | Electric Utility | 1 | X | NG | DFO
Natural Gas Fired Combustion Turbine.NG | natural gas peaker | TRUE | 18642 | Tennessee Valley Authority | 55232 | Marshall Energy Facility | KY | Marshall | CT4 | Natural Gas Fired Combustion Turbine | GT |  | S | 86 | 0.9 | 72.7 | 92.8 | 45 | N |  |  | N | Electric Utility | 1 | X | NG | DFO
Natural Gas Fired Combustion Turbine.NG | natural gas peaker | TRUE | 18642 | Tennessee Valley Authority | 55232 | Marshall Energy Facility | KY | Marshall | CT5 | Natural Gas Fired Combustion Turbine | GT |  | S | 86 | 0.9 | 72.7 | 92.8 | 45 | N |  |  | N | Electric Utility | 1 | X | NG | DFO
Natural Gas Fired Combustion Turbine.NG | natural gas peaker | TRUE | 18642 | Tennessee Valley Authority | 55232 | Marshall Energy Facility | KY | Marshall | CT6 | Natural Gas Fired Combustion Turbine | GT |  | S | 86 | 0.9 | 72.7 | 92.8 | 45 | N |  |  | N | Electric Utility | 1 | X | NG | DFO
Natural Gas Fired Combustion Turbine.NG | natural gas peaker | TRUE | 18642 | Tennessee Valley Authority | 55232 | Marshall Energy Facility | KY | Marshall | CT7 | Natural Gas Fired Combustion Turbine | GT |  | S | 86 | 0.9 | 72.7 | 92.8 | 45 | N |  |  | N | Electric Utility | 1 | X | NG | DFO
Natural Gas Fired Combustion Turbine.NG | natural gas peaker | TRUE | 18642 | Tennessee Valley Authority | 55232 | Marshall Energy Facility | KY | Marshall | CT8 | Natural Gas Fired Combustion Turbine | GT |  | S | 86 | 0.9 | 72.7 | 92.8 | 45 | N |  |  | N | Electric Utility | 1 | X | NG | DFO
Natural Gas Fired Combustion Turbine.NG | natural gas peaker | TRUE | 8027 | Handsome Lake Energy LLC | 55233 | Handsome Lake Energy LLC | PA | Venango | GT01 | Natural Gas Fired Combustion Turbine | GT |  | S | 58.9 | 0.85 | 53.5 | 53.5 | 22 | N |  |  | N | IPP Non-CHP | 2 | X | NG
Natural Gas Fired Combustion Turbine.NG | natural gas peaker | TRUE | 8027 | Handsome Lake Energy LLC | 55233 | Handsome Lake Energy LLC | PA | Venango | GT02 | Natural Gas Fired Combustion Turbine | GT |  | S | 58.9 | 0.85 | 53.5 | 53.5 | 22 | N |  |  | N | IPP Non-CHP | 2 | X | NG
Natural Gas Fired Combustion Turbine.NG | natural gas peaker | TRUE | 8027 | Handsome Lake Energy LLC | 55233 | Handsome Lake Energy LLC | PA | Venango | GT03 | Natural Gas Fired Combustion Turbine | GT |  | S | 58.9 | 0.85 | 53.5 | 53.5 | 22 | N |  |  | N | IPP Non-CHP | 2 | X | NG
Natural Gas Fired Combustion Turbine.NG | natural gas peaker | TRUE | 8027 | Handsome Lake Energy LLC | 55233 | Handsome Lake Energy LLC | PA | Venango | GT04 | Natural Gas Fired Combustion Turbine | GT |  | S | 58.9 | 0.85 | 53.5 | 53.5 | 22 | N |  |  | N | IPP Non-CHP | 2 | X | NG
Natural Gas Fired Combustion Turbine.NG | natural gas peaker | TRUE | 8027 | Handsome Lake Energy LLC | 55233 | Handsome Lake Energy LLC | PA | Venango | GT05 | Natural Gas Fired Combustion Turbine | GT |  | S | 58.9 | 0.85 | 53.5 | 53.5 | 22 | N |  |  | N | IPP Non-CHP | 2 | X | NG
Natural Gas Fired Combustion Turbine.NG | natural gas peaker | TRUE | 19436 | Union Electric Co - (MO) | 55234 | Audrain Generating Station | MO | Audrain | GT1 | Natural Gas Fired Combustion Turbine | GT |  | S | 101.8 | 0.85 | 75 | 92 | 56 | N |  |  | N | Electric Utility | 1 | X | NG
Natural Gas Fired Combustion Turbine.NG | natural gas peaker | TRUE | 19436 | Union Electric Co - (MO) | 55234 | Audrain Generating Station | MO | Audrain | GT2 | Natural Gas Fired Combustion Turbine | GT |  | S | 101.8 | 0.85 | 75 | 92 | 56 | N |  |  | N | Electric Utility | 1 | X | NG
Natural Gas Fired Combustion Turbine.NG | natural gas peaker | TRUE | 19436 | Union Electric Co - (MO) | 55234 | Audrain Generating Station | MO | Audrain | GT3 | Natural Gas Fired Combustion Turbine | GT |  | S | 101.8 | 0.85 | 75 | 92 | 56 | N |  |  | N | Electric Utility | 1 | X | NG
Natural Gas Fired Combustion Turbine.NG | natural gas peaker | TRUE | 19436 | Union Electric Co - (MO) | 55234 | Audrain Generating Station | MO | Audrain | GT4 | Natural Gas Fired Combustion Turbine | GT |  | S | 101.8 | 0.85 | 75 | 92 | 56 | N |  |  | N | Electric Utility | 1 | X | NG
Natural Gas Fired Combustion Turbine.NG | natural gas peaker | TRUE | 19436 | Union Electric Co - (MO) | 55234 | Audrain Generating Station | MO | Audrain | GT5 | Natural Gas Fired Combustion Turbine | GT |  | S | 101.8 | 0.85 | 75 | 92 | 56 | N |  |  | N | Electric Utility | 1 | X | NG
Natural Gas Fired Combustion Turbine.NG | natural gas peaker | TRUE | 19436 | Union Electric Co - (MO) | 55234 | Audrain Generating Station | MO | Audrain | GT6 | Natural Gas Fired Combustion Turbine | GT |  | S | 101.8 | 0.85 | 75 | 92 | 56 | N |  |  | N | Electric Utility | 1 | X | NG
Natural Gas Fired Combustion Turbine.NG | natural gas peaker | TRUE | 19436 | Union Electric Co - (MO) | 55234 | Audrain Generating Station | MO | Audrain | GT7 | Natural Gas Fired Combustion Turbine | GT |  | S | 101.8 | 0.85 | 75 | 92 | 56 | N |  |  | N | Electric Utility | 1 | X | NG
Natural Gas Fired Combustion Turbine.NG | natural gas peaker | TRUE | 19436 | Union Electric Co - (MO) | 55234 | Audrain Generating Station | MO | Audrain | GT8 | Natural Gas Fired Combustion Turbine | GT |  | S | 101.8 | 0.85 | 75 | 92 | 56 | N |  |  | N | Electric Utility | 1 | X | NG
Natural Gas Fired Combustion Turbine.NG | natural gas peaker | TRUE | 59921 | Lee County Generating Station | 55236 | Lee Energy Facility | IL | Lee | CT1 | Natural Gas Fired Combustion Turbine | GT |  | S | 86.5 | 0.85 | 84.9 | 89.5 | 45 | N |  |  | N | IPP Non-CHP | 2 | X | NG
Natural Gas Fired Combustion Turbine.NG | natural gas peaker | TRUE | 59921 | Lee County Generating Station | 55236 | Lee Energy Facility | IL | Lee | CT2 | Natural Gas Fired Combustion Turbine | GT |  | W | 86.5 | 0.85 | 84.9 | 89.5 | 45 | N |  |  | N | IPP Non-CHP | 2 | X | NG
Natural Gas Fired Combustion Turbine.NG | natural gas peaker | TRUE | 59921 | Lee County Generating Station | 55236 | Lee Energy Facility | IL | Lee | CT3 | Natural Gas Fired Combustion Turbine | GT |  | W | 86.5 | 0.85 | 84.9 | 89.5 | 45 | N |  |  | N | IPP Non-CHP | 2 | X | NG
Natural Gas Fired Combustion Turbine.NG | natural gas peaker | TRUE | 59921 | Lee County Generating Station | 55236 | Lee Energy Facility | IL | Lee | CT4 | Natural Gas Fired Combustion Turbine | GT |  | W | 86.5 | 0.85 | 84.1 | 89.5 | 45 | N |  |  | N | IPP Non-CHP | 2 | X | NG
Natural Gas Fired Combustion Turbine.NG | natural gas peaker | TRUE | 59921 | Lee County Generating Station | 55236 | Lee Energy Facility | IL | Lee | CT5 | Natural Gas Fired Combustion Turbine | GT |  | W | 86.5 | 0.85 | 85.1 | 89.5 | 45 | N |  |  | N | IPP Non-CHP | 2 | X | NG
Natural Gas Fired Combustion Turbine.NG | natural gas peaker | TRUE | 59921 | Lee County Generating Station | 55236 | Lee Energy Facility | IL | Lee | CT6 | Natural Gas Fired Combustion Turbine | GT |  | W | 86.5 | 0.85 | 85.1 | 89.5 | 45 | N |  |  | N | IPP Non-CHP | 2 | X | NG
Natural Gas Fired Combustion Turbine.NG | natural gas peaker | TRUE | 59921 | Lee County Generating Station | 55236 | Lee Energy Facility | IL | Lee | CT7 | Natural Gas Fired Combustion Turbine | GT |  | W | 86.5 | 0.85 | 83.9 | 89.5 | 45 | N |  |  | N | IPP Non-CHP | 2 | X | NG
Natural Gas Fired Combustion Turbine.NG | natural gas peaker | TRUE | 59921 | Lee County Generating Station | 55236 | Lee Energy Facility | IL | Lee | CT8 | Natural Gas Fired Combustion Turbine | GT |  | W | 86.5 | 0.85 | 83.9 | 89.5 | 45 | N |  |  | N | IPP Non-CHP | 2 | X | NG
Natural Gas Fired Combustion Turbine.NG | natural gas peaker | TRUE | 65379 | Earthrise Energy, PBC | 55237 | Energy Shelby County | IL | Shelby | CTG1 | Natural Gas Fired Combustion Turbine | GT |  | S | 60.5 | 0.85 | 42 | 42 | 32 | Y |  |  | N | IPP Non-CHP | 2 | X | NG
Natural Gas Fired Combustion Turbine.NG | natural gas peaker | TRUE | 65379 | Earthrise Energy, PBC | 55237 | Energy Shelby County | IL | Shelby | CTG2 | Natural Gas Fired Combustion Turbine | GT |  | S | 60.5 | 0.85 | 42 | 42 | 32 | Y |  |  | N | IPP Non-CHP | 2 | X | NG
Natural Gas Fired Combustion Turbine.NG | natural gas peaker | TRUE | 65379 | Earthrise Energy, PBC | 55237 | Energy Shelby County | IL | Shelby | CTG3 | Natural Gas Fired Combustion Turbine | GT |  | S | 60.5 | 0.85 | 42 | 42 | 32 | Y |  |  | N | IPP Non-CHP | 2 | X | NG
Natural Gas Fired Combustion Turbine.NG | natural gas peaker | TRUE | 65379 | Earthrise Energy, PBC | 55237 | Energy Shelby County | IL | Shelby | CTG4 | Natural Gas Fired Combustion Turbine | GT |  | S | 60.5 | 0.85 | 42 | 42 | 32 | Y |  |  | N | IPP Non-CHP | 2 | X | NG
Natural Gas Fired Combustion Turbine.NG | natural gas peaker | TRUE | 65379 | Earthrise Energy, PBC | 55237 | Energy Shelby County | IL | Shelby | CTG5 | Natural Gas Fired Combustion Turbine | GT |  | S | 60.5 | 0.85 | 42 | 42 | 32 | Y |  |  | N | IPP Non-CHP | 2 | X | NG
Natural Gas Fired Combustion Turbine.NG | natural gas peaker | TRUE | 65379 | Earthrise Energy, PBC | 55237 | Energy Shelby County | IL | Shelby | CTG6 | Natural Gas Fired Combustion Turbine | GT |  | S | 60.5 | 0.85 | 42 | 42 | 32 | Y |  |  | N | IPP Non-CHP | 2 | X | NG
Natural Gas Fired Combustion Turbine.NG | natural gas peaker | TRUE | 65379 | Earthrise Energy, PBC | 55237 | Energy Shelby County | IL | Shelby | CTG7 | Natural Gas Fired Combustion Turbine | GT |  | S | 60 | 0.85 | 42 | 42 | 32 | Y |  |  | N | IPP Non-CHP | 2 | X | NG
Natural Gas Fired Combustion Turbine.NG | natural gas peaker | TRUE | 65379 | Earthrise Energy, PBC | 55237 | Energy Shelby County | IL | Shelby | CTG8 | Natural Gas Fired Combustion Turbine | GT |  | S | 60 | 0.85 | 42 | 42 | 32 | Y |  |  | N | IPP Non-CHP | 2 | X | NG
Natural Gas Fired Combustion Turbine.NG | natural gas peaker | TRUE | 60504 | Rockford Generation LLC | 55238 | NRG Rockford I | IL | Winnebago | 0001 | Natural Gas Fired Combustion Turbine | GT |  | S | 158 | 0.85 | 184.3 | 188 | 115 | N |  |  | N | IPP Non-CHP | 2 | X | NG
Natural Gas Fired Combustion Turbine.NG | natural gas peaker | TRUE | 60504 | Rockford Generation LLC | 55238 | NRG Rockford I | IL | Winnebago | 0002 | Natural Gas Fired Combustion Turbine | GT |  | S | 158 | 0.85 | 181.6 | 188 | 115 | N |  |  | N | IPP Non-CHP | 2 | X | NG
Natural Gas Fired Combined Cycle.NG | natural gas combined cycle | TRUE | 22131 | Red Oak Operating Services LLC | 55239 | Red Oak Power LLC | NJ | Middlesex | 0001 | Natural Gas Fired Combined Cycle | CT | CC1 | W | 180.2 | 0.85 | 167.3 | 182.7 | 120 | N |  |  | N | IPP Non-CHP | 2 | X | NG
Natural Gas Fired Combined Cycle.NG | natural gas combined cycle | TRUE | 22131 | Red Oak Operating Services LLC | 55239 | Red Oak Power LLC | NJ | Middlesex | 0002 | Natural Gas Fired Combined Cycle | CT | CC1 | W | 180.2 | 0.85 | 167.3 | 182.7 | 120 | N |  |  | N | IPP Non-CHP | 2 | X | NG
Natural Gas Fired Combined Cycle.NG | natural gas combined cycle | TRUE | 22131 | Red Oak Operating Services LLC | 55239 | Red Oak Power LLC | NJ | Middlesex | 0003 | Natural Gas Fired Combined Cycle | CT | CC1 | W | 180.2 | 0.85 | 167.3 | 182.7 | 120 | N |  |  | N | IPP Non-CHP | 2 | X | NG
Natural Gas Fired Combined Cycle.NG | natural gas combined cycle | TRUE | 22131 | Red Oak Operating Services LLC | 55239 | Red Oak Power LLC | NJ | Middlesex | 0004 | Natural Gas Fired Combined Cycle | CA | CC1 | W | 280.5 | 0.85 | 274 | 275 | 60 | N |  |  | N | IPP Non-CHP | 2 | X | NG
Natural Gas Fired Combined Cycle.NG | natural gas combined cycle | TRUE | 12739 | Mobile Energy LLC | 55241 | Hog Bayou Energy Center | AL | Mobile | CT01 | Natural Gas Fired Combined Cycle | CT | CC1 | S | 200 | 0.85 | 155 | 170 | 100 | N |  |  | N | IPP Non-CHP | 2 | X | NG | DFO
Natural Gas Fired Combined Cycle.NG | natural gas combined cycle | TRUE | 12739 | Mobile Energy LLC | 55241 | Hog Bayou Energy Center | AL | Mobile | ST01 | Natural Gas Fired Combined Cycle | CA | CC1 | S | 80 | 0.85 | 75 | 75 | 55 | N |  |  | N | IPP Non-CHP | 2 | X | NG
Natural Gas Fired Combined Cycle.NG | natural gas combined cycle | TRUE | 54692 | Santa Rosa Energy Center LLC | 55242 | Santa Rosa Energy Center | FL | Santa Rosa | CT01 | Natural Gas Fired Combined Cycle | CT | CC1 | S | 200 | 0.85 | 161.4 | 173.4 | 95 | N |  |  | N | IPP Non-CHP | 2 | X | NG
Natural Gas Fired Combined Cycle.NG | natural gas combined cycle | TRUE | 54692 | Santa Rosa Energy Center LLC | 55242 | Santa Rosa Energy Center | FL | Santa Rosa | ST01 | Natural Gas Fired Combined Cycle | CA | CC1 | S | 74.5 | 0.85 | 74.5 | 74.5 | 50 | N |  |  | N | IPP Non-CHP | 2 | X | NG
Natural Gas Fired Combustion Turbine.NG | natural gas peaker | TRUE | 13582 | NRG Astoria Gas Turbine Operations Inc | 55243 | Astoria Gas Turbines | NY | Queens | 2-1 | Natural Gas Fired Combustion Turbine | GT |  | S | 41.9 | 0.9 | 34.9 | 46.5 | 18.6 | N | 5 | 2023 | N | IPP Non-CHP | 2 | X | NG | KER
Natural Gas Fired Combustion Turbine.NG | natural gas peaker | TRUE | 13582 | NRG Astoria Gas Turbine Operations Inc | 55243 | Astoria Gas Turbines | NY | Queens | 2-2 | Natural Gas Fired Combustion Turbine | GT |  | S | 41.9 | 0.9 | 34.3 | 45.6 | 18.6 | N | 5 | 2023 | N | IPP Non-CHP | 2 | X | NG | KER
Natural Gas Fired Combustion Turbine.NG | natural gas peaker | TRUE | 13582 | NRG Astoria Gas Turbine Operations Inc | 55243 | Astoria Gas Turbines | NY | Queens | 2-3 | Natural Gas Fired Combustion Turbine | GT |  | S | 41.9 | 0.9 | 36.3 | 46.7 | 18.6 | N | 5 | 2023 | N | IPP Non-CHP | 2 | X | NG | KER
Natural Gas Fired Combustion Turbine.NG | natural gas peaker | TRUE | 13582 | NRG Astoria Gas Turbine Operations Inc | 55243 | Astoria Gas Turbines | NY | Queens | 2-4 | Natural Gas Fired Combustion Turbine | GT |  | S | 41.9 | 0.9 | 32.5 | 45.4 | 18.6 | N | 5 | 2023 | N | IPP Non-CHP | 2 | X | NG | KER
Natural Gas Fired Combustion Turbine.NG | natural gas peaker | TRUE | 13582 | NRG Astoria Gas Turbine Operations Inc | 55243 | Astoria Gas Turbines | NY | Queens | 3-1 | Natural Gas Fired Combustion Turbine | GT |  | S | 41.9 | 0.9 | 34.6 | 45 | 18.6 | N | 5 | 2023 | N | IPP Non-CHP | 2 | X | NG | KER
Natural Gas Fired Combustion Turbine.NG | natural gas peaker | TRUE | 13582 | NRG Astoria Gas Turbine Operations Inc | 55243 | Astoria Gas Turbines | NY | Queens | 3-2 | Natural Gas Fired Combustion Turbine | GT |  | S | 41.9 | 0.9 | 35.7 | 45.3 | 18.6 | N | 5 | 2023 | N | IPP Non-CHP | 2 | X | NG | KER
Natural Gas Fired Combustion Turbine.NG | natural gas peaker | TRUE | 13582 | NRG Astoria Gas Turbine Operations Inc | 55243 | Astoria Gas Turbines | NY | Queens | 3-3 | Natural Gas Fired Combustion Turbine | GT |  | S | 41.9 | 0.9 | 33.9 | 44.6 | 18.6 | N | 5 | 2023 | N | IPP Non-CHP | 2 | X | NG | KER
Natural Gas Fired Combustion Turbine.NG | natural gas peaker | TRUE | 13582 | NRG Astoria Gas Turbine Operations Inc | 55243 | Astoria Gas Turbines | NY | Queens | 3-4 | Natural Gas Fired Combustion Turbine | GT |  | S | 41.9 | 0.9 | 34.9 | 45.5 | 18.6 | N | 5 | 2023 | N | IPP Non-CHP | 2 | X | NG | KER
Natural Gas Fired Combustion Turbine.NG | natural gas peaker | TRUE | 13582 | NRG Astoria Gas Turbine Operations Inc | 55243 | Astoria Gas Turbines | NY | Queens | 4-1 | Natural Gas Fired Combustion Turbine | GT |  | S | 41.9 | 0.9 | 33.6 | 43.8 | 18.6 | N | 5 | 2023 | N | IPP Non-CHP | 2 | X | NG | KER
Natural Gas Fired Combustion Turbine.NG | natural gas peaker | TRUE | 13582 | NRG Astoria Gas Turbine Operations Inc | 55243 | Astoria Gas Turbines | NY | Queens | 4-2 | Natural Gas Fired Combustion Turbine | GT |  | S | 41.9 | 0.9 | 34.3 | 44.3 | 18.6 | N | 5 | 2023 | N | IPP Non-CHP | 2 | X | NG | KER
Natural Gas Fired Combustion Turbine.NG | natural gas peaker | TRUE | 13582 | NRG Astoria Gas Turbine Operations Inc | 55243 | Astoria Gas Turbines | NY | Queens | 4-3 | Natural Gas Fired Combustion Turbine | GT |  | S | 41.9 | 0.9 | 35.4 | 46.4 | 18.6 | N | 5 | 2023 | N | IPP Non-CHP | 2 | X | NG | KER
Natural Gas Fired Combustion Turbine.NG | natural gas peaker | TRUE | 13582 | NRG Astoria Gas Turbine Operations Inc | 55243 | Astoria Gas Turbines | NY | Queens | 4-4 | Natural Gas Fired Combustion Turbine | GT |  | S | 41.9 | 0.9 | 35.2 | 44.1 | 18.6 | N | 5 | 2023 | N | IPP Non-CHP | 2 | X | NG | KER
Natural Gas Fired Combustion Turbine.NG | natural gas peaker | TRUE | 13994 | Oglethorpe Power Corporation | 55244 | Doyle Energy Facility | GA | Walton | CTG1 | Natural Gas Fired Combustion Turbine | GT |  | S | 64 | 0.85 | 56 | 64 | 50 | N |  |  | N | Electric Utility | 1 | X | NG
Natural Gas Fired Combustion Turbine.NG | natural gas peaker | TRUE | 13994 | Oglethorpe Power Corporation | 55244 | Doyle Energy Facility | GA | Walton | CTG2 | Natural Gas Fired Combustion Turbine | GT |  | S | 71.8 | 0.9 | 58 | 60 | 50 | N |  |  | N | Electric Utility | 1 | X | NG
Natural Gas Fired Combustion Turbine.NG | natural gas peaker | TRUE | 13994 | Oglethorpe Power Corporation | 55244 | Doyle Energy Facility | GA | Walton | CTG3 | Natural Gas Fired Combustion Turbine | GT |  | S | 71.8 | 0.9 | 58 | 60 | 50 | N |  |  | N | Electric Utility | 1 | X | NG
Natural Gas Fired Combustion Turbine.NG | natural gas peaker | TRUE | 13994 | Oglethorpe Power Corporation | 55244 | Doyle Energy Facility | GA | Walton | CTG4 | Natural Gas Fired Combustion Turbine | GT |  | S | 100.7 | 0.85 | 75 | 90 | 50 | N |  |  | N | Electric Utility | 1 | X | NG
Natural Gas Fired Combustion Turbine.NG | natural gas peaker | TRUE | 13994 | Oglethorpe Power Corporation | 55244 | Doyle Energy Facility | GA | Walton | CTG5 | Natural Gas Fired Combustion Turbine | GT |  | S | 100.7 | 0.85 | 75 | 90 | 50 | N |  |  | N | Electric Utility | 1 | X | NG
Natural Gas Fired Combustion Turbine.NG | natural gas peaker | TRUE | 61134 | Darby Power, LLC | 55247 | Darby Power, LLC | OH | Pickaway | GT1 | Natural Gas Fired Combustion Turbine | GT |  | W | 94 | 0.85 | 80 | 90 | 45 | N |  |  | N | IPP Non-CHP | 2 | X | NG | DFO
Natural Gas Fired Combustion Turbine.NG | natural gas peaker | TRUE | 61134 | Darby Power, LLC | 55247 | Darby Power, LLC | OH | Pickaway | GT2 | Natural Gas Fired Combustion Turbine | GT |  | W | 94 | 0.85 | 80 | 90 | 45 | N |  |  | N | IPP Non-CHP | 2 | X | NG | DFO
Natural Gas Fired Combustion Turbine.NG | natural gas peaker | TRUE | 61134 | Darby Power, LLC | 55247 | Darby Power, LLC | OH | Pickaway | GT3 | Natural Gas Fired Combustion Turbine | GT |  | W | 94 | 0.85 | 80 | 90 | 45 | N |  |  | N | IPP Non-CHP | 2 | X | NG | DFO
Natural Gas Fired Combustion Turbine.NG | natural gas peaker | TRUE | 61134 | Darby Power, LLC | 55247 | Darby Power, LLC | OH | Pickaway | GT4 | Natural Gas Fired Combustion Turbine | GT |  | W | 94 | 0.85 | 80 | 90 | 45 | N |  |  | N | IPP Non-CHP | 2 | X | NG | DFO
Natural Gas Fired Combustion Turbine.NG | natural gas peaker | TRUE | 61134 | Darby Power, LLC | 55247 | Darby Power, LLC | OH | Pickaway | GT5 | Natural Gas Fired Combustion Turbine | GT |  | W | 94 | 0.85 | 80 | 90 | 45 | N |  |  | N | IPP Non-CHP | 2 | X | NG | DFO
Natural Gas Fired Combustion Turbine.NG | natural gas peaker | TRUE | 61134 | Darby Power, LLC | 55247 | Darby Power, LLC | OH | Pickaway | GT6 | Natural Gas Fired Combustion Turbine | GT |  | W | 94 | 0.85 | 80 | 90 | 45 | N |  |  | N | IPP Non-CHP | 2 | X | NG | DFO
Natural Gas Fired Combustion Turbine.NG | natural gas peaker | TRUE | 57043 | University Park Energy LLC | 55250 | University Park South | IL | Will | UPG1 | Natural Gas Fired Combustion Turbine | GT |  | S | 58.9 | 0.85 | 50 | 56 | 12.5 | N |  |  | N | IPP Non-CHP | 2 | X | NG
Natural Gas Fired Combustion Turbine.NG | natural gas peaker | TRUE | 57043 | University Park Energy LLC | 55250 | University Park South | IL | Will | UPG2 | Natural Gas Fired Combustion Turbine | GT |  | S | 58.9 | 0.85 | 50 | 56 | 12.5 | N |  |  | N | IPP Non-CHP | 2 | X | NG
Natural Gas Fired Combustion Turbine.NG | natural gas peaker | TRUE | 57043 | University Park Energy LLC | 55250 | University Park South | IL | Will | UPG3 | Natural Gas Fired Combustion Turbine | GT |  | S | 58.9 | 0.85 | 50 | 56 | 12.5 | N |  |  | N | IPP Non-CHP | 2 | X | NG
Natural Gas Fired Combustion Turbine.NG | natural gas peaker | TRUE | 57043 | University Park Energy LLC | 55250 | University Park South | IL | Will | UPG4 | Natural Gas Fired Combustion Turbine | GT |  | S | 58.9 | 0.85 | 50 | 56 | 12.5 | N |  |  | N | IPP Non-CHP | 2 | X | NG
Natural Gas Fired Combustion Turbine.NG | natural gas peaker | TRUE | 57043 | University Park Energy LLC | 55250 | University Park South | IL | Will | UPG5 | Natural Gas Fired Combustion Turbine | GT |  | S | 58.9 | 0.85 | 50 | 56 | 12.5 | N |  |  | N | IPP Non-CHP | 2 | X | NG
Natural Gas Fired Combustion Turbine.NG | natural gas peaker | TRUE | 57043 | University Park Energy LLC | 55250 | University Park South | IL | Will | UPG6 | Natural Gas Fired Combustion Turbine | GT |  | S | 58.9 | 0.85 | 50 | 56 | 12.5 | N |  |  | N | IPP Non-CHP | 2 | X | NG
Natural Gas Fired Combustion Turbine.NG | natural gas peaker | TRUE | 18642 | Tennessee Valley Authority | 55251 | Gleason Generating Facility | TN | Weakley | CTG1 | Natural Gas Fired Combustion Turbine | GT |  | S | 185.4 | 0.9 | 120 | 120 | 70 | N |  |  | N | Electric Utility | 1 | X | NG | DFO
Natural Gas Fired Combustion Turbine.NG | natural gas peaker | TRUE | 18642 | Tennessee Valley Authority | 55251 | Gleason Generating Facility | TN | Weakley | CTG2 | Natural Gas Fired Combustion Turbine | GT |  | S | 191.2 | 0.9 | 100 | 100 | 70 | N |  |  | N | Electric Utility | 1 | X | NG | DFO
Natural Gas Fired Combustion Turbine.NG | natural gas peaker | TRUE | 18642 | Tennessee Valley Authority | 55251 | Gleason Generating Facility | TN | Weakley | CTG3 | Natural Gas Fired Combustion Turbine | GT |  | S | 191.2 | 0.9 | 140 | 140 | 70 | N |  |  | N | Electric Utility | 1 | X | NG | DFO
Natural Gas Fired Combustion Turbine.NG | natural gas peaker | TRUE | 65379 | Earthrise Energy, PBC | 55253 | Crete Energy Venture LLC | IL | Will | GT1 | Natural Gas Fired Combustion Turbine | GT |  | S | 89 | 0.85 | 75 | 87.2 | 45 | N |  |  | N | IPP Non-CHP | 2 | X | NG
Natural Gas Fired Combustion Turbine.NG | natural gas peaker | TRUE | 65379 | Earthrise Energy, PBC | 55253 | Crete Energy Venture LLC | IL | Will | GT2 | Natural Gas Fired Combustion Turbine | GT |  | S | 89 | 0.85 | 75 | 87.2 | 45 | N |  |  | N | IPP Non-CHP | 2 | X | NG
Natural Gas Fired Combustion Turbine.NG | natural gas peaker | TRUE | 65379 | Earthrise Energy, PBC | 55253 | Crete Energy Venture LLC | IL | Will | GT3 | Natural Gas Fired Combustion Turbine | GT |  | S | 89 | 0.85 | 75 | 87.2 | 45 | N |  |  | N | IPP Non-CHP | 2 | X | NG
Natural Gas Fired Combustion Turbine.NG | natural gas peaker | TRUE | 65379 | Earthrise Energy, PBC | 55253 | Crete Energy Venture LLC | IL | Will | GT4 | Natural Gas Fired Combustion Turbine | GT |  | S | 89 | 0.85 | 75 | 87.2 | 45 | N |  |  | N | IPP Non-CHP | 2 | X | NG
Natural Gas Fired Combined Cycle.NG | natural gas combined cycle | TRUE | 56195 | BP Alternative Energy | 55259 | Whiting Clean Energy | IN | Lake | CT1 | Natural Gas Fired Combined Cycle | CT | CC1 | S | 181.9 | 0.85 | 150 | 172 | 92 | N |  |  | Y | IPP CHP | 3 | T | NG
Natural Gas Fired Combined Cycle.NG | natural gas combined cycle | TRUE | 56195 | BP Alternative Energy | 55259 | Whiting Clean Energy | IN | Lake | CT2 | Natural Gas Fired Combined Cycle | CT | CC1 | S | 181.9 | 0.85 | 150 | 172 | 92 | N |  |  | Y | IPP CHP | 3 | T | NG
Natural Gas Fired Combined Cycle.NG | natural gas combined cycle | TRUE | 56195 | BP Alternative Energy | 55259 | Whiting Clean Energy | IN | Lake | ST1 | Natural Gas Fired Combined Cycle | CA | CC1 | S | 213 | 0.9 | 213 | 213 | 25 | N |  |  | Y | IPP CHP | 3 | T | NG
Natural Gas Fired Combustion Turbine.NG | natural gas peaker | TRUE | 40577 | American Mun Power-Ohio, Inc | 55262 | Bowling Green Generating Station | OH | Wood | CT1 | Natural Gas Fired Combustion Turbine | GT |  | S | 33 | 0.85 | 26 | 33 | 26 | N |  |  | N | Electric Utility | 1 | X | NG
Natural Gas Fired Combustion Turbine.NG | natural gas peaker | TRUE | 40577 | American Mun Power-Ohio, Inc | 55262 | Bowling Green Generating Station | OH | Wood | CT2 | Natural Gas Fired Combustion Turbine | GT |  | S | 16.5 | 0.85 | 12 | 16.5 | 12 | N |  |  | N | Electric Utility | 1 | X | NG
Natural Gas Fired Combustion Turbine.NG | natural gas peaker | TRUE | 40577 | American Mun Power-Ohio, Inc | 55263 | Galion Generating Station | OH | Crawford | CT1 | Natural Gas Fired Combustion Turbine | GT |  | S | 33 | 0.85 | 26 | 33 | 26 | N |  |  | N | Electric Utility | 1 | X | NG
Natural Gas Fired Combustion Turbine.NG | natural gas peaker | TRUE | 40577 | American Mun Power-Ohio, Inc | 55263 | Galion Generating Station | OH | Crawford | CT2 | Natural Gas Fired Combustion Turbine | GT |  | S | 16.5 | 0.85 | 12 | 16.5 | 12 | N |  |  | N | Electric Utility | 1 | X | NG
Natural Gas Fired Combustion Turbine.NG | natural gas peaker | TRUE | 40577 | American Mun Power-Ohio, Inc | 55264 | Napoleon Peaking Station | OH | Henry | CT1 | Natural Gas Fired Combustion Turbine | GT |  | S | 33 | 0.85 | 26 | 33 | 26 | N |  |  | N | Electric Utility | 1 | X | NG
Natural Gas Fired Combustion Turbine.NG | natural gas peaker | TRUE | 40577 | American Mun Power-Ohio, Inc | 55264 | Napoleon Peaking Station | OH | Henry | CT2 | Natural Gas Fired Combustion Turbine | GT |  | S | 16.5 | 0.85 | 12 | 16.5 | 12 | N |  |  | N | Electric Utility | 1 | X | NG
Onshore Wind Turbine.WND | onshore wind | TRUE | 13781 | Northern States Power Co - Minnesota | 55265 | Lake Benton II | MN | Pipestone | EXIS | Onshore Wind Turbine | WT |  | S | 100.2 |  | 103.5 | 103.5 | 5.2 | N |  |  | N | Electric Utility | 1 | X | WND
Natural Gas Fired Combustion Turbine.NG | natural gas peaker | TRUE | 17650 | Southern Power Co | 55267 | Edward L. Addison Generating Plant | GA | Upson | 712 | Natural Gas Fired Combustion Turbine | GT |  | S | 175.3 | 0.85 | 148.5 | 177.3 | 100 | N |  |  | N | IPP Non-CHP | 2 | X | NG | DFO
Natural Gas Fired Combustion Turbine.NG | natural gas peaker | TRUE | 17650 | Southern Power Co | 55267 | Edward L. Addison Generating Plant | GA | Upson | 713 | Natural Gas Fired Combustion Turbine | GT |  | S | 175.3 | 0.85 | 149 | 175.3 | 100 | N |  |  | N | IPP Non-CHP | 2 | X | NG | DFO
Natural Gas Fired Combustion Turbine.NG | natural gas peaker | TRUE | 17650 | Southern Power Co | 55267 | Edward L. Addison Generating Plant | GA | Upson | 714 | Natural Gas Fired Combustion Turbine | GT |  | S | 175.3 | 0.85 | 148.5 | 174.7 | 100 | N |  |  | N | IPP Non-CHP | 2 | X | NG | DFO
Natural Gas Fired Combustion Turbine.NG | natural gas peaker | TRUE | 17650 | Southern Power Co | 55267 | Edward L. Addison Generating Plant | GA | Upson | 715 | Natural Gas Fired Combustion Turbine | GT |  | S | 175.3 | 0.85 | 145.9 | 165.4 | 100 | N |  |  | N | IPP Non-CHP | 2 | X | NG | DFO
Natural Gas Fired Combined Cycle.NG | natural gas combined cycle | TRUE | 18642 | Tennessee Valley Authority | 55269 | TVA Southaven Combined Cycle | MS | Desoto | CTG1 | Natural Gas Fired Combined Cycle | CT | SCC1 | S | 179.3 | 0.9 | 157 | 187 | 129.1 | N |  |  | N | Electric Utility | 1 | X | NG
Natural Gas Fired Combined Cycle.NG | natural gas combined cycle | TRUE | 18642 | Tennessee Valley Authority | 55269 | TVA Southaven Combined Cycle | MS | Desoto | CTG2 | Natural Gas Fired Combined Cycle | CT | SCC2 | S | 179.3 | 0.9 | 157 | 187 | 129.1 | N |  |  | N | Electric Utility | 1 | X | NG
Natural Gas Fired Combined Cycle.NG | natural gas combined cycle | TRUE | 18642 | Tennessee Valley Authority | 55269 | TVA Southaven Combined Cycle | MS | Desoto | CTG3 | Natural Gas Fired Combined Cycle | CT | SCC3 | S | 179.3 | 0.9 | 157 | 187 | 129.1 | N |  |  | N | Electric Utility | 1 | X | NG
Natural Gas Fired Combined Cycle.NG | natural gas combined cycle | TRUE | 18642 | Tennessee Valley Authority | 55269 | TVA Southaven Combined Cycle | MS | Desoto | STG1 | Natural Gas Fired Combined Cycle | CA | SCC1 | S | 122 | 0.9 | 103 | 110 | 75.9 | N |  |  | N | Electric Utility | 1 | X | NG
Natural Gas Fired Combined Cycle.NG | natural gas combined cycle | TRUE | 18642 | Tennessee Valley Authority | 55269 | TVA Southaven Combined Cycle | MS | Desoto | STG2 | Natural Gas Fired Combined Cycle | CA | SCC2 | S | 122 | 0.9 | 103 | 110 | 75.9 | N |  |  | N | Electric Utility | 1 | X | NG
Natural Gas Fired Combined Cycle.NG | natural gas combined cycle | TRUE | 18642 | Tennessee Valley Authority | 55269 | TVA Southaven Combined Cycle | MS | Desoto | STG3 | Natural Gas Fired Combined Cycle | CA | SCC3 | J | 122 | 0.9 | 103 | 110 | 75.9 | N |  |  | N | Electric Utility | 1 | X | NG
Natural Gas Fired Combined Cycle.NG | natural gas combined cycle | TRUE | 4254 | Consumers Energy Co | 55270 | Jackson Generating Station | MI | Jackson | 7EA | Natural Gas Fired Combined Cycle | CT | CC1 | S | 79 | 0.9 | 72.5 | 75.5 | 45 | N |  |  | N | Electric Utility | 1 | X | NG
Natural Gas Fired Combined Cycle.NG | natural gas combined cycle | TRUE | 4254 | Consumers Energy Co | 55270 | Jackson Generating Station | MI | Jackson | LM1 | Natural Gas Fired Combined Cycle | CT | CC1 | S | 60 | 0.85 | 46.2 | 48.1 | 12 | N |  |  | N | Electric Utility | 1 | X | NG
Natural Gas Fired Combined Cycle.NG | natural gas combined cycle | TRUE | 4254 | Consumers Energy Co | 55270 | Jackson Generating Station | MI | Jackson | LM2 | Natural Gas Fired Combined Cycle | CT | CC1 | S | 60 | 0.85 | 45 | 46.8 | 12 | N |  |  | N | Electric Utility | 1 | X | NG
Natural Gas Fired Combined Cycle.NG | natural gas combined cycle | TRUE | 4254 | Consumers Energy Co | 55270 | Jackson Generating Station | MI | Jackson | LM3 | Natural Gas Fired Combined Cycle | CT | CC1 | S | 60 | 0.85 | 44.3 | 46.1 | 12 | N |  |  | N | Electric Utility | 1 | X | NG
Natural Gas Fired Combined Cycle.NG | natural gas combined cycle | TRUE | 4254 | Consumers Energy Co | 55270 | Jackson Generating Station | MI | Jackson | LM4 | Natural Gas Fired Combined Cycle | CT | CC1 | S | 60 | 0.85 | 44.4 | 46.2 | 12 | N |  |  | N | Electric Utility | 1 | X | NG
Natural Gas Fired Combined Cycle.NG | natural gas combined cycle | TRUE | 4254 | Consumers Energy Co | 55270 | Jackson Generating Station | MI | Jackson | LM5 | Natural Gas Fired Combined Cycle | CT | CC1 | S | 60 | 0.85 | 42.9 | 44.6 | 12 | N |  |  | N | Electric Utility | 1 | X | NG
Natural Gas Fired Combined Cycle.NG | natural gas combined cycle | TRUE | 4254 | Consumers Energy Co | 55270 | Jackson Generating Station | MI | Jackson | LM6 | Natural Gas Fired Combined Cycle | CT | CC1 | S | 60 | 0.85 | 44.6 | 46.4 | 12 | N |  |  | N | Electric Utility | 1 | X | NG
Natural Gas Fired Combined Cycle.NG | natural gas combined cycle | TRUE | 4254 | Consumers Energy Co | 55270 | Jackson Generating Station | MI | Jackson | ST1 | Natural Gas Fired Combined Cycle | CA | CC1 | S | 105 | 0.85 | 100.6 | 104.8 | 12 | N |  |  | N | Electric Utility | 1 | X | NG
Natural Gas Fired Combined Cycle.NG | natural gas combined cycle | TRUE | 4254 | Consumers Energy Co | 55270 | Jackson Generating Station | MI | Jackson | ST2 | Natural Gas Fired Combined Cycle | CA | CC1 | S | 105 | 0.85 | 97.3 | 101.5 | 12 | N |  |  | N | Electric Utility | 1 | X | NG
Natural Gas Fired Combined Cycle.NG | natural gas combined cycle | TRUE | 31386 | Tenaska Alabama Partners LP | 55271 | Tenaska Lindsay Hill Generating Station | AL | Autauga | GTG1 | Natural Gas Fired Combined Cycle | CT | STG1 | S | 183.1 | 0.9 | 152 | 160 | 90 | N |  |  | N | IPP Non-CHP | 2 | X | NG | DFO
Natural Gas Fired Combined Cycle.NG | natural gas combined cycle | TRUE | 31386 | Tenaska Alabama Partners LP | 55271 | Tenaska Lindsay Hill Generating Station | AL | Autauga | GTG2 | Natural Gas Fired Combined Cycle | CT | STG1 | S | 183.1 | 0.9 | 152 | 160 | 90 | N |  |  | N | IPP Non-CHP | 2 | X | NG | DFO
Natural Gas Fired Combined Cycle.NG | natural gas combined cycle | TRUE | 31386 | Tenaska Alabama Partners LP | 55271 | Tenaska Lindsay Hill Generating Station | AL | Autauga | GTG3 | Natural Gas Fired Combined Cycle | CT | STG1 | S | 183.1 | 0.9 | 152 | 160 | 90 | N |  |  | N | IPP Non-CHP | 2 | X | NG | DFO
Natural Gas Fired Combined Cycle.NG | natural gas combined cycle | TRUE | 31386 | Tenaska Alabama Partners LP | 55271 | Tenaska Lindsay Hill Generating Station | AL | Autauga | STG1 | Natural Gas Fired Combined Cycle | CA | STG1 | S | 390.1 | 0.9 | 392 | 394 | 35 | N |  |  | N | IPP Non-CHP | 2 | X | NG
Petroleum Liquids.DFO | petroleum | FALSE | 18016 | State Farm Mutual Auto Ins Co | 55274 | State Farm Support Center East | GA | Fulton | 2A | Petroleum Liquids | IC |  | W | 1.8 | 0.8 | 1.8 | 1.8 | 0.1 | N |  |  | N | Commercial Non-CHP | 4 | X | DFO
Petroleum Liquids.DFO | petroleum | FALSE | 18016 | State Farm Mutual Auto Ins Co | 55274 | State Farm Support Center East | GA | Fulton | 2B | Petroleum Liquids | IC |  | W | 1.8 | 0.8 | 1.8 | 1.8 | 0.1 | N |  |  | N | Commercial Non-CHP | 4 | X | DFO
Petroleum Liquids.DFO | petroleum | FALSE | 18016 | State Farm Mutual Auto Ins Co | 55274 | State Farm Support Center East | GA | Fulton | 3A | Petroleum Liquids | IC |  | W | 1.8 | 0.8 | 1.8 | 1.8 | 0.1 | N |  |  | N | Commercial Non-CHP | 4 | X | DFO
Petroleum Liquids.DFO | petroleum | FALSE | 18016 | State Farm Mutual Auto Ins Co | 55274 | State Farm Support Center East | GA | Fulton | 3B | Petroleum Liquids | IC |  | W | 1.8 | 0.8 | 1.8 | 1.8 | 0.1 | N |  |  | N | Commercial Non-CHP | 4 | X | DFO
Petroleum Liquids.DFO | petroleum | FALSE | 18016 | State Farm Mutual Auto Ins Co | 55274 | State Farm Support Center East | GA | Fulton | 4A | Petroleum Liquids | IC |  | W | 1.8 | 0.8 | 1.8 | 1.8 | 0.1 | N |  |  | N | Commercial Non-CHP | 4 | X | DFO
Petroleum Liquids.DFO | petroleum | FALSE | 18016 | State Farm Mutual Auto Ins Co | 55274 | State Farm Support Center East | GA | Fulton | 4B | Petroleum Liquids | IC |  | W | 1.8 | 0.8 | 1.8 | 1.8 | 0.1 | N |  |  | N | Commercial Non-CHP | 4 | X | DFO
Natural Gas Fired Combustion Turbine.NG | natural gas peaker | TRUE | 733 | Appalachian Power Co | 55276 | Ceredo Generating Station | WV | Wayne | 01 | Natural Gas Fired Combustion Turbine | GT |  | S | 86.5 | 0.85 | 75 | 86 | 64 | N |  |  | N | Electric Utility | 1 | X | NG
Natural Gas Fired Combustion Turbine.NG | natural gas peaker | TRUE | 733 | Appalachian Power Co | 55276 | Ceredo Generating Station | WV | Wayne | 02 | Natural Gas Fired Combustion Turbine | GT |  | S | 86.5 | 0.85 | 75 | 86 | 64 | N |  |  | N | Electric Utility | 1 | X | NG
Natural Gas Fired Combustion Turbine.NG | natural gas peaker | TRUE | 733 | Appalachian Power Co | 55276 | Ceredo Generating Station | WV | Wayne | 03 | Natural Gas Fired Combustion Turbine | GT |  | S | 86.5 | 0.85 | 75 | 86 | 64 | N |  |  | N | Electric Utility | 1 | X | NG
Natural Gas Fired Combustion Turbine.NG | natural gas peaker | TRUE | 733 | Appalachian Power Co | 55276 | Ceredo Generating Station | WV | Wayne | 04 | Natural Gas Fired Combustion Turbine | GT |  | S | 86.5 | 0.85 | 75 | 86 | 64 | N |  |  | N | Electric Utility | 1 | X | NG
Natural Gas Fired Combustion Turbine.NG | natural gas peaker | TRUE | 733 | Appalachian Power Co | 55276 | Ceredo Generating Station | WV | Wayne | 05 | Natural Gas Fired Combustion Turbine | GT |  | S | 86.5 | 0.85 | 75 | 86 | 64 | N |  |  | N | Electric Utility | 1 | X | NG
Natural Gas Fired Combustion Turbine.NG | natural gas peaker | TRUE | 733 | Appalachian Power Co | 55276 | Ceredo Generating Station | WV | Wayne | 06 | Natural Gas Fired Combustion Turbine | GT |  | S | 86.5 | 0.85 | 75 | 86 | 64 | N |  |  | N | Electric Utility | 1 | X | NG
Natural Gas Fired Combustion Turbine.NG | natural gas peaker | FALSE | 64404 | Denbury Inc | 55278 | Beaver Creek Gas Plant | WY | Fremont | 1 | Natural Gas Fired Combustion Turbine | GT |  | S | 2.5 | 0.8 | 1.8 | 2.5 | 0.1 | N |  |  | Y | Industrial CHP | 7 | T | NG
Natural Gas Fired Combustion Turbine.NG | natural gas peaker | FALSE | 64404 | Denbury Inc | 55278 | Beaver Creek Gas Plant | WY | Fremont | 2 | Natural Gas Fired Combustion Turbine | GT |  | S | 2.5 | 0.8 | 1.8 | 2.5 | 0.1 | N |  |  | Y | Industrial CHP | 7 | T | NG
All Other.WH | other | FALSE | 64404 | Denbury Inc | 55278 | Beaver Creek Gas Plant | WY | Fremont | STG-1 | All Other | ST |  | S | 0.9 | 1 | 0.9 | 0.9 | 0.1 | N |  |  | N | Industrial CHP | 7 | X | WH
Natural Gas Fired Combustion Turbine.NG | natural gas peaker | TRUE | 60503 | Aurora Generation LLC | 55279 | Aurora | IL | DuPage | CTG1 | Natural Gas Fired Combustion Turbine | GT |  | S | 180.8 | 0.85 | 171.4 | 197 | 90 | N |  |  | N | IPP Non-CHP | 2 | X | NG
Natural Gas Fired Combustion Turbine.NG | natural gas peaker | TRUE | 60503 | Aurora Generation LLC | 55279 | Aurora | IL | DuPage | CTG10 | Natural Gas Fired Combustion Turbine | GT |  | S | 60.5 | 0.85 | 49.8 | 51.5 | 23 | N |  |  | N | IPP Non-CHP | 2 | X | NG
Natural Gas Fired Combustion Turbine.NG | natural gas peaker | TRUE | 60503 | Aurora Generation LLC | 55279 | Aurora | IL | DuPage | CTG2 | Natural Gas Fired Combustion Turbine | GT |  | S | 180.8 | 0.85 | 168.3 | 192 | 90 | N |  |  | N | IPP Non-CHP | 2 | X | NG
Natural Gas Fired Combustion Turbine.NG | natural gas peaker | TRUE | 60503 | Aurora Generation LLC | 55279 | Aurora | IL | DuPage | CTG3 | Natural Gas Fired Combustion Turbine | GT |  | S | 180.8 | 0.85 | 165 | 192 | 90 | N |  |  | N | IPP Non-CHP | 2 | X | NG
Natural Gas Fired Combustion Turbine.NG | natural gas peaker | TRUE | 60503 | Aurora Generation LLC | 55279 | Aurora | IL | DuPage | CTG4 | Natural Gas Fired Combustion Turbine | GT |  | S | 180.8 | 0.85 | 164.3 | 192 | 90 | N |  |  | N | IPP Non-CHP | 2 | X | NG
Natural Gas Fired Combustion Turbine.NG | natural gas peaker | TRUE | 60503 | Aurora Generation LLC | 55279 | Aurora | IL | DuPage | CTG5 | Natural Gas Fired Combustion Turbine | GT |  | S | 60.5 | 0.85 | 48 | 51.5 | 23 | N |  |  | N | IPP Non-CHP | 2 | X | NG
Natural Gas Fired Combustion Turbine.NG | natural gas peaker | TRUE | 60503 | Aurora Generation LLC | 55279 | Aurora | IL | DuPage | CTG6 | Natural Gas Fired Combustion Turbine | GT |  | S | 60.5 | 0.85 | 49.6 | 51.5 | 23 | N |  |  | N | IPP Non-CHP | 2 | X | NG
Natural Gas Fired Combustion Turbine.NG | natural gas peaker | TRUE | 60503 | Aurora Generation LLC | 55279 | Aurora | IL | DuPage | CTG7 | Natural Gas Fired Combustion Turbine | GT |  | S | 60.5 | 0.85 | 50.1 | 51.5 | 23 | N |  |  | N | IPP Non-CHP | 2 | X | NG
Natural Gas Fired Combustion Turbine.NG | natural gas peaker | TRUE | 60503 | Aurora Generation LLC | 55279 | Aurora | IL | DuPage | CTG8 | Natural Gas Fired Combustion Turbine | GT |  | S | 60.5 | 0.85 | 50.2 | 51.5 | 23 | N |  |  | N | IPP Non-CHP | 2 | X | NG
Natural Gas Fired Combustion Turbine.NG | natural gas peaker | TRUE | 60503 | Aurora Generation LLC | 55279 | Aurora | IL | DuPage | CTG9 | Natural Gas Fired Combustion Turbine | GT |  | S | 60.5 | 0.85 | 50.7 | 51.5 | 23 | N |  |  | N | IPP Non-CHP | 2 | X | NG
Natural Gas Fired Combustion Turbine.NG | natural gas peaker | TRUE | 6035 | Exelon Power | 55281 | Southeast Chicago Energy Project | IL | Cook | GT05 | Natural Gas Fired Combustion Turbine | GT |  | S | 50.9 | 0.85 | 37 | 40 | 25 | N |  |  | N | IPP Non-CHP | 2 | X | NG
Natural Gas Fired Combustion Turbine.NG | natural gas peaker | TRUE | 6035 | Exelon Power | 55281 | Southeast Chicago Energy Project | IL | Cook | GT06 | Natural Gas Fired Combustion Turbine | GT |  | S | 50.9 | 0.85 | 37 | 40 | 25 | N |  |  | N | IPP Non-CHP | 2 | X | NG
Natural Gas Fired Combustion Turbine.NG | natural gas peaker | TRUE | 6035 | Exelon Power | 55281 | Southeast Chicago Energy Project | IL | Cook | GT07 | Natural Gas Fired Combustion Turbine | GT |  | S | 50.9 | 0.85 | 37 | 40 | 25 | N |  |  | N | IPP Non-CHP | 2 | X | NG
Natural Gas Fired Combustion Turbine.NG | natural gas peaker | TRUE | 6035 | Exelon Power | 55281 | Southeast Chicago Energy Project | IL | Cook | GT08 | Natural Gas Fired Combustion Turbine | GT |  | S | 50.9 | 0.85 | 37 | 40 | 25 | N |  |  | N | IPP Non-CHP | 2 | X | NG
Natural Gas Fired Combustion Turbine.NG | natural gas peaker | TRUE | 6035 | Exelon Power | 55281 | Southeast Chicago Energy Project | IL | Cook | GT09 | Natural Gas Fired Combustion Turbine | GT |  | S | 50.9 | 0.85 | 37 | 40 | 25 | N |  |  | N | IPP Non-CHP | 2 | X | NG
Natural Gas Fired Combustion Turbine.NG | natural gas peaker | TRUE | 6035 | Exelon Power | 55281 | Southeast Chicago Energy Project | IL | Cook | GT10 | Natural Gas Fired Combustion Turbine | GT |  | S | 50.9 | 0.85 | 37 | 40 | 25 | N |  |  | N | IPP Non-CHP | 2 | X | NG
Natural Gas Fired Combustion Turbine.NG | natural gas peaker | TRUE | 6035 | Exelon Power | 55281 | Southeast Chicago Energy Project | IL | Cook | GT11 | Natural Gas Fired Combustion Turbine | GT |  | S | 50.9 | 0.85 | 37 | 40 | 25 | N |  |  | N | IPP Non-CHP | 2 | X | NG
Natural Gas Fired Combustion Turbine.NG | natural gas peaker | TRUE | 6035 | Exelon Power | 55281 | Southeast Chicago Energy Project | IL | Cook | GT12 | Natural Gas Fired Combustion Turbine | GT |  | S | 50.9 | 0.85 | 37 | 40 | 25 | N |  |  | N | IPP Non-CHP | 2 | X | NG
Natural Gas Fired Combined Cycle.NG | natural gas combined cycle | TRUE | 56812 | Arlington Valley LLC | 55282 | Arlington Valley Energy Facility | AZ | Maricopa | CTG1 | Natural Gas Fired Combined Cycle | CT | CC1 | S | 198 | 0.85 | 162 | 162 | 80 | N |  |  | N | IPP Non-CHP | 2 | X | NG
Natural Gas Fired Combined Cycle.NG | natural gas combined cycle | TRUE | 56812 | Arlington Valley LLC | 55282 | Arlington Valley Energy Facility | AZ | Maricopa | CTG2 | Natural Gas Fired Combined Cycle | CT | CC1 | S | 198 | 0.85 | 163 | 163 | 80 | N |  |  | N | IPP Non-CHP | 2 | X | NG
Natural Gas Fired Combined Cycle.NG | natural gas combined cycle | TRUE | 56812 | Arlington Valley LLC | 55282 | Arlington Valley Energy Facility | AZ | Maricopa | STG1 | Natural Gas Fired Combined Cycle | CA | CC1 | S | 317 | 0.85 | 255 | 255 | 55 | N |  |  | N | IPP Non-CHP | 2 | X | NG
Natural Gas Fired Combined Cycle.NG | natural gas combined cycle | TRUE | 3989 | City of Colorado Springs - (CO) | 55283 | Front Range Power Plant | CO | El Paso | 1 | Natural Gas Fired Combined Cycle | CT | CC1 | S | 153.9 | 0.85 | 135 | 140 | 65 | N |  |  | N | Electric Utility | 1 | X | NG
Natural Gas Fired Combined Cycle.NG | natural gas combined cycle | TRUE | 3989 | City of Colorado Springs - (CO) | 55283 | Front Range Power Plant | CO | El Paso | 2 | Natural Gas Fired Combined Cycle | CT | CC1 | S | 153.9 | 0.85 | 135 | 140 | 65 | N |  |  | N | Electric Utility | 1 | X | NG
Natural Gas Fired Combined Cycle.NG | natural gas combined cycle | TRUE | 3989 | City of Colorado Springs - (CO) | 55283 | Front Range Power Plant | CO | El Paso | 3 | Natural Gas Fired Combined Cycle | CA | CC1 | S | 246.5 | 0.85 | 190 | 200 | 45 | N |  |  | N | Electric Utility | 1 | X | NG
Natural Gas Fired Combustion Turbine.NG | natural gas peaker | TRUE | 60432 | Middle River Power II, LLC | 55284 | Big Sandy Peaker Plant | WV | Wayne | BSG1 | Natural Gas Fired Combustion Turbine | GT |  | S | 58.9 | 0.85 | 50 | 57 | 25 | N |  |  | N | IPP Non-CHP | 2 | X | NG
Natural Gas Fired Combustion Turbine.NG | natural gas peaker | TRUE | 60432 | Middle River Power II, LLC | 55284 | Big Sandy Peaker Plant | WV | Wayne | BSG2 | Natural Gas Fired Combustion Turbine | GT |  | S | 58.9 | 0.85 | 50 | 57 | 25 | N |  |  | N | IPP Non-CHP | 2 | X | NG
Natural Gas Fired Combustion Turbine.NG | natural gas peaker | TRUE | 60432 | Middle River Power II, LLC | 55284 | Big Sandy Peaker Plant | WV | Wayne | BSG3 | Natural Gas Fired Combustion Turbine | GT |  | S | 58.9 | 0.85 | 50 | 57 | 25 | N |  |  | N | IPP Non-CHP | 2 | X | NG
Natural Gas Fired Combustion Turbine.NG | natural gas peaker | TRUE | 60432 | Middle River Power II, LLC | 55284 | Big Sandy Peaker Plant | WV | Wayne | BSG4 | Natural Gas Fired Combustion Turbine | GT |  | S | 58.9 | 0.85 | 50 | 57 | 25 | N |  |  | N | IPP Non-CHP | 2 | X | NG
Natural Gas Fired Combustion Turbine.NG | natural gas peaker | TRUE | 60432 | Middle River Power II, LLC | 55284 | Big Sandy Peaker Plant | WV | Wayne | BSG5 | Natural Gas Fired Combustion Turbine | GT |  | S | 58.9 | 0.85 | 50 | 57 | 25 | N |  |  | N | IPP Non-CHP | 2 | X | NG
Natural Gas Fired Combustion Turbine.NG | natural gas peaker | TRUE | 60432 | Middle River Power II, LLC | 55284 | Big Sandy Peaker Plant | WV | Wayne | BSG6 | Natural Gas Fired Combustion Turbine | GT |  | S | 58.9 | 0.85 | 50 | 57 | 25 | N |  |  | N | IPP Non-CHP | 2 | X | NG
Natural Gas Fired Combustion Turbine.NG | natural gas peaker | TRUE | 60432 | Middle River Power II, LLC | 55285 | Wolf Hills Energy | VA | Washington | WHG1 | Natural Gas Fired Combustion Turbine | GT |  | S | 57 | 0.85 | 50 | 57 | 25 | N |  |  | N | IPP Non-CHP | 2 | X | NG
Natural Gas Fired Combustion Turbine.NG | natural gas peaker | TRUE | 60432 | Middle River Power II, LLC | 55285 | Wolf Hills Energy | VA | Washington | WHG2 | Natural Gas Fired Combustion Turbine | GT |  | S | 57 | 0.85 | 50 | 57 | 25 | N |  |  | N | IPP Non-CHP | 2 | X | NG
Natural Gas Fired Combustion Turbine.NG | natural gas peaker | TRUE | 60432 | Middle River Power II, LLC | 55285 | Wolf Hills Energy | VA | Washington | WHG3 | Natural Gas Fired Combustion Turbine | GT |  | S | 57 | 0.85 | 50 | 57 | 25 | N |  |  | N | IPP Non-CHP | 2 | X | NG
Natural Gas Fired Combustion Turbine.NG | natural gas peaker | TRUE | 60432 | Middle River Power II, LLC | 55285 | Wolf Hills Energy | VA | Washington | WHG4 | Natural Gas Fired Combustion Turbine | GT |  | S | 57 | 0.85 | 50 | 57 | 25 | N |  |  | N | IPP Non-CHP | 2 | X | NG
Natural Gas Fired Combustion Turbine.NG | natural gas peaker | TRUE | 60432 | Middle River Power II, LLC | 55285 | Wolf Hills Energy | VA | Washington | WHG5 | Natural Gas Fired Combustion Turbine | GT |  | S | 57 | 0.85 | 50 | 57 | 25 | N |  |  | N | IPP Non-CHP | 2 | X | NG
Natural Gas Fired Combustion Turbine.NG | natural gas peaker | TRUE | 61905 | Oleander Holdings LLC | 55286 | Oleander Power Project LP | FL | Brevard | OG1 | Natural Gas Fired Combustion Turbine | GT |  | S | 198.9 | 0.85 | 163.8 | 180 | 102 | N |  |  | N | IPP Non-CHP | 2 | X | NG | DFO
Natural Gas Fired Combustion Turbine.NG | natural gas peaker | TRUE | 61905 | Oleander Holdings LLC | 55286 | Oleander Power Project LP | FL | Brevard | OG2 | Natural Gas Fired Combustion Turbine | GT |  | S | 198.9 | 0.85 | 163 | 180 | 102 | N |  |  | N | IPP Non-CHP | 2 | X | NG | DFO
Natural Gas Fired Combustion Turbine.NG | natural gas peaker | TRUE | 61905 | Oleander Holdings LLC | 55286 | Oleander Power Project LP | FL | Brevard | OG3 | Natural Gas Fired Combustion Turbine | GT |  | S | 198.9 | 0.85 | 163 | 180 | 102 | N |  |  | N | IPP Non-CHP | 2 | X | NG | DFO
Natural Gas Fired Combustion Turbine.NG | natural gas peaker | TRUE | 61905 | Oleander Holdings LLC | 55286 | Oleander Power Project LP | FL | Brevard | OG4 | Natural Gas Fired Combustion Turbine | GT |  | S | 198.9 | 0.85 | 163 | 180 | 102 | N |  |  | N | IPP Non-CHP | 2 | X | NG | DFO
Natural Gas Fired Combustion Turbine.NG | natural gas peaker | TRUE | 61905 | Oleander Holdings LLC | 55286 | Oleander Power Project LP | FL | Brevard | OG5 | Natural Gas Fired Combustion Turbine | GT |  | S | 198.8 | 0.85 | 163 | 180 | 102 | N |  |  | N | IPP Non-CHP | 2 | X | NG | DFO
Onshore Wind Turbine.WND | onshore wind | TRUE | 59496 | Allete Clean Energy | 55287 | Storm Lake II | IA | Buena Vista | EXIS | Onshore Wind Turbine | WT |  | S | 80.2 |  | 76.5 | 76.5 | 1 | N |  |  | N | IPP Non-CHP | 2 | X | WND
Conventional Hydroelectric.WAT | hydro | TRUE | 59178 | Brookfield Black Bear Hydro, LLC | 55288 | Medway Hydro | ME | Penobscot | MW01 | Conventional Hydroelectric | HY |  | S | 0.8 | 0.9 | 0.7 | 0.7 | 0.4 | N |  |  | N | IPP Non-CHP | 2 | X | WAT
Conventional Hydroelectric.WAT | hydro | TRUE | 59178 | Brookfield Black Bear Hydro, LLC | 55288 | Medway Hydro | ME | Penobscot | MW02 | Conventional Hydroelectric | HY |  | S | 0.8 | 0.9 | 0.7 | 0.7 | 0.4 | N |  |  | N | IPP Non-CHP | 2 | X | WAT
Conventional Hydroelectric.WAT | hydro | TRUE | 59178 | Brookfield Black Bear Hydro, LLC | 55288 | Medway Hydro | ME | Penobscot | MW03 | Conventional Hydroelectric | HY |  | S | 0.8 | 0.9 | 0.7 | 0.7 | 0.3 | N |  |  | N | IPP Non-CHP | 2 | X | WAT
Conventional Hydroelectric.WAT | hydro | TRUE | 59178 | Brookfield Black Bear Hydro, LLC | 55288 | Medway Hydro | ME | Penobscot | MW04 | Conventional Hydroelectric | HY |  | S | 0.8 | 0.9 | 0.9 | 0.9 | 0.4 | N |  |  | N | IPP Non-CHP | 2 | X | WAT
Conventional Hydroelectric.WAT | hydro | TRUE | 59178 | Brookfield Black Bear Hydro, LLC | 55288 | Medway Hydro | ME | Penobscot | MW05 | Conventional Hydroelectric | HY |  | S | 0.8 | 0.9 | 0.9 | 0.9 | 0.4 | N |  |  | N | IPP Non-CHP | 2 | X | WAT
Natural Gas Fired Combined Cycle.NG | natural gas combined cycle | TRUE | 2929 | Decatur Energy Center LLC | 55292 | Decatur Energy Center | AL | Morgan | CTG1 | Natural Gas Fired Combined Cycle | CT | CC01 | S | 210.8 | 0.85 | 180 | 210 | 66 | N |  |  | N | IPP Non-CHP | 2 | X | NG
Natural Gas Fired Combined Cycle.NG | natural gas combined cycle | TRUE | 2929 | Decatur Energy Center LLC | 55292 | Decatur Energy Center | AL | Morgan | CTG2 | Natural Gas Fired Combined Cycle | CT | CC01 | S | 210.8 | 0.85 | 180 | 210 | 66 | N |  |  | N | IPP Non-CHP | 2 | X | NG
Natural Gas Fired Combined Cycle.NG | natural gas combined cycle | TRUE | 2929 | Decatur Energy Center LLC | 55292 | Decatur Energy Center | AL | Morgan | CTG3 | Natural Gas Fired Combined Cycle | CT | CC01 | S | 210.8 | 0.85 | 180 | 210 | 66 | N |  |  | N | IPP Non-CHP | 2 | X | NG
Natural Gas Fired Combined Cycle.NG | natural gas combined cycle | TRUE | 2929 | Decatur Energy Center LLC | 55292 | Decatur Energy Center | AL | Morgan | STG1 | Natural Gas Fired Combined Cycle | CA | CC01 | S | 270 | 0.9 | 260 | 265 | 30 | N |  |  | N | IPP Non-CHP | 2 | X | NG
Natural Gas Fired Combined Cycle.NG | natural gas combined cycle | TRUE | 29122 | Morgan Energy Center LLC | 55293 | Morgan Energy Center | AL | Morgan | CTG1 | Natural Gas Fired Combined Cycle | CT | CC1 | S | 210 | 0.8 | 161 | 181 | 64 | N |  |  | Y | IPP CHP | 3 | T | NG
Natural Gas Fired Combined Cycle.NG | natural gas combined cycle | TRUE | 29122 | Morgan Energy Center LLC | 55293 | Morgan Energy Center | AL | Morgan | CTG2 | Natural Gas Fired Combined Cycle | CT | CC1 | S | 210 | 0.8 | 161 | 181 | 64 | N |  |  | Y | IPP CHP | 3 | T | NG
Natural Gas Fired Combined Cycle.NG | natural gas combined cycle | TRUE | 29122 | Morgan Energy Center LLC | 55293 | Morgan Energy Center | AL | Morgan | CTG3 | Natural Gas Fired Combined Cycle | CT | CC1 | S | 210 | 0.8 | 161 | 181 | 64 | N |  |  | Y | IPP CHP | 3 | T | NG
Natural Gas Fired Combined Cycle.NG | natural gas combined cycle | TRUE | 29122 | Morgan Energy Center LLC | 55293 | Morgan Energy Center | AL | Morgan | STG1 | Natural Gas Fired Combined Cycle | CA | CC1 | S | 270 | 0.8 | 266 | 266 | 30 | N |  |  | Y | IPP CHP | 3 | T | NG
Natural Gas Fired Combined Cycle.NG | natural gas combined cycle | TRUE | 2891 | Westbrook Energy Center | 55294 | Westbrook Energy Center Power Plant | ME | Cumberland | GTG1 | Natural Gas Fired Combined Cycle | CT | CC1 | S | 184.2 | 0.85 | 171.2 | 190.9 | 100 | N |  |  | N | IPP Non-CHP | 2 | X | NG
Natural Gas Fired Combined Cycle.NG | natural gas combined cycle | TRUE | 2891 | Westbrook Energy Center | 55294 | Westbrook Energy Center Power Plant | ME | Cumberland | GTG2 | Natural Gas Fired Combined Cycle | CT | CC1 | S | 184.2 | 0.85 | 174.6 | 192.2 | 100 | N |  |  | N | IPP Non-CHP | 2 | X | NG
Natural Gas Fired Combined Cycle.NG | natural gas combined cycle | TRUE | 2891 | Westbrook Energy Center | 55294 | Westbrook Energy Center Power Plant | ME | Cumberland | STG3 | Natural Gas Fired Combined Cycle | CA | CC1 | S | 195.5 | 0.85 | 188.9 | 192.7 | 60 | N |  |  | N | IPP Non-CHP | 2 | X | NG
Natural Gas Fired Combined Cycle.NG | natural gas combined cycle | TRUE | 58453 | AltaGas Blythe Operations Inc | 55295 | Blythe Energy Inc | CA | Riverside | CT1 | Natural Gas Fired Combined Cycle | CT | CC1 | S | 182 | 1 | 156.5 | 160.5 | 70 | N |  |  | N | IPP Non-CHP | 2 | X | NG
Natural Gas Fired Combined Cycle.NG | natural gas combined cycle | TRUE | 58453 | AltaGas Blythe Operations Inc | 55295 | Blythe Energy Inc | CA | Riverside | CT2 | Natural Gas Fired Combined Cycle | CT | CC1 | S | 182 | 1 | 156.5 | 160.5 | 70 | N |  |  | N | IPP Non-CHP | 2 | X | NG
Natural Gas Fired Combined Cycle.NG | natural gas combined cycle | TRUE | 58453 | AltaGas Blythe Operations Inc | 55295 | Blythe Energy Inc | CA | Riverside | ST1 | Natural Gas Fired Combined Cycle | CA | CC1 | S | 227 | 1 | 201 | 204 | 50 | N |  |  | N | IPP Non-CHP | 2 | X | NG
Natural Gas Fired Combustion Turbine.NG | natural gas peaker | TRUE | 56213 | IPA Operations Inc - Calumet | 55296 | Calumet Energy Team LLC | IL | Cook | CT11 | Natural Gas Fired Combustion Turbine | GT |  | W | 156.4 | 1 | 162 | 176 | 109 | N |  |  | N | IPP Non-CHP | 2 | X | NG
Natural Gas Fired Combustion Turbine.NG | natural gas peaker | TRUE | 56213 | IPA Operations Inc - Calumet | 55296 | Calumet Energy Team LLC | IL | Cook | CT12 | Natural Gas Fired Combustion Turbine | GT |  | W | 156.4 | 1 | 164.1 | 176 | 109 | N |  |  | N | IPP Non-CHP | 2 | X | NG
Natural Gas Fired Combined Cycle.NG | natural gas combined cycle | TRUE | 21579 | New Covert Generating Company LLC | 55297 | New Covert Generating Facility | MI | Van Buren | 1 | Natural Gas Fired Combined Cycle | CT | CTG1 | S | 245 | 0.85 | 226.2 | 235.7 | 140 | N |  |  | N | IPP Non-CHP | 2 | X | NG
Natural Gas Fired Combined Cycle.NG | natural gas combined cycle | TRUE | 21579 | New Covert Generating Company LLC | 55297 | New Covert Generating Facility | MI | Van Buren | 1A | Natural Gas Fired Combined Cycle | CA | CTG1 | S | 147 | 0.85 | 136 | 139 | 70 | N |  |  | N | IPP Non-CHP | 2 | X | NG
Natural Gas Fired Combined Cycle.NG | natural gas combined cycle | TRUE | 21579 | New Covert Generating Company LLC | 55297 | New Covert Generating Facility | MI | Van Buren | 2 | Natural Gas Fired Combined Cycle | CT | CTG2 | S | 245 | 0.85 | 225.5 | 264.9 | 140 | N |  |  | N | IPP Non-CHP | 2 | X | NG
Natural Gas Fired Combined Cycle.NG | natural gas combined cycle | TRUE | 21579 | New Covert Generating Company LLC | 55297 | New Covert Generating Facility | MI | Van Buren | 2A | Natural Gas Fired Combined Cycle | CA | CTG2 | S | 147 | 0.85 | 137 | 137 | 75 | N |  |  | N | IPP Non-CHP | 2 | X | NG
Natural Gas Fired Combined Cycle.NG | natural gas combined cycle | TRUE | 21579 | New Covert Generating Company LLC | 55297 | New Covert Generating Facility | MI | Van Buren | 3 | Natural Gas Fired Combined Cycle | CT | CTG3 | S | 245 | 0.85 | 224.8 | 261 | 140 | N |  |  | N | IPP Non-CHP | 2 | X | NG
Natural Gas Fired Combined Cycle.NG | natural gas combined cycle | TRUE | 21579 | New Covert Generating Company LLC | 55297 | New Covert Generating Facility | MI | Van Buren | 3A | Natural Gas Fired Combined Cycle | CA | CTG3 | S | 147 | 0.85 | 135.3 | 136.4 | 75 | N |  |  | N | IPP Non-CHP | 2 | X | NG
Natural Gas Fired Combined Cycle.NG | natural gas combined cycle | TRUE | 61786 | Edgewater Generation, LLC | 55298 | Fairless Energy Center | PA | Bucks | CT1A | Natural Gas Fired Combined Cycle | CT | BLK1 | S | 198.9 | 0.85 | 191 | 207 | 105 | N |  |  | N | IPP Non-CHP | 2 | X | NG
Natural Gas Fired Combined Cycle.NG | natural gas combined cycle | TRUE | 61786 | Edgewater Generation, LLC | 55298 | Fairless Energy Center | PA | Bucks | CT1B | Natural Gas Fired Combined Cycle | CT | BLK1 | S | 198.9 | 0.85 | 191 | 207 | 105 | N |  |  | N | IPP Non-CHP | 2 | X | NG
Natural Gas Fired Combined Cycle.NG | natural gas combined cycle | TRUE | 61786 | Edgewater Generation, LLC | 55298 | Fairless Energy Center | PA | Bucks | CT2A | Natural Gas Fired Combined Cycle | CT | BLK2 | S | 198.9 | 0.85 | 191 | 207 | 105 | N |  |  | N | IPP Non-CHP | 2 | X | NG
Natural Gas Fired Combined Cycle.NG | natural gas combined cycle | TRUE | 61786 | Edgewater Generation, LLC | 55298 | Fairless Energy Center | PA | Bucks | CT2B | Natural Gas Fired Combined Cycle | CT | BLK2 | S | 198.9 | 0.85 | 191 | 207 | 105 | N |  |  | N | IPP Non-CHP | 2 | X | NG
Natural Gas Fired Combined Cycle.NG | natural gas combined cycle | TRUE | 61786 | Edgewater Generation, LLC | 55298 | Fairless Energy Center | PA | Bucks | ST1 | Natural Gas Fired Combined Cycle | CA | BLK1 | S | 271.2 | 0.85 | 258 | 263.7 | 55 | N |  |  | N | IPP Non-CHP | 2 | X | NG
Natural Gas Fired Combined Cycle.NG | natural gas combined cycle | TRUE | 61786 | Edgewater Generation, LLC | 55298 | Fairless Energy Center | PA | Bucks | ST2 | Natural Gas Fired Combined Cycle | CA | BLK2 | S | 271.2 | 0.85 | 258 | 263.7 | 55 | N |  |  | N | IPP Non-CHP | 2 | X | NG
Natural Gas Fired Combined Cycle.NG | natural gas combined cycle | TRUE | 3370 | Channel Energy Center LLC | 55299 | Channel Energy Center LLC | TX | Harris | CTG1 | Natural Gas Fired Combined Cycle | CT | CC1 | W | 215 | 0.9 | 185 | 210 | 120 | N |  |  | Y | IPP CHP | 3 | T | NG | OG
Natural Gas Fired Combined Cycle.NG | natural gas combined cycle | TRUE | 3370 | Channel Energy Center LLC | 55299 | Channel Energy Center LLC | TX | Harris | CTG2 | Natural Gas Fired Combined Cycle | CT | CC1 | W | 215 | 0.9 | 185 | 210 | 120 | N |  |  | Y | IPP CHP | 3 | T | NG | OG
Natural Gas Fired Combined Cycle.NG | natural gas combined cycle | TRUE | 3370 | Channel Energy Center LLC | 55299 | Channel Energy Center LLC | TX | Harris | CTG3 | Natural Gas Fired Combined Cycle | CT | CC1 | W | 208.8 | 0.9 | 183 | 189 | 120 | N |  |  | Y | IPP CHP | 3 | T | NG | OG
Natural Gas Fired Combined Cycle.NG | natural gas combined cycle | TRUE | 3370 | Channel Energy Center LLC | 55299 | Channel Energy Center LLC | TX | Harris | ST-1 | Natural Gas Fired Combined Cycle | CA | CC1 | W | 285 | 0.85 | 215 | 215 | 80 | N |  |  | Y | IPP CHP | 3 | T | NG | OG
Natural Gas Fired Combustion Turbine.NG | natural gas peaker | TRUE | 2671 | Baconton Power LLC | 55304 | Baconton Power Plant | GA | Mitchell | CT1 | Natural Gas Fired Combustion Turbine | GT |  | J | 60.5 | 0.85 | 49 | 49 | 37 | N |  |  | N | IPP Non-CHP | 2 | X | NG | DFO
Natural Gas Fired Combustion Turbine.NG | natural gas peaker | TRUE | 2671 | Baconton Power LLC | 55304 | Baconton Power Plant | GA | Mitchell | CT4 | Natural Gas Fired Combustion Turbine | GT |  | J | 60.5 | 0.85 | 49 | 49 | 37 | N |  |  | N | IPP Non-CHP | 2 | X | NG | DFO
Natural Gas Fired Combustion Turbine.NG | natural gas peaker | TRUE | 2671 | Baconton Power LLC | 55304 | Baconton Power Plant | GA | Mitchell | CT5 | Natural Gas Fired Combustion Turbine | GT |  | J | 60.5 | 0.85 | 49 | 49 | 37 | N |  |  | N | IPP Non-CHP | 2 | X | NG | DFO
Natural Gas Fired Combustion Turbine.NG | natural gas peaker | TRUE | 2671 | Baconton Power LLC | 55304 | Baconton Power Plant | GA | Mitchell | CT6 | Natural Gas Fired Combustion Turbine | GT |  | J | 60.5 | 0.85 | 49 | 49 | 37 | N |  |  | N | IPP Non-CHP | 2 | X | NG | DFO
Natural Gas Fired Combined Cycle.NG | natural gas combined cycle | TRUE | 16572 | Salt River Project | 55306 | Gila River Power Block 4 | AZ | Maricopa | CTG7 | Natural Gas Fired Combined Cycle | CT | BL04 | S | 174 | 0.85 | 164 | 184 | 70 | N |  |  | N | Electric Utility | 1 | X | NG
Natural Gas Fired Combined Cycle.NG | natural gas combined cycle | TRUE | 16572 | Salt River Project | 55306 | Gila River Power Block 4 | AZ | Maricopa | CTG8 | Natural Gas Fired Combined Cycle | CT | BL04 | S | 174 | 0.85 | 164 | 184 | 70 | N |  |  | N | Electric Utility | 1 | X | NG
Natural Gas Fired Combined Cycle.NG | natural gas combined cycle | TRUE | 16572 | Salt River Project | 55306 | Gila River Power Block 4 | AZ | Maricopa | ST12 | Natural Gas Fired Combined Cycle | CA | BL04 | S | 271 | 0.85 | 242 | 249 | 70 | N |  |  | N | Electric Utility | 1 | X | NG
Natural Gas Fired Combustion Turbine.NG | natural gas peaker | FALSE | 57295 | DTE Calvert City LLC | 55308 | Calvert City | KY | Marshall | GEN1 | Natural Gas Fired Combustion Turbine | GT |  | S | 26.7 | 0.9 | 23 | 28.5 | 3 | N |  |  | Y | Industrial CHP | 7 | T | NG
Natural Gas Fired Combustion Turbine.NG | natural gas peaker | FALSE | 56304 | Air Products LLC | 55309 | Air Products Port Arthur | TX | Jefferson | GEN 5 | Natural Gas Fired Combustion Turbine | GT |  | S | 32.8 | 0.9 | 32.8 | 32.8 | 29 | N |  |  | Y | Industrial CHP | 7 | T | NG
Natural Gas Fired Combustion Turbine.NG | natural gas peaker | FALSE | 56304 | Air Products LLC | 55309 | Air Products Port Arthur | TX | Jefferson | GEN1 | Natural Gas Fired Combustion Turbine | GT |  | S | 37.6 | 0.9 | 33.2 | 37.3 | 33 | N |  |  | Y | Industrial CHP | 7 | T | NG
Natural Gas Steam Turbine.NG | natural gas steam turbine | FALSE | 56304 | Air Products LLC | 55309 | Air Products Port Arthur | TX | Jefferson | GEN3 | Natural Gas Steam Turbine | ST | SMR2 | S | 20.5 | 0.9 | 20.5 | 20.5 | 18 | N |  |  | Y | Industrial CHP | 7 | B | NG
Natural Gas Fired Combustion Turbine.NG | natural gas peaker | FALSE | 56304 | Air Products LLC | 55309 | Air Products Port Arthur | TX | Jefferson | GEN4 | Natural Gas Fired Combustion Turbine | GT | SMR2 | W | 78.2 | 0.9 | 72.4 | 84.2 | 70 | N |  |  | Y | Industrial CHP | 7 | T | NG
Natural Gas Fired Combustion Turbine.NG | natural gas peaker | FALSE | 1182 | BASF Corporation | 55311 | BASF Freeport Works | TX | Brazoria | GEN1 | Natural Gas Fired Combustion Turbine | GT |  | S | 81 | 0.98 | 75 | 85 | 40 | N |  |  | Y | Industrial CHP | 7 | T | NG
All Other.WH | other | FALSE | 1182 | BASF Corporation | 55311 | BASF Freeport Works | TX | Brazoria | GEN2 | All Other | ST |  | S | 11.7 | 0.98 | 11.7 | 11.7 | 1.2 | N |  |  | Y | Industrial CHP | 7 | T | WH
Natural Gas Fired Combined Cycle.NG | natural gas combined cycle | FALSE | 26469 | Ingleside Cogeneration LP | 55313 | Ingleside Cogeneration | TX | San Patricio | CTG1 | Natural Gas Fired Combined Cycle | CT | CC1 | J | 170.1 | 0.85 | 155 | 179 |  | N |  |  | Y | Industrial CHP | 7 | T | NG | OTH | OG
Natural Gas Fired Combined Cycle.NG | natural gas combined cycle | FALSE | 26469 | Ingleside Cogeneration LP | 55313 | Ingleside Cogeneration | TX | San Patricio | CTG2 | Natural Gas Fired Combined Cycle | CT | CC1 | J | 170.1 | 0.85 | 155 | 179 |  | N |  |  | Y | Industrial CHP | 7 | T | NG | OTH | OG
Other Gases.OG | other | FALSE | 26469 | Ingleside Cogeneration LP | 55313 | Ingleside Cogeneration | TX | San Patricio | STG | Other Gases | CA | CC1 | J | 176.8 | 0.85 | 150 | 150 |  | N |  |  | Y | Industrial CHP | 7 | T | OG | OTH | NG
Natural Gas Fired Combined Cycle.NG | natural gas combined cycle | TRUE | 59368 | Calpine Fore River Energy Center, LLC | 55317 | Fore River Generating Station | MA | Norfolk | GT11 | Natural Gas Fired Combined Cycle | CT | G942 | S | 278.6 | 0.85 | 228.8 | 265.7 | 140 | N |  |  | N | IPP Non-CHP | 2 | X | NG | DFO
Natural Gas Fired Combined Cycle.NG | natural gas combined cycle | TRUE | 59368 | Calpine Fore River Energy Center, LLC | 55317 | Fore River Generating Station | MA | Norfolk | GT12 | Natural Gas Fired Combined Cycle | CT | G942 | S | 278.6 | 0.85 | 228.1 | 264.9 | 140 | N |  |  | N | IPP Non-CHP | 2 | X | NG | DFO
Natural Gas Fired Combined Cycle.NG | natural gas combined cycle | TRUE | 59368 | Calpine Fore River Energy Center, LLC | 55317 | Fore River Generating Station | MA | Norfolk | ST15 | Natural Gas Fired Combined Cycle | CA | G942 | S | 315 | 0.85 | 269.1 | 312.4 | 75 | N |  |  | N | IPP Non-CHP | 2 | X | NG | DFO
Natural Gas Steam Turbine.NG | natural gas steam turbine | TRUE | 14610 | Orlando Utilities Comm | 55318 | Indian River | FL | Brevard | 1 | Natural Gas Steam Turbine | ST |  | S | 79 | 0.85 | 75.5 | 79 | 40 | N |  |  | N | Electric Utility | 1 | X | NG | PG
Natural Gas Steam Turbine.NG | natural gas steam turbine | TRUE | 14610 | Orlando Utilities Comm | 55318 | Indian River | FL | Brevard | 2 | Natural Gas Steam Turbine | ST |  | S | 213 | 0.85 | 181.3 | 186 | 93 | N |  |  | N | Electric Utility | 1 | X | NG | PG
Natural Gas Steam Turbine.NG | natural gas steam turbine | TRUE | 14610 | Orlando Utilities Comm | 55318 | Indian River | FL | Brevard | 3 | Natural Gas Steam Turbine | ST |  | S | 317 | 0.9 | 319.6 | 320 | 160 | N |  |  | N | Electric Utility | 1 | X | NG | PG
Petroleum Liquids.DFO | petroleum | FALSE | 38021 | Piedmont Athens Regional Medical Center | 55319 | Athens Regional Medical Center | GA | Clarke | CT1 | Petroleum Liquids | IC |  | S | 0.7 | 0.8 | 0.7 | 0.7 | 0 | N |  |  | N | Commercial Non-CHP | 4 | X | DFO
Petroleum Liquids.DFO | petroleum | FALSE | 38021 | Piedmont Athens Regional Medical Center | 55319 | Athens Regional Medical Center | GA | Clarke | CT3 | Petroleum Liquids | IC |  | S | 0.7 | 0.8 | 0.7 | 0.7 | 0 | N |  |  | N | Commercial Non-CHP | 4 | X | DFO
Petroleum Liquids.DFO | petroleum | FALSE | 38021 | Piedmont Athens Regional Medical Center | 55319 | Athens Regional Medical Center | GA | Clarke | STEG3 | Petroleum Liquids | IC |  | S | 0.8 | 0.8 | 0.8 | 0.8 | 0 | N |  |  | N | Commercial Non-CHP | 4 | X | DFO
Petroleum Liquids.DFO | petroleum | FALSE | 38021 | Piedmont Athens Regional Medical Center | 55319 | Athens Regional Medical Center | GA | Clarke | STEG4 | Petroleum Liquids | IC |  | S | 0.8 | 0.8 | 0.8 | 0.8 | 0 | N |  |  | N | Commercial Non-CHP | 4 | X | DFO
Petroleum Liquids.DFO | petroleum | FALSE | 38021 | Piedmont Athens Regional Medical Center | 55319 | Athens Regional Medical Center | GA | Clarke | STEG5 | Petroleum Liquids | IC |  | S | 0.8 | 0.8 | 0.8 | 0.8 | 0 | N |  |  | N | Commercial Non-CHP | 4 | X | DFO
Petroleum Liquids.DFO | petroleum | FALSE | 38021 | Piedmont Athens Regional Medical Center | 55319 | Athens Regional Medical Center | GA | Clarke | STEG6 | Petroleum Liquids | IC |  | S | 0.8 | 0.8 | 0.8 | 0.8 | 0 | N |  |  | N | Commercial Non-CHP | 4 | X | DFO
Natural Gas Fired Combined Cycle.NG | natural gas combined cycle | TRUE | 21668 | Wise County Power Company LLC | 55320 | Wise County Power LLC | TX | Wise | GT1 | Natural Gas Fired Combined Cycle | CT | CC1 | S | 261 | 0.9 | 245 | 261 | 85 | N |  |  | N | IPP Non-CHP | 2 | X | NG
Natural Gas Fired Combined Cycle.NG | natural gas combined cycle | TRUE | 21668 | Wise County Power Company LLC | 55320 | Wise County Power LLC | TX | Wise | GT2 | Natural Gas Fired Combined Cycle | CT | CC1 | S | 261 | 0.9 | 245 | 261 | 85 | N |  |  | N | IPP Non-CHP | 2 | X | NG
Natural Gas Fired Combined Cycle.NG | natural gas combined cycle | TRUE | 21668 | Wise County Power Company LLC | 55320 | Wise County Power LLC | TX | Wise | ST1 | Natural Gas Fired Combined Cycle | CA | CC1 | S | 299.7 | 0.9 | 245 | 260 | 130 | N |  |  | N | IPP Non-CHP | 2 | X | NG
Natural Gas Fired Combined Cycle.NG | natural gas combined cycle | TRUE | 13407 | Nevada Power Co | 55322 | Chuck Lenzie Generating Station | NV | Clark | CTG1 | Natural Gas Fired Combined Cycle | CT | PB1 | S | 201.5 | 0.85 | 184 | 179 | 90 | N |  |  | N | Electric Utility | 1 | X | NG
Natural Gas Fired Combined Cycle.NG | natural gas combined cycle | TRUE | 13407 | Nevada Power Co | 55322 | Chuck Lenzie Generating Station | NV | Clark | CTG2 | Natural Gas Fired Combined Cycle | CT | PB1 | S | 201.5 | 0.85 | 184 | 179 | 90 | N |  |  | N | Electric Utility | 1 | X | NG
Natural Gas Fired Combined Cycle.NG | natural gas combined cycle | TRUE | 13407 | Nevada Power Co | 55322 | Chuck Lenzie Generating Station | NV | Clark | CTG3 | Natural Gas Fired Combined Cycle | CT | PB2 | S | 201.5 | 0.85 | 184 | 179 | 90 | N |  |  | N | Electric Utility | 1 | X | NG
Natural Gas Fired Combined Cycle.NG | natural gas combined cycle | TRUE | 13407 | Nevada Power Co | 55322 | Chuck Lenzie Generating Station | NV | Clark | CTG4 | Natural Gas Fired Combined Cycle | CT | PB2 | S | 201.5 | 0.85 | 184 | 179 | 90 | N |  |  | N | Electric Utility | 1 | X | NG
Natural Gas Fired Combined Cycle.NG | natural gas combined cycle | TRUE | 13407 | Nevada Power Co | 55322 | Chuck Lenzie Generating Station | NV | Clark | ST1 | Natural Gas Fired Combined Cycle | CA | PB1 | S | 329.8 | 0.85 | 253 | 265 | 45 | N |  |  | N | Electric Utility | 1 | X | NG
Natural Gas Fired Combined Cycle.NG | natural gas combined cycle | TRUE | 13407 | Nevada Power Co | 55322 | Chuck Lenzie Generating Station | NV | Clark | ST2 | Natural Gas Fired Combined Cycle | CA | PB2 | S | 329.8 | 0.85 | 253 | 265 | 45 | N |  |  | N | Electric Utility | 1 | X | NG
Natural Gas Fired Combined Cycle.NG | natural gas combined cycle | TRUE | 2838 | Baytown Energy Center LLC | 55327 | Baytown Energy Center | TX | Chambers | CTG1 | Natural Gas Fired Combined Cycle | CT | CC1 | S | 219.3 | 0.85 | 175 | 190 | 120 | N |  |  | Y | IPP CHP | 3 | T | NG
Natural Gas Fired Combined Cycle.NG | natural gas combined cycle | TRUE | 2838 | Baytown Energy Center LLC | 55327 | Baytown Energy Center | TX | Chambers | CTG2 | Natural Gas Fired Combined Cycle | CT | CC1 | S | 219.3 | 0.85 | 175 | 190 | 120 | N |  |  | Y | IPP CHP | 3 | T | NG
Natural Gas Fired Combined Cycle.NG | natural gas combined cycle | TRUE | 2838 | Baytown Energy Center LLC | 55327 | Baytown Energy Center | TX | Chambers | CTG3 | Natural Gas Fired Combined Cycle | CT | CC1 | S | 219.3 | 0.85 | 175 | 190 | 120 | N |  |  | Y | IPP CHP | 3 | T | NG
Natural Gas Fired Combined Cycle.NG | natural gas combined cycle | TRUE | 2838 | Baytown Energy Center LLC | 55327 | Baytown Energy Center | TX | Chambers | STG1 | Natural Gas Fired Combined Cycle | CA | CC1 | S | 275 | 0.9 | 275 | 275 | 25 | N |  |  | Y | IPP CHP | 3 | T | NG
Natural Gas Fired Combined Cycle.NG | natural gas combined cycle | TRUE | 7869 | Hermiston Power Partnership | 55328 | Hermiston Power Partnership | OR | Umatilla | CTG1 | Natural Gas Fired Combined Cycle | CT | CC1 | S | 212.5 | 0.85 | 184 | 195 | 80 | N |  |  | N | IPP Non-CHP | 2 | X | NG
Natural Gas Fired Combined Cycle.NG | natural gas combined cycle | TRUE | 7869 | Hermiston Power Partnership | 55328 | Hermiston Power Partnership | OR | Umatilla | CTG2 | Natural Gas Fired Combined Cycle | CT | CC1 | S | 212.5 | 0.85 | 184 | 195 | 80 | N |  |  | N | IPP Non-CHP | 2 | X | NG
Natural Gas Fired Combined Cycle.NG | natural gas combined cycle | TRUE | 7869 | Hermiston Power Partnership | 55328 | Hermiston Power Partnership | OR | Umatilla | STG1 | Natural Gas Fired Combined Cycle | CA | CC1 | S | 264.4 | 0.85 | 247 | 258 | 90 | N |  |  | N | IPP Non-CHP | 2 | X | NG
Natural Gas Fired Combustion Turbine.NG | natural gas peaker | TRUE | 59416 | SEPG Operating Services, LLC WCP | 55332 | Washington County Power LLC | GA | Washington | 1 | Natural Gas Fired Combustion Turbine | GT |  | W | 198.9 | 0.85 | 151 | 186.3 | 100 | N |  |  | N | IPP Non-CHP | 2 | X | NG
Natural Gas Fired Combustion Turbine.NG | natural gas peaker | TRUE | 59416 | SEPG Operating Services, LLC WCP | 55332 | Washington County Power LLC | GA | Washington | 2 | Natural Gas Fired Combustion Turbine | GT |  | W | 198.9 | 0.85 | 157.9 | 186.3 | 100 | N |  |  | N | IPP Non-CHP | 2 | X | NG
Natural Gas Fired Combustion Turbine.NG | natural gas peaker | TRUE | 59416 | SEPG Operating Services, LLC WCP | 55332 | Washington County Power LLC | GA | Washington | 3 | Natural Gas Fired Combustion Turbine | GT |  | W | 198.9 | 0.85 | 157.9 | 186.3 | 100 | N |  |  | N | IPP Non-CHP | 2 | X | NG
Natural Gas Fired Combustion Turbine.NG | natural gas peaker | TRUE | 59416 | SEPG Operating Services, LLC WCP | 55332 | Washington County Power LLC | GA | Washington | 4 | Natural Gas Fired Combustion Turbine | GT |  | W | 198.9 | 0.85 | 156.6 | 186.3 | 100 | N |  |  | N | IPP Non-CHP | 2 | X | NG
Natural Gas Fired Combined Cycle.NG | natural gas combined cycle | TRUE | 5030 | Delta Energy Center LLC | 55333 | Delta Energy Center | CA | Contra Costa | CTG1 | Natural Gas Fired Combined Cycle | CT | CC1 | S | 212 | 0.85 | 176 | 191 | 115 | N |  |  | N | IPP Non-CHP | 2 | X | NG
Natural Gas Fired Combined Cycle.NG | natural gas combined cycle | TRUE | 5030 | Delta Energy Center LLC | 55333 | Delta Energy Center | CA | Contra Costa | CTG2 | Natural Gas Fired Combined Cycle | CT | CC1 | S | 212 | 0.85 | 165 | 180 | 115 | N |  |  | N | IPP Non-CHP | 2 | X | NG
Natural Gas Fired Combined Cycle.NG | natural gas combined cycle | TRUE | 5030 | Delta Energy Center LLC | 55333 | Delta Energy Center | CA | Contra Costa | CTG3 | Natural Gas Fired Combined Cycle | CT | CC1 | S | 213.5 | 0.85 | 165 | 180 | 115 | N |  |  | N | IPP Non-CHP | 2 | X | NG
Natural Gas Fired Combined Cycle.NG | natural gas combined cycle | TRUE | 5030 | Delta Energy Center LLC | 55333 | Delta Energy Center | CA | Contra Costa | STG1 | Natural Gas Fired Combined Cycle | CA | CC1 | S | 306 | 0.85 | 263.1 | 287.6 | 80 | N |  |  | N | IPP Non-CHP | 2 | X | NG
Natural Gas Fired Combined Cycle.NG | natural gas combined cycle | TRUE | 49974 | NAES Corporation - (WA) | 55334 | Holland Energy Facility | IL | Shelby | CTG1 | Natural Gas Fired Combined Cycle | CT | CC1 | W | 178.5 | 0.85 | 150.9 | 177.9 | 100 | N |  |  | N | Electric Utility | 1 | X | NG
Natural Gas Fired Combined Cycle.NG | natural gas combined cycle | TRUE | 49974 | NAES Corporation - (WA) | 55334 | Holland Energy Facility | IL | Shelby | CTG2 | Natural Gas Fired Combined Cycle | CT | CC1 | W | 178.5 | 0.85 | 145.5 | 179.6 | 100 | N |  |  | N | Electric Utility | 1 | X | NG
Natural Gas Fired Combined Cycle.NG | natural gas combined cycle | TRUE | 49974 | NAES Corporation - (WA) | 55334 | Holland Energy Facility | IL | Shelby | STG1 | Natural Gas Fired Combined Cycle | CA | CC1 | W | 345.1 | 0.85 | 320.1 | 330 | 50 | N |  |  | N | Electric Utility | 1 | X | NG
Natural Gas Fired Combined Cycle.NG | natural gas combined cycle | TRUE | 61121 | Helix Ironwood LLC | 55337 | Ironwood LLC | PA | Lebanon | CT1 | Natural Gas Fired Combined Cycle | CT | CC02 | S | 259.2 | 0.9 | 239.4 | 259.7 | 116.8 | N |  |  | N | IPP Non-CHP | 2 | X | NG
Natural Gas Fired Combined Cycle.NG | natural gas combined cycle | TRUE | 61121 | Helix Ironwood LLC | 55337 | Ironwood LLC | PA | Lebanon | CT2 | Natural Gas Fired Combined Cycle | CT | CC02 | S | 259.2 | 0.9 | 239.4 | 259.7 | 116.8 | N |  |  | N | IPP Non-CHP | 2 | X | NG
Natural Gas Fired Combined Cycle.NG | natural gas combined cycle | TRUE | 61121 | Helix Ironwood LLC | 55337 | Ironwood LLC | PA | Lebanon | ST4 | Natural Gas Fired Combined Cycle | CA | CC02 | S | 259.2 | 0.9 | 233.2 | 249.8 | 75 | N |  |  | N | IPP Non-CHP | 2 | X | NG
Natural Gas Fired Combined Cycle.NG | natural gas combined cycle | TRUE | 924 | Associated Electric Coop, Inc | 55340 | Dell Power Station | AR | Mississippi | CTG1 | Natural Gas Fired Combined Cycle | CT | CC2 | S | 199.3 | 0.85 | 148 | 165 | 100 | Y |  |  | N | Electric Utility | 1 | X | NG | DFO
Natural Gas Fired Combined Cycle.NG | natural gas combined cycle | TRUE | 924 | Associated Electric Coop, Inc | 55340 | Dell Power Station | AR | Mississippi | CTG2 | Natural Gas Fired Combined Cycle | CT | CC2 | S | 199.3 | 0.85 | 149 | 166 | 100 | Y |  |  | N | Electric Utility | 1 | X | NG | DFO
Natural Gas Fired Combined Cycle.NG | natural gas combined cycle | TRUE | 924 | Associated Electric Coop, Inc | 55340 | Dell Power Station | AR | Mississippi | STG | Natural Gas Fired Combined Cycle | CA | CC2 | S | 280.5 | 0.85 | 173 | 180 | 62 | N |  |  | N | Electric Utility | 1 | X | NG | DFO
Onshore Wind Turbine.WND | onshore wind | TRUE | 56769 | Consolidated Edison Development Inc. | 55342 | Woodstock Windfarm | MN | Pipestone | WIND | Onshore Wind Turbine | WT |  | S | 9.2 |  | 9.2 | 9.2 | 0 | N |  |  | N | IPP Non-CHP | 2 | X | WND
Natural Gas Fired Combined Cycle.NG | natural gas combined cycle | TRUE | 15473 | Public Service Co of NM | 55343 | Luna Energy Facility | NM | Luna | CTG1 | Natural Gas Fired Combined Cycle | CT | CC1 | J | 175 | 0.85 | 150.5 | 164.5 | 80 | N |  |  | N | Electric Utility | 1 | X | NG
Natural Gas Fired Combined Cycle.NG | natural gas combined cycle | TRUE | 15473 | Public Service Co of NM | 55343 | Luna Energy Facility | NM | Luna | CTG2 | Natural Gas Fired Combined Cycle | CT | CC1 | J | 175 | 0.85 | 150.5 | 164.5 | 80 | N |  |  | N | Electric Utility | 1 | X | NG
Natural Gas Fired Combined Cycle.NG | natural gas combined cycle | TRUE | 15473 | Public Service Co of NM | 55343 | Luna Energy Facility | NM | Luna | STG1 | Natural Gas Fired Combined Cycle | CA | CC1 | J | 300 | 0.85 | 258 | 282 | 50 | N |  |  | N | Electric Utility | 1 | X | NG
Natural Gas Fired Combined Cycle.NG | natural gas combined cycle | TRUE | 14274 | Otay Mesa Energy Center LLC | 55345 | Otay Mesa Generating Project | CA | San Diego | 1-01 | Natural Gas Fired Combined Cycle | CT | CC1 | S | 198.9 | 0.85 | 152.8 | 165.9 | 85 | N |  |  | N | IPP Non-CHP | 2 | X | NG
Natural Gas Fired Combined Cycle.NG | natural gas combined cycle | TRUE | 14274 | Otay Mesa Energy Center LLC | 55345 | Otay Mesa Generating Project | CA | San Diego | 1-02 | Natural Gas Fired Combined Cycle | CT | CC1 | S | 198.9 | 0.85 | 152.8 | 165.9 | 85 | N |  |  | N | IPP Non-CHP | 2 | X | NG
Natural Gas Fired Combined Cycle.NG | natural gas combined cycle | TRUE | 14274 | Otay Mesa Energy Center LLC | 55345 | Otay Mesa Generating Project | CA | San Diego | 1-03 | Natural Gas Fired Combined Cycle | CA | CC1 | S | 290.7 | 0.9 | 265.4 | 275.3 | 50 | N |  |  | N | IPP Non-CHP | 2 | X | NG
Natural Gas Fired Combustion Turbine.NG | natural gas peaker | TRUE | 56412 | Armstrong Power LLC | 55347 | Armstrong | PA | Armstrong | 1 | Natural Gas Fired Combustion Turbine | GT |  | S | 172 | 0.85 | 168.4 | 208.9 | 100 | N |  |  | N | IPP Non-CHP | 2 | X | NG | DFO
Natural Gas Fired Combustion Turbine.NG | natural gas peaker | TRUE | 56412 | Armstrong Power LLC | 55347 | Armstrong | PA | Armstrong | 2 | Natural Gas Fired Combustion Turbine | GT |  | S | 172 | 0.85 | 163.6 | 202.9 | 100 | N |  |  | N | IPP Non-CHP | 2 | X | NG | DFO
Natural Gas Fired Combustion Turbine.NG | natural gas peaker | TRUE | 56412 | Armstrong Power LLC | 55347 | Armstrong | PA | Armstrong | 3 | Natural Gas Fired Combustion Turbine | GT |  | S | 172 | 0.85 | 169 | 209.6 | 100 | N |  |  | N | IPP Non-CHP | 2 | X | NG | DFO
Natural Gas Fired Combustion Turbine.NG | natural gas peaker | TRUE | 56412 | Armstrong Power LLC | 55347 | Armstrong | PA | Armstrong | 4 | Natural Gas Fired Combustion Turbine | GT |  | S | 172 | 0.85 | 169.7 | 208.3 | 100 | N |  |  | N | IPP Non-CHP | 2 | X | NG | DFO
Natural Gas Fired Combustion Turbine.NG | natural gas peaker | TRUE | 56533 | Troy Energy LLC | 55348 | Troy Energy LLC | OH | Wood | 1 | Natural Gas Fired Combustion Turbine | GT |  | W | 198.9 | 0.85 | 170 | 196.6 | 100 | N |  |  | N | IPP Non-CHP | 2 | X | NG | DFO
Natural Gas Fired Combustion Turbine.NG | natural gas peaker | TRUE | 56533 | Troy Energy LLC | 55348 | Troy Energy LLC | OH | Wood | 2 | Natural Gas Fired Combustion Turbine | GT |  | W | 198.9 | 0.85 | 169 | 196.5 | 100 | N |  |  | N | IPP Non-CHP | 2 | X | NG | DFO
Natural Gas Fired Combustion Turbine.NG | natural gas peaker | TRUE | 56533 | Troy Energy LLC | 55348 | Troy Energy LLC | OH | Wood | 3 | Natural Gas Fired Combustion Turbine | GT |  | W | 198.9 | 0.85 | 168.5 | 196.6 | 100 | N |  |  | N | IPP Non-CHP | 2 | X | NG | DFO
Natural Gas Fired Combustion Turbine.NG | natural gas peaker | TRUE | 56533 | Troy Energy LLC | 55348 | Troy Energy LLC | OH | Wood | 4 | Natural Gas Fired Combustion Turbine | GT |  | W | 198.9 | 0.85 | 168.1 | 196 | 100 | N |  |  | N | IPP Non-CHP | 2 | X | NG | DFO
Natural Gas Fired Combustion Turbine.NG | natural gas peaker | TRUE | 55749 | Pleasants Energy LLC | 55349 | Pleasants Energy LLC | WV | Pleasants | 1 | Natural Gas Fired Combustion Turbine | GT |  | W | 172 | 0.85 | 171.6 | 171.6 | 105 | N |  |  | N | IPP Non-CHP | 2 | X | NG | DFO
Natural Gas Fired Combustion Turbine.NG | natural gas peaker | TRUE | 55749 | Pleasants Energy LLC | 55349 | Pleasants Energy LLC | WV | Pleasants | 2 | Natural Gas Fired Combustion Turbine | GT |  | W | 172 | 0.85 | 167.9 | 167.9 | 105 | N |  |  | N | IPP Non-CHP | 2 | X | NG | DFO
Natural Gas Fired Combined Cycle.NG | natural gas combined cycle | TRUE | 733 | Appalachian Power Co | 55350 | Dresden Energy Facility | OH | Muskingum | 1 | Natural Gas Fired Combined Cycle | CT | CC1 | S | 198.9 | 0.85 | 158.3 | 183.3 | 90 | N |  |  | N | Electric Utility | 1 | X | NG
Natural Gas Fired Combined Cycle.NG | natural gas combined cycle | TRUE | 733 | Appalachian Power Co | 55350 | Dresden Energy Facility | OH | Muskingum | 2 | Natural Gas Fired Combined Cycle | CT | CC1 | S | 198.9 | 0.85 | 158.3 | 183.3 | 90 | N |  |  | N | Electric Utility | 1 | X | NG
Natural Gas Fired Combined Cycle.NG | natural gas combined cycle | TRUE | 733 | Appalachian Power Co | 55350 | Dresden Energy Facility | OH | Muskingum | 3 | Natural Gas Fired Combined Cycle | CA | CC1 | S | 280.5 | 0.85 | 223.4 | 258.4 | 173 | N |  |  | N | Electric Utility | 1 | X | NG
Onshore Wind Turbine.WND | onshore wind | TRUE | 61219 | Longroad Energy Services LLC | 55353 | Lakota Ridge LLC | MN | Lincoln | NMO1 | Onshore Wind Turbine | WT |  | J | 11.2 |  | 11.2 | 11.2 | 1 | N |  |  | N | IPP Non-CHP | 2 | X | WND
Onshore Wind Turbine.WND | onshore wind | TRUE | 61219 | Longroad Energy Services LLC | 55354 | Shaokatan Hills LLC | MN | Lincoln | 6150 | Onshore Wind Turbine | WT |  | J | 11.8 |  | 11.8 | 11.8 | 11.8 | N |  |  | N | IPP Non-CHP | 2 | X | WND
Natural Gas Fired Combined Cycle.NG | natural gas combined cycle | TRUE | 2171 | Brazos Valley Energy | 55357 | Jack Fusco Energy Center | TX | Fort Bend | CTG1 | Natural Gas Fired Combined Cycle | CT | STG1 | S | 200 | 0.8 | 166 | 182 | 90 | N |  |  | N | IPP Non-CHP | 2 | X | NG
Natural Gas Fired Combined Cycle.NG | natural gas combined cycle | TRUE | 2171 | Brazos Valley Energy | 55357 | Jack Fusco Energy Center | TX | Fort Bend | CTG2 | Natural Gas Fired Combined Cycle | CT | STG1 | S | 200 | 0.8 | 166 | 182 | 90 | N |  |  | N | IPP Non-CHP | 2 | X | NG
Natural Gas Fired Combined Cycle.NG | natural gas combined cycle | TRUE | 2171 | Brazos Valley Energy | 55357 | Jack Fusco Energy Center | TX | Fort Bend | STG1 | Natural Gas Fired Combined Cycle | CA | STG1 | S | 275.6 | 0.8 | 193 | 230 | 150 | N |  |  | N | IPP Non-CHP | 2 | X | NG
Natural Gas Fired Combined Cycle.NG | natural gas combined cycle | TRUE | 4405 | NRG Cottonwood Tenant LLC | 55358 | Cottonwood Energy Project | TX | Newton | CT1 | Natural Gas Fired Combined Cycle | CT | ST1 | W | 198.9 | 0.85 | 146 | 157.7 | 90 | N |  |  | N | IPP Non-CHP | 2 | X | NG
Natural Gas Fired Combined Cycle.NG | natural gas combined cycle | TRUE | 4405 | NRG Cottonwood Tenant LLC | 55358 | Cottonwood Energy Project | TX | Newton | CT2 | Natural Gas Fired Combined Cycle | CT | ST2 | W | 198.9 | 0.85 | 149 | 164.3 | 90 | N |  |  | N | IPP Non-CHP | 2 | X | NG
Natural Gas Fired Combined Cycle.NG | natural gas combined cycle | TRUE | 4405 | NRG Cottonwood Tenant LLC | 55358 | Cottonwood Energy Project | TX | Newton | CT3 | Natural Gas Fired Combined Cycle | CT | ST3 | W | 198.9 | 0.85 | 146 | 158.3 | 90 | N |  |  | N | IPP Non-CHP | 2 | X | NG
Natural Gas Fired Combined Cycle.NG | natural gas combined cycle | TRUE | 4405 | NRG Cottonwood Tenant LLC | 55358 | Cottonwood Energy Project | TX | Newton | CT4 | Natural Gas Fired Combined Cycle | CT | ST4 | W | 198.9 | 0.85 | 147 | 157.7 | 90 | N |  |  | N | IPP Non-CHP | 2 | X | NG
Natural Gas Fired Combined Cycle.NG | natural gas combined cycle | TRUE | 4405 | NRG Cottonwood Tenant LLC | 55358 | Cottonwood Energy Project | TX | Newton | ST1 | Natural Gas Fired Combined Cycle | CA | ST1 | W | 159.5 | 0.85 | 135.3 | 141.7 | 60 | N |  |  | N | IPP Non-CHP | 2 | X | NG
Natural Gas Fired Combined Cycle.NG | natural gas combined cycle | TRUE | 4405 | NRG Cottonwood Tenant LLC | 55358 | Cottonwood Energy Project | TX | Newton | ST2 | Natural Gas Fired Combined Cycle | CA | ST2 | W | 159.5 | 0.85 | 142.3 | 139 | 60 | N |  |  | N | IPP Non-CHP | 2 | X | NG
Natural Gas Fired Combined Cycle.NG | natural gas combined cycle | TRUE | 4405 | NRG Cottonwood Tenant LLC | 55358 | Cottonwood Energy Project | TX | Newton | ST3 | Natural Gas Fired Combined Cycle | CA | ST3 | W | 159.5 | 0.85 | 140.3 | 140 | 60 | N |  |  | N | IPP Non-CHP | 2 | X | NG
Natural Gas Fired Combined Cycle.NG | natural gas combined cycle | TRUE | 4405 | NRG Cottonwood Tenant LLC | 55358 | Cottonwood Energy Project | TX | Newton | ST4 | Natural Gas Fired Combined Cycle | CA | ST4 | W | 159.5 | 0.85 | 139.3 | 139 | 60 | N |  |  | N | IPP Non-CHP | 2 | X | NG
Natural Gas Fired Combined Cycle.NG | natural gas combined cycle | TRUE | 13756 | Northern Indiana Pub Serv Co | 55364 | Sugar Creek Power | IN | Vigo | CT01 | Natural Gas Fired Combined Cycle | CT | CC1 | S | 203.2 | 0.85 | 164.4 | 171.3 | 85 | N |  |  | N | Electric Utility | 1 | X | NG
Natural Gas Fired Combined Cycle.NG | natural gas combined cycle | TRUE | 13756 | Northern Indiana Pub Serv Co | 55364 | Sugar Creek Power | IN | Vigo | CT02 | Natural Gas Fired Combined Cycle | CT | CC1 | S | 203.2 | 0.85 | 166.6 | 173.1 | 85 | N |  |  | N | Electric Utility | 1 | X | NG
Natural Gas Fired Combined Cycle.NG | natural gas combined cycle | TRUE | 13756 | Northern Indiana Pub Serv Co | 55364 | Sugar Creek Power | IN | Vigo | ST1 | Natural Gas Fired Combined Cycle | CA | CC1 | S | 213 | 0.85 | 218 | 218.6 | 130 | N |  |  | N | Electric Utility | 1 | X | NG
Natural Gas Fired Combustion Turbine.NG | natural gas peaker | TRUE | 62027 | LaPorte Power, LLC | 55365 | Exelon LaPorte Generating Station | TX | Harris | GT1 | Natural Gas Fired Combustion Turbine | GT |  | S | 59 | 0.85 | 36 | 42 | 36 | N |  |  | N | IPP Non-CHP | 2 | X | NG
Natural Gas Fired Combustion Turbine.NG | natural gas peaker | TRUE | 62027 | LaPorte Power, LLC | 55365 | Exelon LaPorte Generating Station | TX | Harris | GT2 | Natural Gas Fired Combustion Turbine | GT |  | S | 59 | 0.85 | 36 | 42 | 36 | N |  |  | N | IPP Non-CHP | 2 | X | NG
Natural Gas Fired Combustion Turbine.NG | natural gas peaker | TRUE | 62027 | LaPorte Power, LLC | 55365 | Exelon LaPorte Generating Station | TX | Harris | GT3 | Natural Gas Fired Combustion Turbine | GT |  | S | 59 | 0.85 | 36 | 42 | 36 | N |  |  | N | IPP Non-CHP | 2 | X | NG
Natural Gas Fired Combustion Turbine.NG | natural gas peaker | TRUE | 62027 | LaPorte Power, LLC | 55365 | Exelon LaPorte Generating Station | TX | Harris | GT4 | Natural Gas Fired Combustion Turbine | GT |  | S | 59 | 0.85 | 36 | 42 | 36 | N |  |  | N | IPP Non-CHP | 2 | X | NG
Onshore Wind Turbine.WND | onshore wind | TRUE | 34688 | CHI Energy Inc | 55368 | Wethersfield Wind Farm | NY | Wyoming | V47 | Onshore Wind Turbine | WT |  | S | 6.6 |  | 6.6 | 6.6 | 0.1 | N |  |  | N | IPP Non-CHP | 2 | X | WND
Petroleum Liquids.WO | petroleum | TRUE | 61213 | Hamakua Energy, LLC | 55369 | Hamakua Energy Plant | HI | Hawaii | CT1 | Petroleum Liquids | CT | CC1 | S | 23 | 1 | 21.7 | 21.7 | 5.8 | N |  |  | N | IPP Non-CHP | 2 | X | WO | OBL | DFO
Petroleum Liquids.WO | petroleum | TRUE | 61213 | Hamakua Energy, LLC | 55369 | Hamakua Energy Plant | HI | Hawaii | CT2 | Petroleum Liquids | CT | CC1 | S | 23 | 1 | 21.7 | 21.7 | 5.8 | N |  |  | N | IPP Non-CHP | 2 | X | WO | OBL | DFO
Petroleum Liquids.WO | petroleum | TRUE | 61213 | Hamakua Energy, LLC | 55369 | Hamakua Energy Plant | HI | Hawaii | ST1 | Petroleum Liquids | CA | CC1 | S | 20 | 0.999 | 17.4 | 17.4 | 0 | N |  |  | N | IPP Non-CHP | 2 | X | WO | OBL | DFO
Batteries.MWH | battery storage | 0 | 6862 | Green Mountain Storage, LLC | 55370 | Green Mountain Storage, LLC | PA | Somerset | BGM | Batteries | BA |  | S | 10.4 |  | 10.4 | 10.4 | 0 | N |  |  | N | IPP Non-CHP | 2 | X | MWH
Natural Gas Fired Combined Cycle.NG | natural gas combined cycle | TRUE | 32790 | New Harquahala Generating Co, LLC | 55372 | Harquahala Generating Project | AZ | Maricopa | CTG1 | Natural Gas Fired Combined Cycle | CT | BLK1 | S | 281.7 | 0.9 | 239.9 | 244 | 135.4 | N |  |  | N | IPP Non-CHP | 2 | X | NG
Natural Gas Fired Combined Cycle.NG | natural gas combined cycle | TRUE | 32790 | New Harquahala Generating Co, LLC | 55372 | Harquahala Generating Project | AZ | Maricopa | CTG2 | Natural Gas Fired Combined Cycle | CT | BLK2 | S | 281.7 | 0.9 | 226.6 | 247.8 | 137.4 | N |  |  | N | IPP Non-CHP | 2 | X | NG
Natural Gas Fired Combined Cycle.NG | natural gas combined cycle | TRUE | 32790 | New Harquahala Generating Co, LLC | 55372 | Harquahala Generating Project | AZ | Maricopa | CTG3 | Natural Gas Fired Combined Cycle | CT | BLK3 | S | 281.7 | 0.9 | 226.2 | 245.2 | 135.3 | N |  |  | N | IPP Non-CHP | 2 | X | NG
Natural Gas Fired Combined Cycle.NG | natural gas combined cycle | TRUE | 32790 | New Harquahala Generating Co, LLC | 55372 | Harquahala Generating Project | AZ | Maricopa | STG1 | Natural Gas Fired Combined Cycle | CA | BLK1 | S | 144 | 0.9 | 119.8 | 121.8 | 88.8 | N |  |  | N | IPP Non-CHP | 2 | X | NG
Natural Gas Fired Combined Cycle.NG | natural gas combined cycle | TRUE | 32790 | New Harquahala Generating Co, LLC | 55372 | Harquahala Generating Project | AZ | Maricopa | STG2 | Natural Gas Fired Combined Cycle | CA | BLK2 | S | 144 | 0.9 | 114.9 | 121.1 | 85.9 | N |  |  | N | IPP Non-CHP | 2 | X | NG
Natural Gas Fired Combined Cycle.NG | natural gas combined cycle | TRUE | 32790 | New Harquahala Generating Co, LLC | 55372 | Harquahala Generating Project | AZ | Maricopa | STG3 | Natural Gas Fired Combined Cycle | CA | BLK3 | S | 144 | 0.9 | 115.5 | 120.4 | 87.1 | N |  |  | N | IPP Non-CHP | 2 | X | NG
Natural Gas Fired Combined Cycle.NG | natural gas combined cycle | TRUE | 22979 | Astoria Energy LLC | 55375 | Astoria Energy | NY | Queens | CT1 | Natural Gas Fired Combined Cycle | CT | CC1 | S | 170 | 0.85 | 165 | 189 | 100 | N |  |  | N | IPP Non-CHP | 2 | X | NG | DFO
Natural Gas Fired Combined Cycle.NG | natural gas combined cycle | TRUE | 22979 | Astoria Energy LLC | 55375 | Astoria Energy | NY | Queens | CT2 | Natural Gas Fired Combined Cycle | CT | CC1 | S | 170 | 0.85 | 165 | 189 | 100 | N |  |  | N | IPP Non-CHP | 2 | X | NG | DFO
Natural Gas Fired Combined Cycle.NG | natural gas combined cycle | TRUE | 22979 | Astoria Energy LLC | 55375 | Astoria Energy | NY | Queens | ST1 | Natural Gas Fired Combined Cycle | CA | CC1 | S | 255 | 0.85 | 228 | 266 | 120 | N |  |  | N | IPP Non-CHP | 2 | X | NG
Natural Gas Fired Combustion Turbine.NG | natural gas peaker | TRUE | 61317 | Gans Energy LLC | 55377 | Gans | PA | FAYETTE | UNT8 | Natural Gas Fired Combustion Turbine | GT |  | S | 43.8 | 0.9 | 45.7 | 48.7 | 4 | N |  |  | N | IPP Non-CHP | 2 | X | NG | DFO
Natural Gas Fired Combustion Turbine.NG | natural gas peaker | TRUE | 61317 | Gans Energy LLC | 55377 | Gans | PA | FAYETTE | UNT9 | Natural Gas Fired Combustion Turbine | GT |  | S | 43.8 | 0.9 | 47 | 49.2 | 4 | N |  |  | N | IPP Non-CHP | 2 | X | NG | DFO
Natural Gas Fired Combined Cycle.NG | natural gas combined cycle | TRUE | 814 | Entergy Arkansas LLC | 55380 | Union Power Station | AR | Union | CTG1 | Natural Gas Fired Combined Cycle | CT | BL01 | W | 176 | 0.85 |  |  | 90 | N |  |  | N | Electric Utility | 1 | X | NG
Natural Gas Fired Combined Cycle.NG | natural gas combined cycle | TRUE | 814 | Entergy Arkansas LLC | 55380 | Union Power Station | AR | Union | CTG2 | Natural Gas Fired Combined Cycle | CT | BL01 | W | 176 | 0.85 |  |  | 90 | N |  |  | N | Electric Utility | 1 | X | NG
Natural Gas Fired Combined Cycle.NG | natural gas combined cycle | TRUE | 814 | Entergy Arkansas LLC | 55380 | Union Power Station | AR | Union | CTG3 | Natural Gas Fired Combined Cycle | CT | BL02 | S | 176 | 0.85 |  |  | 90 | N |  |  | N | Electric Utility | 1 | X | NG
Natural Gas Fired Combined Cycle.NG | natural gas combined cycle | TRUE | 814 | Entergy Arkansas LLC | 55380 | Union Power Station | AR | Union | CTG4 | Natural Gas Fired Combined Cycle | CT | BL02 | S | 176 | 0.85 |  |  | 90 | N |  |  | N | Electric Utility | 1 | X | NG
Natural Gas Fired Combined Cycle.NG | natural gas combined cycle | TRUE | 814 | Entergy Arkansas LLC | 55380 | Union Power Station | AR | Union | CTG5 | Natural Gas Fired Combined Cycle | CT | BL03 | W | 176 | 0.85 |  |  | 90 | N |  |  | N | Electric Utility | 1 | X | NG
Natural Gas Fired Combined Cycle.NG | natural gas combined cycle | TRUE | 814 | Entergy Arkansas LLC | 55380 | Union Power Station | AR | Union | CTG6 | Natural Gas Fired Combined Cycle | CT | BL03 | W | 176 | 0.85 |  |  | 90 | N |  |  | N | Electric Utility | 1 | X | NG
Natural Gas Fired Combined Cycle.NG | natural gas combined cycle | TRUE | 814 | Entergy Arkansas LLC | 55380 | Union Power Station | AR | Union | CTG7 | Natural Gas Fired Combined Cycle | CT | BL04 | W | 176 | 0.85 |  |  | 90 | N |  |  | N | Electric Utility | 1 | X | NG
Natural Gas Fired Combined Cycle.NG | natural gas combined cycle | TRUE | 814 | Entergy Arkansas LLC | 55380 | Union Power Station | AR | Union | CTG8 | Natural Gas Fired Combined Cycle | CT | BL04 | W | 176 | 0.85 |  |  | 90 | N |  |  | N | Electric Utility | 1 | X | NG
Natural Gas Fired Combined Cycle.NG | natural gas combined cycle | TRUE | 814 | Entergy Arkansas LLC | 55380 | Union Power Station | AR | Union | STG1 | Natural Gas Fired Combined Cycle | CA | BL01 | W | 255 | 0.85 | 506.2 | 582.8 | 140 | N |  |  | N | Electric Utility | 1 | X | NG
Natural Gas Fired Combined Cycle.NG | natural gas combined cycle | TRUE | 814 | Entergy Arkansas LLC | 55380 | Union Power Station | AR | Union | STG2 | Natural Gas Fired Combined Cycle | CA | BL02 | S | 255 | 0.85 | 496 | 571.3 | 140 | N |  |  | N | Electric Utility | 1 | X | NG
Natural Gas Fired Combined Cycle.NG | natural gas combined cycle | TRUE | 814 | Entergy Arkansas LLC | 55380 | Union Power Station | AR | Union | STG3 | Natural Gas Fired Combined Cycle | CA | BL03 | W | 255 | 0.85 | 507 | 580.3 | 140 | N |  |  | N | Electric Utility | 1 | X | NG
Natural Gas Fired Combined Cycle.NG | natural gas combined cycle | TRUE | 814 | Entergy Arkansas LLC | 55380 | Union Power Station | AR | Union | STG4 | Natural Gas Fired Combined Cycle | CA | BL04 | W | 255 | 0.85 | 503.1 | 578 | 140 | N |  |  | N | Electric Utility | 1 | X | NG
Petroleum Liquids.DFO | petroleum | TRUE | 4194 | Commonwealth Chesapeake Co LLC | 55381 | Commonwealth Chesapeake | VA | Accomack | UNT1 | Petroleum Liquids | GT |  | W | 57.5 | 0.85 | 45.9 | 47.2 | 35 | N |  |  | N | IPP Non-CHP | 2 | X | DFO
Petroleum Liquids.DFO | petroleum | TRUE | 4194 | Commonwealth Chesapeake Co LLC | 55381 | Commonwealth Chesapeake | VA | Accomack | UNT2 | Petroleum Liquids | GT |  | W | 57.5 | 0.85 | 44.6 | 47.7 | 35 | N |  |  | N | IPP Non-CHP | 2 | X | DFO
Petroleum Liquids.DFO | petroleum | TRUE | 4194 | Commonwealth Chesapeake Co LLC | 55381 | Commonwealth Chesapeake | VA | Accomack | UNT3 | Petroleum Liquids | GT |  | W | 57.5 | 0.85 | 45.3 | 46.9 | 35 | N |  |  | N | IPP Non-CHP | 2 | X | DFO
Petroleum Liquids.DFO | petroleum | TRUE | 4194 | Commonwealth Chesapeake Co LLC | 55381 | Commonwealth Chesapeake | VA | Accomack | UNT4 | Petroleum Liquids | GT |  | W | 57.5 | 0.85 | 44.6 | 45.5 | 35 | N |  |  | N | IPP Non-CHP | 2 | X | DFO
Petroleum Liquids.DFO | petroleum | TRUE | 4194 | Commonwealth Chesapeake Co LLC | 55381 | Commonwealth Chesapeake | VA | Accomack | UNT5 | Petroleum Liquids | GT |  | W | 57.5 | 0.85 | 46 | 47.1 | 35 | N |  |  | N | IPP Non-CHP | 2 | X | DFO
Petroleum Liquids.DFO | petroleum | TRUE | 4194 | Commonwealth Chesapeake Co LLC | 55381 | Commonwealth Chesapeake | VA | Accomack | UNT6 | Petroleum Liquids | GT |  | W | 57.5 | 0.85 | 45.8 | 45.9 | 35 | N |  |  | N | IPP Non-CHP | 2 | X | DFO
Petroleum Liquids.DFO | petroleum | TRUE | 4194 | Commonwealth Chesapeake Co LLC | 55381 | Commonwealth Chesapeake | VA | Accomack | UNT7 | Petroleum Liquids | GT |  | W | 57.5 | 0.85 | 44.3 | 46.7 | 35 | N |  |  | N | IPP Non-CHP | 2 | X | DFO
Natural Gas Fired Combined Cycle.NG | natural gas combined cycle | TRUE | 13994 | Oglethorpe Power Corporation | 55382 | Thomas A Smith Energy Facility | GA | Murray | 1GT1 | Natural Gas Fired Combined Cycle | CT | 1 | S | 147 | 0.85 | 185 | 190 | 90 | N |  |  | N | Electric Utility | 1 | X | NG
Natural Gas Fired Combined Cycle.NG | natural gas combined cycle | TRUE | 13994 | Oglethorpe Power Corporation | 55382 | Thomas A Smith Energy Facility | GA | Murray | 1GT2 | Natural Gas Fired Combined Cycle | CT | 1 | S | 147 | 0.85 | 185 | 190 | 90 | N |  |  | N | Electric Utility | 1 | X | NG
Natural Gas Fired Combined Cycle.NG | natural gas combined cycle | TRUE | 13994 | Oglethorpe Power Corporation | 55382 | Thomas A Smith Energy Facility | GA | Murray | 1STG | Natural Gas Fired Combined Cycle | CA | 1 | S | 302 | 0.85 | 302 | 311 | 90 | N |  |  | N | Electric Utility | 1 | X | NG
Natural Gas Fired Combined Cycle.NG | natural gas combined cycle | TRUE | 13994 | Oglethorpe Power Corporation | 55382 | Thomas A Smith Energy Facility | GA | Murray | 2GT1 | Natural Gas Fired Combined Cycle | CT | 2 | S | 147 | 0.85 | 185 | 190 | 90 | N |  |  | N | Electric Utility | 1 | X | NG
Natural Gas Fired Combined Cycle.NG | natural gas combined cycle | TRUE | 13994 | Oglethorpe Power Corporation | 55382 | Thomas A Smith Energy Facility | GA | Murray | 2GT2 | Natural Gas Fired Combined Cycle | CT | 2 | S | 147 | 0.85 | 185 | 190 | 90 | N |  |  | N | Electric Utility | 1 | X | NG
Natural Gas Fired Combined Cycle.NG | natural gas combined cycle | TRUE | 13994 | Oglethorpe Power Corporation | 55382 | Thomas A Smith Energy Facility | GA | Murray | 2STG | Natural Gas Fired Combined Cycle | CA | 2 | S | 302 | 0.85 | 302 | 310 | 90 | N |  |  | N | Electric Utility | 1 | X | NG
Natural Gas Fired Combined Cycle.NG | natural gas combined cycle | TRUE | 17539 | Dominion Energy South Carolina, Inc | 55386 | Columbia Energy Center (SC) | SC | Calhoun | CT1 | Natural Gas Fired Combined Cycle | CT | CC1 | S | 197 | 0.85 | 166.7 | 197.8 | 100 | Y |  |  | Y | Electric Utility | 1 | T | NG | DFO
Natural Gas Fired Combined Cycle.NG | natural gas combined cycle | TRUE | 17539 | Dominion Energy South Carolina, Inc | 55386 | Columbia Energy Center (SC) | SC | Calhoun | CT2 | Natural Gas Fired Combined Cycle | CT | CC1 | S | 197 | 0.85 | 151.5 | 180.1 | 100 | N |  |  | Y | Electric Utility | 1 | T | NG | DFO
Natural Gas Fired Combined Cycle.NG | natural gas combined cycle | TRUE | 17539 | Dominion Energy South Carolina, Inc | 55386 | Columbia Energy Center (SC) | SC | Calhoun | ST1 | Natural Gas Fired Combined Cycle | CA | CC1 | S | 274.5 | 0.9 | 240 | 273 | 20 | N |  |  | Y | Electric Utility | 1 | T | NG
Petroleum Liquids.DFO | petroleum | FALSE | 18050 | State Farm Mutual Auto Ins Co | 55390 | State Farm Insur Support Center Central | TX | Dallas | 2A | Petroleum Liquids | IC |  | S | 1.8 | 1 | 1.8 | 1.8 | 0.2 | N |  |  | N | Commercial Non-CHP | 4 | X | DFO
Petroleum Liquids.DFO | petroleum | FALSE | 18050 | State Farm Mutual Auto Ins Co | 55390 | State Farm Insur Support Center Central | TX | Dallas | 2B | Petroleum Liquids | IC |  | S | 1.8 | 1 | 1.8 | 1.8 | 0.2 | N |  |  | N | Commercial Non-CHP | 4 | X | DFO
Petroleum Liquids.DFO | petroleum | FALSE | 18050 | State Farm Mutual Auto Ins Co | 55390 | State Farm Insur Support Center Central | TX | Dallas | 3A | Petroleum Liquids | IC |  | S | 1.8 | 1 | 1.8 | 1.8 | 0.2 | N |  |  | N | Commercial Non-CHP | 4 | X | DFO
Petroleum Liquids.DFO | petroleum | FALSE | 18050 | State Farm Mutual Auto Ins Co | 55390 | State Farm Insur Support Center Central | TX | Dallas | 3B | Petroleum Liquids | IC |  | S | 1.8 | 1 | 1.8 | 1.8 | 0.2 | N |  |  | N | Commercial Non-CHP | 4 | X | DFO
Petroleum Liquids.DFO | petroleum | FALSE | 18050 | State Farm Mutual Auto Ins Co | 55390 | State Farm Insur Support Center Central | TX | Dallas | 4A | Petroleum Liquids | IC |  | S | 1.8 | 1 | 1.8 | 1.8 | 0.2 | N |  |  | N | Commercial Non-CHP | 4 | X | DFO
Petroleum Liquids.DFO | petroleum | FALSE | 18050 | State Farm Mutual Auto Ins Co | 55390 | State Farm Insur Support Center Central | TX | Dallas | 4B | Petroleum Liquids | IC |  | S | 1.8 | 1 | 1.8 | 1.8 | 0.2 | N |  |  | N | Commercial Non-CHP | 4 | X | DFO
Natural Gas Fired Combustion Turbine.NG | natural gas peaker | TRUE | 4716 | Dairyland Power Coop | 55391 | RockGen Energy Center | WI | Dane | 01 | Natural Gas Fired Combustion Turbine | GT |  | S | 187 | 0.85 | 163 | 163 | 102 | N |  |  | N | Electric Utility | 1 | X | NG | DFO
Natural Gas Fired Combustion Turbine.NG | natural gas peaker | TRUE | 4716 | Dairyland Power Coop | 55391 | RockGen Energy Center | WI | Dane | 02 | Natural Gas Fired Combustion Turbine | GT |  | S | 187 | 0.85 | 163 | 163 | 102 | N |  |  | N | Electric Utility | 1 | X | NG | DFO
Natural Gas Fired Combustion Turbine.NG | natural gas peaker | TRUE | 4716 | Dairyland Power Coop | 55391 | RockGen Energy Center | WI | Dane | 03 | Natural Gas Fired Combustion Turbine | GT |  | S | 187 | 0.85 | 163 | 163 | 102 | N |  |  | N | Electric Utility | 1 | X | NG | DFO
Natural Gas Fired Combustion Turbine.NG | natural gas peaker | TRUE | 21191 | Zion Energy LLC | 55392 | Zion Energy Center | IL | Lake | CTG1 | Natural Gas Fired Combustion Turbine | GT |  | S | 198.9 | 0.85 | 152 | 181 | 100 | N |  |  | N | IPP Non-CHP | 2 | X | NG | DFO
Natural Gas Fired Combustion Turbine.NG | natural gas peaker | TRUE | 21191 | Zion Energy LLC | 55392 | Zion Energy Center | IL | Lake | CTG2 | Natural Gas Fired Combustion Turbine | GT |  | S | 198.9 | 0.85 | 152 | 181 | 100 | N |  |  | N | IPP Non-CHP | 2 | X | NG | DFO
Natural Gas Fired Combustion Turbine.NG | natural gas peaker | TRUE | 21191 | Zion Energy LLC | 55392 | Zion Energy Center | IL | Lake | CTG3 | Natural Gas Fired Combustion Turbine | GT |  | S | 198.9 | 0.85 | 152 | 181 | 100 | N |  |  | N | IPP Non-CHP | 2 | X | NG | DFO
Natural Gas Fired Combined Cycle.NG | natural gas combined cycle | TRUE | 2799 | Calpine Corp - Metcalf Energy Center | 55393 | Metcalf Energy Center | CA | Santa Clara | CTG1 | Natural Gas Fired Combined Cycle | CT | CC1 | S | 200 | 0.85 | 172 | 188 | 116 | N |  |  | N | IPP Non-CHP | 2 | X | NG
Natural Gas Fired Combined Cycle.NG | natural gas combined cycle | TRUE | 2799 | Calpine Corp - Metcalf Energy Center | 55393 | Metcalf Energy Center | CA | Santa Clara | CTG2 | Natural Gas Fired Combined Cycle | CT | CC1 | S | 200 | 0.85 | 172 | 188 | 116 | N |  |  | N | IPP Non-CHP | 2 | X | NG
Natural Gas Fired Combined Cycle.NG | natural gas combined cycle | TRUE | 2799 | Calpine Corp - Metcalf Energy Center | 55393 | Metcalf Energy Center | CA | Santa Clara | STG1 | Natural Gas Fired Combined Cycle | CA | CC1 | S | 235 | 0.85 | 202.1 | 220.9 | 70 | N |  |  | N | IPP Non-CHP | 2 | X | NG
Natural Gas Fired Combustion Turbine.NG | natural gas peaker | TRUE | 3702 | Clarksdale Public Utilities | 55395 | Crossroads Energy Center | MS | Coahoma | CT01 | Natural Gas Fired Combustion Turbine | GT |  | S | 76.6 | 1 | 77 | 77 | 50 | N |  |  | N | Electric Utility | 1 | X | NG
Natural Gas Fired Combustion Turbine.NG | natural gas peaker | TRUE | 3702 | Clarksdale Public Utilities | 55395 | Crossroads Energy Center | MS | Coahoma | CT02 | Natural Gas Fired Combustion Turbine | GT |  | S | 76.6 | 1 | 77 | 77 | 50 | N |  |  | N | Electric Utility | 1 | X | NG
Natural Gas Fired Combustion Turbine.NG | natural gas peaker | TRUE | 3702 | Clarksdale Public Utilities | 55395 | Crossroads Energy Center | MS | Coahoma | CT03 | Natural Gas Fired Combustion Turbine | GT |  | S | 76.6 | 1 | 77 | 77 | 50 | N |  |  | N | Electric Utility | 1 | X | NG
Natural Gas Fired Combustion Turbine.NG | natural gas peaker | TRUE | 3702 | Clarksdale Public Utilities | 55395 | Crossroads Energy Center | MS | Coahoma | CT04 | Natural Gas Fired Combustion Turbine | GT |  | S | 76.6 | 1 | 77 | 77 | 50 | N |  |  | N | Electric Utility | 1 | X | NG
Onshore Wind Turbine.WND | onshore wind | TRUE | 49750 | FPL Energy Green Power | 55396 | Green Power I | CA | Riverside | WGNS | Onshore Wind Turbine | WT |  | S | 16.5 |  | 16.5 | 16.5 | 4.9 | N |  |  | N | IPP Non-CHP | 2 | X | WND
Natural Gas Fired Combined Cycle.NG | natural gas combined cycle | TRUE | 59922 | Dynegy Washington Energy Facility | 55397 | Washington Energy Facility | OH | Washington | CT1 | Natural Gas Fired Combined Cycle | CT | CC1 | S | 198.9 | 0.85 | 179 | 188 | 90 | N |  |  | N | IPP Non-CHP | 2 | X | NG
Natural Gas Fired Combined Cycle.NG | natural gas combined cycle | TRUE | 59922 | Dynegy Washington Energy Facility | 55397 | Washington Energy Facility | OH | Washington | CT2 | Natural Gas Fired Combined Cycle | CT | CC1 | S | 198.9 | 0.85 | 179 | 188 | 90 | N |  |  | N | IPP Non-CHP | 2 | X | NG
Natural Gas Fired Combined Cycle.NG | natural gas combined cycle | TRUE | 59922 | Dynegy Washington Energy Facility | 55397 | Washington Energy Facility | OH | Washington | ST1 | Natural Gas Fired Combined Cycle | CA | CC1 | S | 317.1 | 0.85 | 303 | 310 | 120 | N |  |  | N | IPP Non-CHP | 2 | X | NG
Natural Gas Fired Combined Cycle.NG | natural gas combined cycle | TRUE | 34164 | Elk Hills Power LLC | 55400 | Elk Hills Power LLC | CA | Kern | CTG1 | Natural Gas Fired Combined Cycle | CT | G541 | W | 199 | 0.85 | 156 | 165 | 90 | N |  |  | Y | IPP CHP | 3 | T | NG
Natural Gas Fired Combined Cycle.NG | natural gas combined cycle | TRUE | 34164 | Elk Hills Power LLC | 55400 | Elk Hills Power LLC | CA | Kern | CTG2 | Natural Gas Fired Combined Cycle | CT | G541 | S | 199 | 0.85 | 156 | 165 | 90 | N |  |  | Y | IPP CHP | 3 | T | NG
Natural Gas Fired Combined Cycle.NG | natural gas combined cycle | TRUE | 34164 | Elk Hills Power LLC | 55400 | Elk Hills Power LLC | CA | Kern | STG | Natural Gas Fired Combined Cycle | CA | G541 | W | 225 | 0.9 | 213 | 219 | 40 | N |  |  | Y | IPP CHP | 3 | T | NG
Natural Gas Fired Combustion Turbine.NG | natural gas peaker | TRUE | 56558 | Rolling Hills Generating LLC | 55401 | Rolling Hills Generating | OH | Vinton | CT1 | Natural Gas Fired Combustion Turbine | GT |  | S | 195.5 | 0.85 | 182 | 209 | 115.5 | N |  |  | N | IPP Non-CHP | 2 | X | NG
Natural Gas Fired Combustion Turbine.NG | natural gas peaker | TRUE | 56558 | Rolling Hills Generating LLC | 55401 | Rolling Hills Generating | OH | Vinton | CT2 | Natural Gas Fired Combustion Turbine | GT |  | S | 195.5 | 0.85 | 166.9 | 197.5 | 115.5 | N |  |  | N | IPP Non-CHP | 2 | X | NG
Natural Gas Fired Combustion Turbine.NG | natural gas peaker | TRUE | 56558 | Rolling Hills Generating LLC | 55401 | Rolling Hills Generating | OH | Vinton | CT3 | Natural Gas Fired Combustion Turbine | GT |  | S | 195.5 | 0.85 | 181.6 | 209 | 115.5 | Y |  |  | N | IPP Non-CHP | 2 | X | NG
Natural Gas Fired Combustion Turbine.NG | natural gas peaker | TRUE | 56558 | Rolling Hills Generating LLC | 55401 | Rolling Hills Generating | OH | Vinton | CT4 | Natural Gas Fired Combustion Turbine | GT |  | S | 195.5 | 0.85 | 165.7 | 197.8 | 115.5 | N |  |  | N | IPP Non-CHP | 2 | X | NG
Natural Gas Fired Combustion Turbine.NG | natural gas peaker | TRUE | 56558 | Rolling Hills Generating LLC | 55401 | Rolling Hills Generating | OH | Vinton | CT5 | Natural Gas Fired Combustion Turbine | GT |  | S | 195.5 | 0.85 | 182 | 209 | 115.5 | Y |  |  | N | IPP Non-CHP | 2 | X | NG
Natural Gas Fired Combustion Turbine.NG | natural gas peaker | TRUE | 5109 | DTE Electric Company | 55402 | Renaissance Power Plant | MI | Montcalm | CT1 | Natural Gas Fired Combustion Turbine | GT |  | S | 195.5 | 0.85 | 163 | 194 | 116 | N |  |  | N | Electric Utility | 1 | X | NG
Natural Gas Fired Combustion Turbine.NG | natural gas peaker | TRUE | 5109 | DTE Electric Company | 55402 | Renaissance Power Plant | MI | Montcalm | CT2 | Natural Gas Fired Combustion Turbine | GT |  | S | 195.5 | 0.85 | 163 | 194 | 116 | N |  |  | N | Electric Utility | 1 | X | NG
Natural Gas Fired Combustion Turbine.NG | natural gas peaker | TRUE | 5109 | DTE Electric Company | 55402 | Renaissance Power Plant | MI | Montcalm | CT3 | Natural Gas Fired Combustion Turbine | GT |  | S | 195.5 | 0.85 | 163 | 194 | 116 | N |  |  | N | Electric Utility | 1 | X | NG
Natural Gas Fired Combustion Turbine.NG | natural gas peaker | TRUE | 5109 | DTE Electric Company | 55402 | Renaissance Power Plant | MI | Montcalm | CT4 | Natural Gas Fired Combustion Turbine | GT |  | S | 195.5 | 0.85 | 163 | 194 | 116 | N |  |  | N | Electric Utility | 1 | X | NG
Natural Gas Fired Combined Cycle.NG | natural gas combined cycle | TRUE | 3131 | Carville Energy LLC | 55404 | Carville Energy LLC | LA | Iberville | CTG1 | Natural Gas Fired Combined Cycle | CT | CC1 | S | 187 | 0.85 | 170 | 180 | 110 | N |  |  | Y | IPP CHP | 3 | T | NG
Natural Gas Fired Combined Cycle.NG | natural gas combined cycle | TRUE | 3131 | Carville Energy LLC | 55404 | Carville Energy LLC | LA | Iberville | CTG2 | Natural Gas Fired Combined Cycle | CT | CC1 | S | 187 | 0.85 | 170 | 180 | 110 | N |  |  | Y | IPP CHP | 3 | T | NG
Natural Gas Fired Combined Cycle.NG | natural gas combined cycle | TRUE | 3131 | Carville Energy LLC | 55404 | Carville Energy LLC | LA | Iberville | STG | Natural Gas Fired Combined Cycle | CA | CC1 | S | 181 | 0.85 | 181 | 181 | 10 | N |  |  | Y | IPP CHP | 3 | B | NG
Natural Gas Fired Combined Cycle.NG | natural gas combined cycle | TRUE | 32173 | New Athens Generating Company LLC | 55405 | Athens Generating Plant | NY | Greene | CT1 | Natural Gas Fired Combined Cycle | CT | 3668 | S | 270.3 | 0.85 | 220.9 | 269.4 | 165.7 | N |  |  | N | IPP Non-CHP | 2 | X | NG | DFO
Natural Gas Fired Combined Cycle.NG | natural gas combined cycle | TRUE | 32173 | New Athens Generating Company LLC | 55405 | Athens Generating Plant | NY | Greene | CT2 | Natural Gas Fired Combined Cycle | CT | 3670 | S | 270.3 | 0.85 | 220.4 | 263.2 | 165.3 | N |  |  | N | IPP Non-CHP | 2 | X | NG | DFO
Natural Gas Fired Combined Cycle.NG | natural gas combined cycle | TRUE | 32173 | New Athens Generating Company LLC | 55405 | Athens Generating Plant | NY | Greene | CT3 | Natural Gas Fired Combined Cycle | CT | 3677 | S | 270.3 | 0.85 | 222.9 | 272.1 | 167.2 | N |  |  | N | IPP Non-CHP | 2 | X | NG | DFO
Natural Gas Fired Combined Cycle.NG | natural gas combined cycle | TRUE | 32173 | New Athens Generating Company LLC | 55405 | Athens Generating Plant | NY | Greene | ST1 | Natural Gas Fired Combined Cycle | CA | 3668 | S | 136.9 | 0.85 | 108.7 | 136.9 | 81.5 | N |  |  | N | IPP Non-CHP | 2 | X | NG
Natural Gas Fired Combined Cycle.NG | natural gas combined cycle | TRUE | 32173 | New Athens Generating Company LLC | 55405 | Athens Generating Plant | NY | Greene | ST2 | Natural Gas Fired Combined Cycle | CA | 3670 | S | 136.9 | 0.85 | 109.2 | 133.8 | 81.9 | N |  |  | N | IPP Non-CHP | 2 | X | NG
Natural Gas Fired Combined Cycle.NG | natural gas combined cycle | TRUE | 32173 | New Athens Generating Company LLC | 55405 | Athens Generating Plant | NY | Greene | ST3 | Natural Gas Fired Combined Cycle | CA | 3677 | S | 136.9 | 0.85 | 108.4 | 136 | 81.3 | N |  |  | N | IPP Non-CHP | 2 | X | NG
Natural Gas Fired Combined Cycle.NG | natural gas combined cycle | TRUE | 13994 | Oglethorpe Power Corporation | 55406 | Effingham Energy Facility | GA | Effingham | STG | Natural Gas Fired Combined Cycle | CA | CC01 | S | 197.8 | 0.86 | 176 | 182 | 66 | N |  |  | N | Electric Utility | 1 | X | NG
Natural Gas Fired Combined Cycle.NG | natural gas combined cycle | TRUE | 13994 | Oglethorpe Power Corporation | 55406 | Effingham Energy Facility | GA | Effingham | UNT1 | Natural Gas Fired Combined Cycle | CT | CC01 | S | 199.4 | 0.85 | 169 | 175 | 100 | N |  |  | N | Electric Utility | 1 | X | NG
Natural Gas Fired Combined Cycle.NG | natural gas combined cycle | TRUE | 13994 | Oglethorpe Power Corporation | 55406 | Effingham Energy Facility | GA | Effingham | UNT2 | Natural Gas Fired Combined Cycle | CT | CC01 | S | 199.4 | 0.85 | 169 | 175 | 100 | N |  |  | N | Electric Utility | 1 | X | NG
Natural Gas Fired Combustion Turbine.NG | natural gas peaker | TRUE | 195 | Alabama Power Co | 55409 | Calhoun Energy Center | AL | Calhoun | CAL1 | Natural Gas Fired Combustion Turbine | GT |  | W | 187 | 0.85 | 158 | 188 | 85 | N |  |  | N | IPP Non-CHP | 2 | X | NG | DFO
Natural Gas Fired Combustion Turbine.NG | natural gas peaker | TRUE | 195 | Alabama Power Co | 55409 | Calhoun Energy Center | AL | Calhoun | CAL2 | Natural Gas Fired Combustion Turbine | GT |  | W | 187 | 0.85 | 158 | 188 | 85 | N |  |  | N | IPP Non-CHP | 2 | X | NG | DFO
Natural Gas Fired Combustion Turbine.NG | natural gas peaker | TRUE | 195 | Alabama Power Co | 55409 | Calhoun Energy Center | AL | Calhoun | CAL3 | Natural Gas Fired Combustion Turbine | GT |  | W | 187 | 0.85 | 158 | 188 | 85 | N |  |  | N | IPP Non-CHP | 2 | X | NG | DFO
Natural Gas Fired Combustion Turbine.NG | natural gas peaker | TRUE | 195 | Alabama Power Co | 55409 | Calhoun Energy Center | AL | Calhoun | CAL4 | Natural Gas Fired Combustion Turbine | GT |  | W | 187 | 0.85 | 158 | 188 | 85 | N |  |  | N | IPP Non-CHP | 2 | X | NG | DFO
Natural Gas Fired Combined Cycle.NG | natural gas combined cycle | TRUE | 55987 | CER Generation LLC | 55411 | Hillabee Energy Center | AL | Tallapoosa | HEC1 | Natural Gas Fired Combined Cycle | CT | CC1 | S | 258.4 | 0.85 | 234.4 | 261 | 145 | N |  |  | N | IPP Non-CHP | 2 | X | NG
Natural Gas Fired Combined Cycle.NG | natural gas combined cycle | TRUE | 55987 | CER Generation LLC | 55411 | Hillabee Energy Center | AL | Tallapoosa | HEC2 | Natural Gas Fired Combined Cycle | CT | CC1 | S | 258.4 | 0.85 | 234.4 | 261 | 145 | N |  |  | N | IPP Non-CHP | 2 | X | NG
Natural Gas Fired Combined Cycle.NG | natural gas combined cycle | TRUE | 55987 | CER Generation LLC | 55411 | Hillabee Energy Center | AL | Tallapoosa | HECS | Natural Gas Fired Combined Cycle | CA | CC1 | S | 306 | 0.85 | 283.9 | 293 | 70 | N |  |  | N | IPP Non-CHP | 2 | X | NG
Natural Gas Fired Combined Cycle.NG | natural gas combined cycle | TRUE | 6455 | Duke Energy Florida, LLC | 55412 | Osprey Energy Center Power Plant | FL | Polk | OEC1 | Natural Gas Fired Combined Cycle | CT | COEC | S | 192.1 | 0.85 | 173 | 187 | 173 | N |  |  | N | Electric Utility | 1 | X | NG
Natural Gas Fired Combined Cycle.NG | natural gas combined cycle | TRUE | 6455 | Duke Energy Florida, LLC | 55412 | Osprey Energy Center Power Plant | FL | Polk | OEC2 | Natural Gas Fired Combined Cycle | CT | COEC | S | 192.1 | 0.85 | 173 | 189 | 173 | N |  |  | N | Electric Utility | 1 | X | NG
Natural Gas Fired Combined Cycle.NG | natural gas combined cycle | TRUE | 6455 | Duke Energy Florida, LLC | 55412 | Osprey Energy Center Power Plant | FL | Polk | OECS | Natural Gas Fired Combined Cycle | CA | COEC | S | 260 | 0.85 | 230 | 235 | 230 | N |  |  | N | Electric Utility | 1 | X | NG
Natural Gas Fired Combustion Turbine.NG | natural gas peaker | TRUE | 40192 | Shady Hills Power Co LLC | 55414 | Shady Hills Generating Station | FL | Pasco | G101 | Natural Gas Fired Combustion Turbine | GT |  | S | 180.4 | 0.85 | 154.4 | 170.2 | 110 | N |  |  | N | IPP Non-CHP | 2 | X | NG | DFO
Natural Gas Fired Combustion Turbine.NG | natural gas peaker | TRUE | 40192 | Shady Hills Power Co LLC | 55414 | Shady Hills Generating Station | FL | Pasco | G201 | Natural Gas Fired Combustion Turbine | GT |  | S | 180.4 | 0.85 | 154.4 | 170.2 | 110 | N |  |  | N | IPP Non-CHP | 2 | X | NG | DFO
Natural Gas Fired Combustion Turbine.NG | natural gas peaker | TRUE | 40192 | Shady Hills Power Co LLC | 55414 | Shady Hills Generating Station | FL | Pasco | G301 | Natural Gas Fired Combustion Turbine | GT |  | S | 180.4 | 0.85 | 154.4 | 170.2 | 110 | N |  |  | N | IPP Non-CHP | 2 | X | NG | DFO
Natural Gas Fired Combustion Turbine.NG | natural gas peaker | TRUE | 39125 | Vandolah Power Co LLC | 55415 | Vandolah Power Station | FL | Hardee | G101 | Natural Gas Fired Combustion Turbine | GT |  | W | 182 | 0.85 | 165.5 | 175.5 | 110 | N |  |  | N | IPP Non-CHP | 2 | X | NG | DFO
Natural Gas Fired Combustion Turbine.NG | natural gas peaker | TRUE | 39125 | Vandolah Power Co LLC | 55415 | Vandolah Power Station | FL | Hardee | G201 | Natural Gas Fired Combustion Turbine | GT |  | W | 182 | 0.85 | 165.5 | 175.5 | 110 | N |  |  | N | IPP Non-CHP | 2 | X | NG | DFO
Natural Gas Fired Combustion Turbine.NG | natural gas peaker | TRUE | 39125 | Vandolah Power Co LLC | 55415 | Vandolah Power Station | FL | Hardee | G301 | Natural Gas Fired Combustion Turbine | GT |  | W | 182 | 0.85 | 165.5 | 175.5 | 110 | N |  |  | N | IPP Non-CHP | 2 | X | NG | DFO
Natural Gas Fired Combustion Turbine.NG | natural gas peaker | TRUE | 39125 | Vandolah Power Co LLC | 55415 | Vandolah Power Station | FL | Hardee | G401 | Natural Gas Fired Combustion Turbine | GT |  | W | 182 | 0.85 | 163.5 | 173.5 | 110 | Y |  |  | N | IPP Non-CHP | 2 | X | NG | DFO
Natural Gas Fired Combustion Turbine.NG | natural gas peaker | TRUE | 19436 | Union Electric Co - (MO) | 55417 | Raccoon Creek Energy Center | IL | Clay | CT01 | Natural Gas Fired Combustion Turbine | GT |  | S | 114 | 0.85 | 75 | 92 | 39 | N |  |  | N | Electric Utility | 1 | X | NG
Natural Gas Fired Combustion Turbine.NG | natural gas peaker | TRUE | 19436 | Union Electric Co - (MO) | 55417 | Raccoon Creek Energy Center | IL | Clay | CT02 | Natural Gas Fired Combustion Turbine | GT |  | S | 114 | 0.85 | 75 | 92 | 39 | N |  |  | N | Electric Utility | 1 | X | NG
Natural Gas Fired Combustion Turbine.NG | natural gas peaker | TRUE | 19436 | Union Electric Co - (MO) | 55417 | Raccoon Creek Energy Center | IL | Clay | CT03 | Natural Gas Fired Combustion Turbine | GT |  | S | 114 | 0.85 | 75 | 92 | 50 | N |  |  | N | Electric Utility | 1 | X | NG
Natural Gas Fired Combustion Turbine.NG | natural gas peaker | TRUE | 19436 | Union Electric Co - (MO) | 55417 | Raccoon Creek Energy Center | IL | Clay | CT04 | Natural Gas Fired Combustion Turbine | GT |  | S | 114 | 0.85 | 75 | 92 | 39 | N |  |  | N | Electric Utility | 1 | X | NG
Natural Gas Fired Combined Cycle.NG | natural gas combined cycle | TRUE | 814 | Entergy Arkansas LLC | 55418 | Hot Spring Generating Facility | AR | Hot Spring | CT1 | Natural Gas Fired Combined Cycle | CT | PB01 | S | 198.9 | 0.9 |  |  | 80 | N |  |  | N | Electric Utility | 1 | X | NG
Natural Gas Fired Combined Cycle.NG | natural gas combined cycle | TRUE | 814 | Entergy Arkansas LLC | 55418 | Hot Spring Generating Facility | AR | Hot Spring | CT2 | Natural Gas Fired Combined Cycle | CT | PB01 | S | 198.9 | 0.9 |  |  | 80 | N |  |  | N | Electric Utility | 1 | X | NG
Natural Gas Fired Combined Cycle.NG | natural gas combined cycle | TRUE | 814 | Entergy Arkansas LLC | 55418 | Hot Spring Generating Facility | AR | Hot Spring | ST1 | Natural Gas Fired Combined Cycle | CA | PB01 | S | 317 | 0.9 | 592.5 | 639.6 | 35 | N |  |  | N | Electric Utility | 1 | X | NG
Natural Gas Fired Combined Cycle.NG | natural gas combined cycle | FALSE | 5347 | Dow Chemical Co | 55419 | Plaquemine Cogeneration Plant | LA | Iberville | G500 | Natural Gas Fired Combined Cycle | CT | CC2 | S | 198 | 0.85 | 151 | 186 | 75 | N |  |  | Y | Industrial CHP | 7 | T | NG | OG
Natural Gas Fired Combined Cycle.NG | natural gas combined cycle | FALSE | 5347 | Dow Chemical Co | 55419 | Plaquemine Cogeneration Plant | LA | Iberville | G600 | Natural Gas Fired Combined Cycle | CT | CC2 | S | 198 | 0.85 | 151 | 186 | 75 | N |  |  | Y | Industrial CHP | 7 | T | NG | OG
Natural Gas Fired Combined Cycle.NG | natural gas combined cycle | FALSE | 5347 | Dow Chemical Co | 55419 | Plaquemine Cogeneration Plant | LA | Iberville | G700 | Natural Gas Fired Combined Cycle | CT | CC2 | S | 198 | 0.85 | 151 | 186 | 75 | N |  |  | Y | Industrial CHP | 7 | T | NG | OG
Natural Gas Fired Combined Cycle.NG | natural gas combined cycle | FALSE | 5347 | Dow Chemical Co | 55419 | Plaquemine Cogeneration Plant | LA | Iberville | G800 | Natural Gas Fired Combined Cycle | CT | CC2 | S | 198 | 0.85 | 151 | 186 | 75 | N |  |  | Y | Industrial CHP | 7 | T | NG | OG
Natural Gas Fired Combined Cycle.NG | natural gas combined cycle | FALSE | 5347 | Dow Chemical Co | 55419 | Plaquemine Cogeneration Plant | LA | Iberville | ST5 | Natural Gas Fired Combined Cycle | CA | CC2 | S | 195 | 0.85 | 189 | 189 | 8 | N |  |  | Y | Industrial CHP | 7 | T | NG | OG | OTH
Wood/Wood Waste Biomass.BLQ | biomass | TRUE | 55839 | Domtar Paper Company LLC | 55429 | Kentucky Mills | KY | Hancock | 01 | Wood/Wood Waste Biomass | ST |  | S | 88 | 0.9 | 49 | 60 | 15 | N |  |  | Y | Industrial CHP | 7 | T | BLQ | WDS | NG | SLW
Natural Gas Fired Combustion Turbine.NG | natural gas peaker | TRUE | 64383 | Bayou Cove, LLC | 55433 | Bayou Cove Peaking Power | LA | Acadia | 0001 | Natural Gas Fired Combustion Turbine | GT |  | W | 104 | 0.85 | 73.2 | 73.2 | 50 | N |  |  | N | IPP Non-CHP | 2 | X | NG
Natural Gas Fired Combustion Turbine.NG | natural gas peaker | TRUE | 64383 | Bayou Cove, LLC | 55433 | Bayou Cove Peaking Power | LA | Acadia | 0002 | Natural Gas Fired Combustion Turbine | GT |  | S | 104 | 0.85 | 73.4 | 73.4 | 50 | N |  |  | N | IPP Non-CHP | 2 | X | NG
Natural Gas Fired Combustion Turbine.NG | natural gas peaker | TRUE | 64383 | Bayou Cove, LLC | 55433 | Bayou Cove Peaking Power | LA | Acadia | 0003 | Natural Gas Fired Combustion Turbine | GT |  | S | 104 | 0.85 | 72.7 | 72.7 | 50 | N |  |  | N | IPP Non-CHP | 2 | X | NG
Natural Gas Fired Combustion Turbine.NG | natural gas peaker | TRUE | 64383 | Bayou Cove, LLC | 55433 | Bayou Cove Peaking Power | LA | Acadia | 0004 | Natural Gas Fired Combustion Turbine | GT |  | S | 104 | 0.85 | 69.7 | 69.7 | 50 | N |  |  | N | IPP Non-CHP | 2 | X | NG
Natural Gas Fired Combustion Turbine.NG | natural gas peaker | TRUE | 64030 | Lincoln Operating Services, LLC | 55438 | Elgin Energy Center LLC | IL | Cook | CT01 | Natural Gas Fired Combustion Turbine | GT |  | W | 135 | 0.9 | 121.1 | 125 | 92.1 | N |  |  | N | IPP Non-CHP | 2 | X | NG
Natural Gas Fired Combustion Turbine.NG | natural gas peaker | TRUE | 64030 | Lincoln Operating Services, LLC | 55438 | Elgin Energy Center LLC | IL | Cook | CT02 | Natural Gas Fired Combustion Turbine | GT |  | W | 135 | 0.9 | 121.5 | 125.1 | 92.3 | N |  |  | N | IPP Non-CHP | 2 | X | NG
Natural Gas Fired Combustion Turbine.NG | natural gas peaker | TRUE | 64030 | Lincoln Operating Services, LLC | 55438 | Elgin Energy Center LLC | IL | Cook | CT03 | Natural Gas Fired Combustion Turbine | GT |  | W | 135 | 0.9 | 121.5 | 125 | 90.8 | N |  |  | N | IPP Non-CHP | 2 | X | NG
Natural Gas Fired Combustion Turbine.NG | natural gas peaker | TRUE | 64030 | Lincoln Operating Services, LLC | 55438 | Elgin Energy Center LLC | IL | Cook | CT04 | Natural Gas Fired Combustion Turbine | GT |  | W | 135 | 0.9 | 123.3 | 123.3 | 92.3 | N |  |  | N | IPP Non-CHP | 2 | X | NG
Natural Gas Fired Combined Cycle.NG | natural gas combined cycle | TRUE | 18569 | Tenaska Virginia Partners LP | 55439 | Tenaska Virginia Generating Station | VA | Fluvanna | CTG1 | Natural Gas Fired Combined Cycle | CT | STG1 | J | 207 | 0.9 | 171.4 | 203.4 | 80 | N |  |  | N | IPP Non-CHP | 2 | X | NG | DFO
Natural Gas Fired Combined Cycle.NG | natural gas combined cycle | TRUE | 18569 | Tenaska Virginia Partners LP | 55439 | Tenaska Virginia Generating Station | VA | Fluvanna | CTG2 | Natural Gas Fired Combined Cycle | CT | STG1 | J | 207 | 0.9 | 173.5 | 204.7 | 80 | N |  |  | N | IPP Non-CHP | 2 | X | NG | DFO
Natural Gas Fired Combined Cycle.NG | natural gas combined cycle | TRUE | 18569 | Tenaska Virginia Partners LP | 55439 | Tenaska Virginia Generating Station | VA | Fluvanna | CTG3 | Natural Gas Fired Combined Cycle | CT | STG1 | J | 207 | 0.9 | 182.7 | 203.4 | 80 | N |  |  | N | IPP Non-CHP | 2 | X | NG | DFO
Natural Gas Fired Combined Cycle.NG | natural gas combined cycle | TRUE | 18569 | Tenaska Virginia Partners LP | 55439 | Tenaska Virginia Generating Station | VA | Fluvanna | STG1 | Natural Gas Fired Combined Cycle | CA | STG1 | J | 390.4 | 0.9 | 402.2 | 400.4 | 50 | N |  |  | N | IPP Non-CHP | 2 | X | NG
Natural Gas Fired Combined Cycle.NG | natural gas combined cycle | TRUE | 195 | Alabama Power Co | 55440 | Central Alabama Generating Station | AL | Autauga | CTG1 | Natural Gas Fired Combined Cycle | CT | STG1 | S | 179 | 0.9 | 170.4 | 190.1 | 90 | N |  |  | N | Electric Utility | 1 | X | NG | DFO
Natural Gas Fired Combined Cycle.NG | natural gas combined cycle | TRUE | 195 | Alabama Power Co | 55440 | Central Alabama Generating Station | AL | Autauga | CTG2 | Natural Gas Fired Combined Cycle | CT | STG1 | S | 179 | 0.9 | 175.8 | 189.1 | 90 | N |  |  | N | Electric Utility | 1 | X | NG | DFO
Natural Gas Fired Combined Cycle.NG | natural gas combined cycle | TRUE | 195 | Alabama Power Co | 55440 | Central Alabama Generating Station | AL | Autauga | CTG3 | Natural Gas Fired Combined Cycle | CT | STG1 | S | 179 | 0.9 | 171.4 | 189.7 | 90 | N |  |  | N | Electric Utility | 1 | X | NG | DFO
Natural Gas Fired Combined Cycle.NG | natural gas combined cycle | TRUE | 195 | Alabama Power Co | 55440 | Central Alabama Generating Station | AL | Autauga | ST1 | Natural Gas Fired Combined Cycle | CA | STG1 | S | 390.1 | 0.9 | 399.4 | 401 | 60 | N |  |  | N | Electric Utility | 1 | X | NG
Natural Gas Fired Combustion Turbine.NG | natural gas peaker | TRUE | 4045 | City of Columbia - (MO) | 55447 | Columbia Energy Center | MO | Boone | CT01 | Natural Gas Fired Combustion Turbine | GT |  | S | 40.7 | 0.8 | 35 | 40 | 26 | N |  |  | N | Electric Utility | 1 | X | NG
Natural Gas Fired Combustion Turbine.NG | natural gas peaker | TRUE | 4045 | City of Columbia - (MO) | 55447 | Columbia Energy Center | MO | Boone | CT02 | Natural Gas Fired Combustion Turbine | GT |  | S | 40.7 | 0.8 | 35 | 40 | 26 | N |  |  | N | Electric Utility | 1 | X | NG
Natural Gas Fired Combustion Turbine.NG | natural gas peaker | TRUE | 4045 | City of Columbia - (MO) | 55447 | Columbia Energy Center | MO | Boone | CT03 | Natural Gas Fired Combustion Turbine | GT |  | S | 40.7 | 0.8 | 35 | 40 | 26 | N |  |  | N | Electric Utility | 1 | X | NG
Natural Gas Fired Combustion Turbine.NG | natural gas peaker | TRUE | 4045 | City of Columbia - (MO) | 55447 | Columbia Energy Center | MO | Boone | CT04 | Natural Gas Fired Combustion Turbine | GT |  | S | 40.7 | 0.8 | 35 | 40 | 26 | N |  |  | N | Electric Utility | 1 | X | NG
Natural Gas Fired Combined Cycle.NG | natural gas combined cycle | TRUE | 18642 | Tennessee Valley Authority | 55451 | Magnolia Power Plant | MS | Benton | CTG1 | Natural Gas Fired Combined Cycle | CT | MCC1 | S | 178.5 | 0.9 | 156 | 183 | 82.4 | N |  |  | N | Electric Utility | 1 | X | NG
Natural Gas Fired Combined Cycle.NG | natural gas combined cycle | TRUE | 18642 | Tennessee Valley Authority | 55451 | Magnolia Power Plant | MS | Benton | CTG2 | Natural Gas Fired Combined Cycle | CT | MCC2 | S | 178.5 | 0.9 | 156 | 183 | 82.4 | N |  |  | N | Electric Utility | 1 | X | NG
Natural Gas Fired Combined Cycle.NG | natural gas combined cycle | TRUE | 18642 | Tennessee Valley Authority | 55451 | Magnolia Power Plant | MS | Benton | CTG3 | Natural Gas Fired Combined Cycle | CT | MCC3 | S | 178.5 | 0.9 | 156 | 183 | 82.4 | N |  |  | N | Electric Utility | 1 | X | NG
Natural Gas Fired Combined Cycle.NG | natural gas combined cycle | TRUE | 18642 | Tennessee Valley Authority | 55451 | Magnolia Power Plant | MS | Benton | STG1 | Natural Gas Fired Combined Cycle | CA | MCC1 | S | 156 | 0.9 | 150 | 150 | 67.6 | N |  |  | N | Electric Utility | 1 | X | NG
Natural Gas Fired Combined Cycle.NG | natural gas combined cycle | TRUE | 18642 | Tennessee Valley Authority | 55451 | Magnolia Power Plant | MS | Benton | STG2 | Natural Gas Fired Combined Cycle | CA | MCC2 | S | 156 | 0.9 | 150 | 150 | 67.6 | N |  |  | N | Electric Utility | 1 | X | NG
Natural Gas Fired Combined Cycle.NG | natural gas combined cycle | TRUE | 18642 | Tennessee Valley Authority | 55451 | Magnolia Power Plant | MS | Benton | STG3 | Natural Gas Fired Combined Cycle | CA | MCC3 | S | 156 | 0.9 | 150 | 150 | 67.6 | N |  |  | N | Electric Utility | 1 | X | NG
Natural Gas Fired Combustion Turbine.NG | natural gas peaker | TRUE | 6632 | Fountain Valley Power LLC | 55453 | Fountain Valley Power Facility | CO | El Paso | S1 | Natural Gas Fired Combustion Turbine | GT |  | S | 38 | 0.85 | 39 | 42 | 15 | N |  |  | N | IPP Non-CHP | 2 | X | NG
Natural Gas Fired Combustion Turbine.NG | natural gas peaker | TRUE | 6632 | Fountain Valley Power LLC | 55453 | Fountain Valley Power Facility | CO | El Paso | S2 | Natural Gas Fired Combustion Turbine | GT |  | S | 38 | 0.85 | 39 | 42 | 15 | N |  |  | N | IPP Non-CHP | 2 | X | NG
Natural Gas Fired Combustion Turbine.NG | natural gas peaker | TRUE | 6632 | Fountain Valley Power LLC | 55453 | Fountain Valley Power Facility | CO | El Paso | S3 | Natural Gas Fired Combustion Turbine | GT |  | S | 38 | 0.85 | 39 | 42 | 15 | N |  |  | N | IPP Non-CHP | 2 | X | NG
Natural Gas Fired Combustion Turbine.NG | natural gas peaker | TRUE | 6632 | Fountain Valley Power LLC | 55453 | Fountain Valley Power Facility | CO | El Paso | S4 | Natural Gas Fired Combustion Turbine | GT |  | S | 38 | 0.85 | 39 | 42 | 15 | N |  |  | N | IPP Non-CHP | 2 | X | NG
Natural Gas Fired Combustion Turbine.NG | natural gas peaker | TRUE | 6632 | Fountain Valley Power LLC | 55453 | Fountain Valley Power Facility | CO | El Paso | S5 | Natural Gas Fired Combustion Turbine | GT |  | S | 38 | 0.85 | 39 | 42 | 15 | N |  |  | N | IPP Non-CHP | 2 | X | NG
Natural Gas Fired Combustion Turbine.NG | natural gas peaker | TRUE | 6632 | Fountain Valley Power LLC | 55453 | Fountain Valley Power Facility | CO | El Paso | S6 | Natural Gas Fired Combustion Turbine | GT |  | S | 38 | 0.85 | 39 | 42 | 15 | N |  |  | N | IPP Non-CHP | 2 | X | NG
Natural Gas Fired Combined Cycle.NG | natural gas combined cycle | TRUE | 803 | Arizona Public Service Co | 55455 | Red Hawk | AZ | Maricopa | CT1A | Natural Gas Fired Combined Cycle | CT | CC1 | S | 187.5 | 0.85 | 148 | 166 | 75 | N |  |  | N | Electric Utility | 1 | X | NG
Natural Gas Fired Combined Cycle.NG | natural gas combined cycle | TRUE | 803 | Arizona Public Service Co | 55455 | Red Hawk | AZ | Maricopa | CT1B | Natural Gas Fired Combined Cycle | CT | CC1 | S | 181.6 | 0.85 | 148 | 166 | 75 | N |  |  | N | Electric Utility | 1 | X | NG
Natural Gas Fired Combined Cycle.NG | natural gas combined cycle | TRUE | 803 | Arizona Public Service Co | 55455 | Red Hawk | AZ | Maricopa | CT2A | Natural Gas Fired Combined Cycle | CT | CC2 | S | 181.6 | 0.85 | 148 | 166 | 75 | N |  |  | N | Electric Utility | 1 | X | NG
Natural Gas Fired Combined Cycle.NG | natural gas combined cycle | TRUE | 803 | Arizona Public Service Co | 55455 | Red Hawk | AZ | Maricopa | CT2B | Natural Gas Fired Combined Cycle | CT | CC2 | S | 181.6 | 0.85 | 148 | 161 | 75 | N |  |  | N | Electric Utility | 1 | X | NG
Natural Gas Fired Combined Cycle.NG | natural gas combined cycle | TRUE | 803 | Arizona Public Service Co | 55455 | Red Hawk | AZ | Maricopa | ST1 | Natural Gas Fired Combined Cycle | CA | CC1 | S | 204 | 0.85 | 171 | 174 | 0 | N |  |  | N | Electric Utility | 1 | X | NG
Natural Gas Fired Combined Cycle.NG | natural gas combined cycle | TRUE | 803 | Arizona Public Service Co | 55455 | Red Hawk | AZ | Maricopa | ST2 | Natural Gas Fired Combined Cycle | CA | CC2 | S | 204 | 0.85 | 171 | 174 | 0 | N |  |  | N | Electric Utility | 1 | X | NG
Natural Gas Fired Combined Cycle.NG | natural gas combined cycle | TRUE | 14063 | Oklahoma Gas & Electric Co | 55457 | McClain Energy Facility | OK | McClain | CT1 | Natural Gas Fired Combined Cycle | CT | G011 | J | 176.6 | 0.85 | 122.4 | 122.4 |  | N |  |  | N | Electric Utility | 1 | X | NG
Natural Gas Fired Combined Cycle.NG | natural gas combined cycle | TRUE | 14063 | Oklahoma Gas & Electric Co | 55457 | McClain Energy Facility | OK | McClain | CT2 | Natural Gas Fired Combined Cycle | CT | G011 | J | 176.6 | 0.85 | 123.8 | 123.8 |  | N |  |  | N | Electric Utility | 1 | X | NG
Natural Gas Fired Combined Cycle.NG | natural gas combined cycle | TRUE | 14063 | Oklahoma Gas & Electric Co | 55457 | McClain Energy Facility | OK | McClain | ST1 | Natural Gas Fired Combined Cycle | CA | G011 | J | 198.1 | 0.85 | 131.8 | 131.8 | 240 | N |  |  | N | Electric Utility | 1 | X | NG
Natural Gas Fired Combined Cycle.NG | natural gas combined cycle | TRUE | 61395 | Indeck Niles, LLC | 55460 | Indeck Niles Energy Center | MI | Cass | CT1 | Natural Gas Fired Combined Cycle | CT |  | J | 386.8 | 0.85 | 358.4 | 375.4 | 110 | N |  |  | N | IPP Non-CHP | 2 | X | NG
Natural Gas Fired Combined Cycle.NG | natural gas combined cycle | TRUE | 61395 | Indeck Niles, LLC | 55460 | Indeck Niles Energy Center | MI | Cass | CT2 | Natural Gas Fired Combined Cycle | CT |  | J | 386.8 | 0.85 | 358.4 | 375.4 | 110 | N |  |  | N | IPP Non-CHP | 2 | X | NG
Natural Gas Fired Combined Cycle.NG | natural gas combined cycle | TRUE | 61395 | Indeck Niles, LLC | 55460 | Indeck Niles Energy Center | MI | Cass | ST1 | Natural Gas Fired Combined Cycle | CA |  | J | 400.8 | 0.85 | 364.7 | 346.3 | 106 | N |  |  | N | IPP Non-CHP | 2 | X | NG
Natural Gas Fired Combined Cycle.NG | natural gas combined cycle | TRUE | 14063 | Oklahoma Gas & Electric Co | 55463 | Redbud Power Plant | OK | Oklahoma | CT01 | Natural Gas Fired Combined Cycle | CT | G112 | J | 198.9 | 0.85 |  |  |  | N |  |  | N | Electric Utility | 1 | X | NG
Natural Gas Fired Combined Cycle.NG | natural gas combined cycle | TRUE | 14063 | Oklahoma Gas & Electric Co | 55463 | Redbud Power Plant | OK | Oklahoma | CT02 | Natural Gas Fired Combined Cycle | CT | G113 | J | 198.9 | 0.85 |  |  |  | N |  |  | N | Electric Utility | 1 | X | NG
Natural Gas Fired Combined Cycle.NG | natural gas combined cycle | TRUE | 14063 | Oklahoma Gas & Electric Co | 55463 | Redbud Power Plant | OK | Oklahoma | CT03 | Natural Gas Fired Combined Cycle | CT | G114 | J | 198.9 | 0.85 |  |  |  | N |  |  | N | Electric Utility | 1 | X | NG
Natural Gas Fired Combined Cycle.NG | natural gas combined cycle | TRUE | 14063 | Oklahoma Gas & Electric Co | 55463 | Redbud Power Plant | OK | Oklahoma | CT04 | Natural Gas Fired Combined Cycle | CT | G115 | J | 198.9 | 0.85 |  |  |  | N |  |  | N | Electric Utility | 1 | X | NG
Natural Gas Fired Combined Cycle.NG | natural gas combined cycle | TRUE | 14063 | Oklahoma Gas & Electric Co | 55463 | Redbud Power Plant | OK | Oklahoma | ST01 | Natural Gas Fired Combined Cycle | CA | G112 | J | 159.5 | 0.85 | 154 | 154 | 150 | N |  |  | N | Electric Utility | 1 | X | NG
Natural Gas Fired Combined Cycle.NG | natural gas combined cycle | TRUE | 14063 | Oklahoma Gas & Electric Co | 55463 | Redbud Power Plant | OK | Oklahoma | ST02 | Natural Gas Fired Combined Cycle | CA | G113 | J | 159.5 | 0.85 | 154 | 154 | 150 | N |  |  | N | Electric Utility | 1 | X | NG
Natural Gas Fired Combined Cycle.NG | natural gas combined cycle | TRUE | 14063 | Oklahoma Gas & Electric Co | 55463 | Redbud Power Plant | OK | Oklahoma | ST03 | Natural Gas Fired Combined Cycle | CA | G114 | J | 159.5 | 0.85 | 153 | 153 | 150 | N |  |  | N | Electric Utility | 1 | X | NG
Natural Gas Fired Combined Cycle.NG | natural gas combined cycle | TRUE | 14063 | Oklahoma Gas & Electric Co | 55463 | Redbud Power Plant | OK | Oklahoma | ST04 | Natural Gas Fired Combined Cycle | CA | G115 | J | 159.5 | 0.85 | 153 | 153 | 150 | N |  |  | N | Electric Utility | 1 | X | NG
Natural Gas Fired Combined Cycle.NG | natural gas combined cycle | TRUE | 4994 | Deer Park Energy Center | 55464 | Deer Park Energy Center | TX | Harris | CTG1 | Natural Gas Fired Combined Cycle | CT | CC1 | S | 180 | 0.85 | 186.8 | 201.2 | 102 | N |  |  | Y | IPP CHP | 3 | T | NG
Natural Gas Fired Combined Cycle.NG | natural gas combined cycle | TRUE | 4994 | Deer Park Energy Center | 55464 | Deer Park Energy Center | TX | Harris | CTG2 | Natural Gas Fired Combined Cycle | CT | CC1 | S | 180 | 0.85 | 186.8 | 201.2 | 102 | N |  |  | Y | IPP CHP | 3 | T | NG
Natural Gas Fired Combined Cycle.NG | natural gas combined cycle | TRUE | 4994 | Deer Park Energy Center | 55464 | Deer Park Energy Center | TX | Harris | CTG3 | Natural Gas Fired Combined Cycle | CT | CC1 | S | 180 | 0.85 | 186.8 | 201.2 | 102 | N |  |  | Y | IPP CHP | 3 | T | NG
Natural Gas Fired Combined Cycle.NG | natural gas combined cycle | TRUE | 4994 | Deer Park Energy Center | 55464 | Deer Park Energy Center | TX | Harris | CTG4 | Natural Gas Fired Combined Cycle | CT | CC1 | S | 180 | 0.85 | 186.8 | 201.2 | 102 | N |  |  | Y | IPP CHP | 3 | T | NG
Natural Gas Fired Combined Cycle.NG | natural gas combined cycle | TRUE | 4994 | Deer Park Energy Center | 55464 | Deer Park Energy Center | TX | Harris | CTG6 | Natural Gas Fired Combined Cycle | CT | CC1 | S | 180 | 0.85 | 186.8 | 201.2 | 102 | N |  |  | Y | IPP CHP | 3 | T | NG
Natural Gas Fired Combined Cycle.NG | natural gas combined cycle | TRUE | 4994 | Deer Park Energy Center | 55464 | Deer Park Energy Center | TX | Harris | STG1 | Natural Gas Fired Combined Cycle | CA | CC1 | S | 276 | 0.9 | 282 | 282 | 40 | N |  |  | Y | IPP CHP | 3 | T | NG
Natural Gas Fired Combined Cycle.NG | natural gas combined cycle | TRUE | 11241 | Entergy Louisiana LLC | 55467 | Ouachita | LA | Ouachita | CTG1 | Natural Gas Fired Combined Cycle | CT | PB01 | W | 179.3 | 0.85 |  |  | 94 | N |  |  | N | Electric Utility | 1 | X | NG
Natural Gas Fired Combined Cycle.NG | natural gas combined cycle | TRUE | 11241 | Entergy Louisiana LLC | 55467 | Ouachita | LA | Ouachita | CTG2 | Natural Gas Fired Combined Cycle | CT | PB02 | W | 179.3 | 0.85 |  |  | 94 | N |  |  | N | Electric Utility | 1 | X | NG
Natural Gas Fired Combined Cycle.NG | natural gas combined cycle | TRUE | 11241 | Entergy Louisiana LLC | 55467 | Ouachita | LA | Ouachita | CTG3 | Natural Gas Fired Combined Cycle | CT | PB03 | S | 179.3 | 0.85 |  |  | 94 | N |  |  | N | Electric Utility | 1 | X | NG
Natural Gas Fired Combined Cycle.NG | natural gas combined cycle | TRUE | 11241 | Entergy Louisiana LLC | 55467 | Ouachita | LA | Ouachita | STG1 | Natural Gas Fired Combined Cycle | CA | PB01 | W | 122 | 0.85 | 242.5 | 278 | 71 | N |  |  | N | Electric Utility | 1 | X | NG
Natural Gas Fired Combined Cycle.NG | natural gas combined cycle | TRUE | 11241 | Entergy Louisiana LLC | 55467 | Ouachita | LA | Ouachita | STG2 | Natural Gas Fired Combined Cycle | CA | PB02 | W | 122 | 0.85 | 236.5 | 270.8 | 71 | N |  |  | N | Electric Utility | 1 | X | NG
Natural Gas Fired Combined Cycle.NG | natural gas combined cycle | TRUE | 11241 | Entergy Louisiana LLC | 55467 | Ouachita | LA | Ouachita | STG3 | Natural Gas Fired Combined Cycle | CA | PB03 | S | 122 | 0.85 | 248.6 | 284.9 | 71 | N |  |  | N | Electric Utility | 1 | X | NG
Natural Gas Fired Combined Cycle.NG | natural gas combined cycle | FALSE | 17566 | South Houston Green Power LLC | 55470 | Green Power 2 | TX | Galveston | ST1 | Natural Gas Fired Combined Cycle | CA | CC2 | W | 110 | 0.85 | 75 | 75 | 19 | N |  |  | Y | Industrial CHP | 7 | T | NG | OG
Natural Gas Fired Combined Cycle.NG | natural gas combined cycle | FALSE | 17566 | South Houston Green Power LLC | 55470 | Green Power 2 | TX | Galveston | ST805 | Natural Gas Fired Combined Cycle | CA | CC2 | W | 250 | 0.85 | 75 | 75 | 25 | N |  |  | Y | Industrial CHP | 7 | T | NG | OG
Natural Gas Fired Combined Cycle.NG | natural gas combined cycle | FALSE | 17566 | South Houston Green Power LLC | 55470 | Green Power 2 | TX | Galveston | TR1 | Natural Gas Fired Combined Cycle | CT | CC2 | W | 167 | 0.85 | 158 | 165 | 110 | N |  |  | Y | Industrial CHP | 7 | T | NG
Natural Gas Fired Combined Cycle.NG | natural gas combined cycle | FALSE | 17566 | South Houston Green Power LLC | 55470 | Green Power 2 | TX | Galveston | TR2 | Natural Gas Fired Combined Cycle | CT | CC2 | W | 167 | 0.85 | 158 | 165 | 110 | N |  |  | Y | Industrial CHP | 7 | T | NG
Natural Gas Fired Combined Cycle.NG | natural gas combined cycle | FALSE | 17566 | South Houston Green Power LLC | 55470 | Green Power 2 | TX | Galveston | TR3 | Natural Gas Fired Combined Cycle | CT | CC2 | W | 167 | 0.85 | 158 | 165 | 110 | N |  |  | Y | Industrial CHP | 7 | T | NG
Natural Gas Fired Combustion Turbine.NG | natural gas peaker | TRUE | 19545 | Black Hills Power, Inc. | 55477 | Neil Simpson Gas Turbine #2 | WY | Campbell | GT2 | Natural Gas Fired Combustion Turbine | GT |  | W | 40 | 0.9 | 34 | 38 | 24.7 | N |  |  | N | Electric Utility | 1 | X | NG
Natural Gas Fired Combustion Turbine.NG | natural gas peaker | TRUE | 19545 | Black Hills Power, Inc. | 55478 | Lange Gas Turbines | SD | Pennington | 0001 | Natural Gas Fired Combustion Turbine | GT |  | S | 40 | 0.85 | 34 | 38 | 20 | N |  |  | N | Electric Utility | 1 | X | NG
Conventional Steam Coal.SUB | hard coal | TRUE | 19545 | Black Hills Power, Inc. | 55479 | Wygen 1 | WY | Campbell | 0001 | Conventional Steam Coal | ST |  | J | 90 | 0.9 | 85 | 86 | 57.2 | N |  |  | N | IPP Non-CHP | 2 | X | SUB
Natural Gas Fired Combined Cycle.NG | natural gas combined cycle | TRUE | 60477 | LaFrontera Holdings LLC | 55480 | Forney Energy Center | TX | Kaufman | ST1 | Natural Gas Fired Combined Cycle | CA | BLK1 | S | 382.5 | 0.85 | 406 | 418 | 88 | N |  |  | N | IPP Non-CHP | 2 | X | NG
Natural Gas Fired Combined Cycle.NG | natural gas combined cycle | TRUE | 60477 | LaFrontera Holdings LLC | 55480 | Forney Energy Center | TX | Kaufman | ST2 | Natural Gas Fired Combined Cycle | CA | BLK2 | S | 382.5 | 0.85 | 406 | 418 | 88 | N |  |  | N | IPP Non-CHP | 2 | X | NG
Natural Gas Fired Combined Cycle.NG | natural gas combined cycle | TRUE | 60477 | LaFrontera Holdings LLC | 55480 | Forney Energy Center | TX | Kaufman | U1 | Natural Gas Fired Combined Cycle | CT | BLK1 | S | 188.2 | 0.85 | 165 | 195 | 90 | N |  |  | N | IPP Non-CHP | 2 | X | NG
Natural Gas Fired Combined Cycle.NG | natural gas combined cycle | TRUE | 60477 | LaFrontera Holdings LLC | 55480 | Forney Energy Center | TX | Kaufman | U2 | Natural Gas Fired Combined Cycle | CT | BLK1 | S | 188.2 | 0.85 | 157 | 185 | 90 | N |  |  | N | IPP Non-CHP | 2 | X | NG
Natural Gas Fired Combined Cycle.NG | natural gas combined cycle | TRUE | 60477 | LaFrontera Holdings LLC | 55480 | Forney Energy Center | TX | Kaufman | U3 | Natural Gas Fired Combined Cycle | CT | BLK1 | S | 188.2 | 0.85 | 157 | 185 | 90 | N |  |  | N | IPP Non-CHP | 2 | X | NG
Natural Gas Fired Combined Cycle.NG | natural gas combined cycle | TRUE | 60477 | LaFrontera Holdings LLC | 55480 | Forney Energy Center | TX | Kaufman | U4 | Natural Gas Fired Combined Cycle | CT | BLK2 | S | 188.2 | 0.85 | 165 | 195 | 90 | N |  |  | N | IPP Non-CHP | 2 | X | NG
Natural Gas Fired Combined Cycle.NG | natural gas combined cycle | TRUE | 60477 | LaFrontera Holdings LLC | 55480 | Forney Energy Center | TX | Kaufman | U5 | Natural Gas Fired Combined Cycle | CT | BLK2 | S | 188.2 | 0.85 | 157 | 185 | 90 | N |  |  | N | IPP Non-CHP | 2 | X | NG
Natural Gas Fired Combined Cycle.NG | natural gas combined cycle | TRUE | 60477 | LaFrontera Holdings LLC | 55480 | Forney Energy Center | TX | Kaufman | U6 | Natural Gas Fired Combined Cycle | CT | BLK2 | S | 188.2 | 0.85 | 157 | 185 | 90 | N |  |  | N | IPP Non-CHP | 2 | X | NG
Natural Gas Fired Combined Cycle.NG | natural gas combined cycle | TRUE | 12363 | Mesquite Power LLC | 55481 | Mesquite Generating Station Block 2 | AZ | Maricopa | GT3 | Natural Gas Fired Combined Cycle | CT | BLK2 | S | 185.3 | 0.85 | 162 | 162 | 70 | N |  |  | N | IPP Non-CHP | 2 | X | NG
Natural Gas Fired Combined Cycle.NG | natural gas combined cycle | TRUE | 12363 | Mesquite Power LLC | 55481 | Mesquite Generating Station Block 2 | AZ | Maricopa | GT4 | Natural Gas Fired Combined Cycle | CT | BLK2 | S | 185.3 | 0.85 | 162 | 162 | 70 | N |  |  | N | IPP Non-CHP | 2 | X | NG
Natural Gas Fired Combined Cycle.NG | natural gas combined cycle | TRUE | 12363 | Mesquite Power LLC | 55481 | Mesquite Generating Station Block 2 | AZ | Maricopa | ST2 | Natural Gas Fired Combined Cycle | CA | BLK2 | S | 321 | 0.85 | 300 | 300 | 110 | N |  |  | N | IPP Non-CHP | 2 | X | NG
Natural Gas Fired Combined Cycle.NG | natural gas combined cycle | TRUE | 15500 | Puget Sound Energy Inc | 55482 | Goldendale Generating Station | WA | Klickitat | G1 | Natural Gas Fired Combined Cycle | CT | CC1 | S | 188.5 | 0.85 | 153.1 | 194 | 70 | N |  |  | N | Electric Utility | 1 | X | NG
Natural Gas Fired Combined Cycle.NG | natural gas combined cycle | TRUE | 15500 | Puget Sound Energy Inc | 55482 | Goldendale Generating Station | WA | Klickitat | G2 | Natural Gas Fired Combined Cycle | CA | CC1 | S | 114.3 | 0.85 | 110.6 | 110.6 | 55 | N |  |  | N | Electric Utility | 1 | X | NG
Natural Gas Fired Combustion Turbine.NG | natural gas peaker | TRUE | 11241 | Entergy Louisiana LLC | 55486 | Washington Parish Energy Center | LA | Washington | CTG01 | Natural Gas Fired Combustion Turbine | GT |  | S | 199.8 | 0.85 | 184.4 | 207.2 | 100 | N |  |  | N | Electric Utility | 1 | X | NG
Natural Gas Fired Combustion Turbine.NG | natural gas peaker | TRUE | 11241 | Entergy Louisiana LLC | 55486 | Washington Parish Energy Center | LA | Washington | CTG02 | Natural Gas Fired Combustion Turbine | GT |  | S | 199.8 | 0.85 | 185.6 | 208.2 | 100 | N |  |  | N | Electric Utility | 1 | X | NG
Landfill Gas.LFG | natural gas peaker | TRUE | 3057 | Catawba County | 55488 | Blackburn Landfill Co-Generation | NC | Catawba | BB1 | Landfill Gas | IC |  | S | 1 | 0.95 | 1 | 1 | 0.5 | N |  |  | Y | IPP CHP | 3 | T | LFG
Landfill Gas.LFG | natural gas peaker | TRUE | 3057 | Catawba County | 55488 | Blackburn Landfill Co-Generation | NC | Catawba | BB2 | Landfill Gas | IC |  | S | 1 | 0.95 | 1 | 1 | 0.5 | N |  |  | Y | IPP CHP | 3 | T | LFG
Landfill Gas.LFG | natural gas peaker | TRUE | 3057 | Catawba County | 55488 | Blackburn Landfill Co-Generation | NC | Catawba | BB3 | Landfill Gas | IC |  | S | 0.9 | 0.95 | 0.9 | 0.9 | 0.5 | N |  |  | Y | IPP CHP | 3 | T | LFG
Natural Gas Fired Combustion Turbine.NG | natural gas peaker | TRUE | 19436 | Union Electric Co - (MO) | 55496 | Goose Creek Energy Center | IL | Piatt | CT01 | Natural Gas Fired Combustion Turbine | GT |  | S | 114 | 0.85 | 72 | 92 | 47 | N |  |  | N | Electric Utility | 1 | X | NG
Natural Gas Fired Combustion Turbine.NG | natural gas peaker | TRUE | 19436 | Union Electric Co - (MO) | 55496 | Goose Creek Energy Center | IL | Piatt | CT02 | Natural Gas Fired Combustion Turbine | GT |  | S | 114 | 0.85 | 72 | 92 | 47 | N |  |  | N | Electric Utility | 1 | X | NG
Natural Gas Fired Combustion Turbine.NG | natural gas peaker | TRUE | 19436 | Union Electric Co - (MO) | 55496 | Goose Creek Energy Center | IL | Piatt | CT03 | Natural Gas Fired Combustion Turbine | GT |  | S | 114 | 0.85 | 72 | 92 | 47 | N |  |  | N | Electric Utility | 1 | X | NG
Natural Gas Fired Combustion Turbine.NG | natural gas peaker | TRUE | 19436 | Union Electric Co - (MO) | 55496 | Goose Creek Energy Center | IL | Piatt | CT04 | Natural Gas Fired Combustion Turbine | GT |  | S | 114 | 0.85 | 72 | 92 | 47 | N |  |  | N | Electric Utility | 1 | X | NG
Natural Gas Fired Combustion Turbine.NG | natural gas peaker | TRUE | 19436 | Union Electric Co - (MO) | 55496 | Goose Creek Energy Center | IL | Piatt | CT05 | Natural Gas Fired Combustion Turbine | GT |  | S | 114 | 0.85 | 72 | 92 | 47 | N |  |  | N | Electric Utility | 1 | X | NG
Natural Gas Fired Combustion Turbine.NG | natural gas peaker | TRUE | 19436 | Union Electric Co - (MO) | 55496 | Goose Creek Energy Center | IL | Piatt | CT06 | Natural Gas Fired Combustion Turbine | GT |  | S | 114 | 0.85 | 72 | 92 | 47 | N |  |  | N | Electric Utility | 1 | X | NG
Natural Gas Fired Combustion Turbine.NG | natural gas peaker | TRUE | 59527 | CalPeak Power, LLC | 55499 | CalPeak Power Vaca Dixon Peaker Plant | CA | Solano | CPP1 | Natural Gas Fired Combustion Turbine | GT |  | W | 60.5 | 0.85 | 48 | 50.6 | 21 | N |  |  | N | IPP Non-CHP | 2 | X | NG
Natural Gas Fired Combined Cycle.NG | natural gas combined cycle | TRUE | 10362 | Kiowa Power Partners LLC | 55501 | Kiamichi Energy Facility | OK | Pittsburg | CTG1 | Natural Gas Fired Combined Cycle | CT | STG1 | J | 183.9 | 0.9 | 151 | 176.9 | 70 | N |  |  | N | IPP Non-CHP | 2 | X | NG
Natural Gas Fired Combined Cycle.NG | natural gas combined cycle | TRUE | 10362 | Kiowa Power Partners LLC | 55501 | Kiamichi Energy Facility | OK | Pittsburg | CTG2 | Natural Gas Fired Combined Cycle | CT | STG1 | J | 183.9 | 0.9 | 148.5 | 176.5 | 70 | N |  |  | N | IPP Non-CHP | 2 | X | NG
Natural Gas Fired Combined Cycle.NG | natural gas combined cycle | TRUE | 10362 | Kiowa Power Partners LLC | 55501 | Kiamichi Energy Facility | OK | Pittsburg | CTG3 | Natural Gas Fired Combined Cycle | CT | STG2 | J | 183.9 | 0.9 | 152.1 | 177.2 | 70 | N |  |  | N | IPP Non-CHP | 2 | X | NG
Natural Gas Fired Combined Cycle.NG | natural gas combined cycle | TRUE | 10362 | Kiowa Power Partners LLC | 55501 | Kiamichi Energy Facility | OK | Pittsburg | CTG4 | Natural Gas Fired Combined Cycle | CT | STG2 | J | 183.9 | 0.9 | 149.4 | 172.7 | 70 | N |  |  | N | IPP Non-CHP | 2 | X | NG
Natural Gas Fired Combined Cycle.NG | natural gas combined cycle | TRUE | 10362 | Kiowa Power Partners LLC | 55501 | Kiamichi Energy Facility | OK | Pittsburg | STG1 | Natural Gas Fired Combined Cycle | CA | STG1 | J | 317.2 | 0.9 | 313.7 | 285.3 | 70 | N |  |  | N | IPP Non-CHP | 2 | X | NG
Natural Gas Fired Combined Cycle.NG | natural gas combined cycle | TRUE | 10362 | Kiowa Power Partners LLC | 55501 | Kiamichi Energy Facility | OK | Pittsburg | STG2 | Natural Gas Fired Combined Cycle | CA | STG2 | J | 317.2 | 0.9 | 314.9 | 288.7 | 70 | N |  |  | N | IPP Non-CHP | 2 | X | NG
Natural Gas Fired Combined Cycle.NG | natural gas combined cycle | TRUE | 61137 | Lawrenceburg Power, LLC | 55502 | Lawrenceburg Power, LLC | IN | Dearborn | 0100 | Natural Gas Fired Combined Cycle | CA | CC1 | W | 268 | 0.85 | 258 | 263 | 125 | N |  |  | N | IPP Non-CHP | 2 | X | NG
Natural Gas Fired Combined Cycle.NG | natural gas combined cycle | TRUE | 61137 | Lawrenceburg Power, LLC | 55502 | Lawrenceburg Power, LLC | IN | Dearborn | 0200 | Natural Gas Fired Combined Cycle | CA | CC2 | W | 268 | 0.85 | 258 | 263 | 125 | N |  |  | N | IPP Non-CHP | 2 | X | NG
Natural Gas Fired Combined Cycle.NG | natural gas combined cycle | TRUE | 61137 | Lawrenceburg Power, LLC | 55502 | Lawrenceburg Power, LLC | IN | Dearborn | 1100 | Natural Gas Fired Combined Cycle | CT | CC1 | W | 174 | 0.85 | 166 | 188 | 80 | N |  |  | N | IPP Non-CHP | 2 | X | NG
Natural Gas Fired Combined Cycle.NG | natural gas combined cycle | TRUE | 61137 | Lawrenceburg Power, LLC | 55502 | Lawrenceburg Power, LLC | IN | Dearborn | 1200 | Natural Gas Fired Combined Cycle | CT | CC1 | W | 174 | 0.85 | 171 | 193 | 80 | N |  |  | N | IPP Non-CHP | 2 | X | NG
Natural Gas Fired Combined Cycle.NG | natural gas combined cycle | TRUE | 61137 | Lawrenceburg Power, LLC | 55502 | Lawrenceburg Power, LLC | IN | Dearborn | 2100 | Natural Gas Fired Combined Cycle | CT | CC2 | W | 174 | 0.85 | 166 | 188 | 80 | N |  |  | N | IPP Non-CHP | 2 | X | NG
Natural Gas Fired Combined Cycle.NG | natural gas combined cycle | TRUE | 61137 | Lawrenceburg Power, LLC | 55502 | Lawrenceburg Power, LLC | IN | Dearborn | 2200 | Natural Gas Fired Combined Cycle | CT | CC2 | W | 174 | 0.85 | 171 | 193 | 80 | N |  |  | N | IPP Non-CHP | 2 | X | NG
Natural Gas Fired Combined Cycle.NG | natural gas combined cycle | TRUE | 61136 | Waterford Power, LLC | 55503 | Waterford Power, LLC | OH | Washington | CTG1 | Natural Gas Fired Combined Cycle | CT | CC1 | W | 174.2 | 0.85 | 168 | 190 | 94 | N |  |  | N | IPP Non-CHP | 2 | X | NG
Natural Gas Fired Combined Cycle.NG | natural gas combined cycle | TRUE | 61136 | Waterford Power, LLC | 55503 | Waterford Power, LLC | OH | Washington | CTG2 | Natural Gas Fired Combined Cycle | CT | CC1 | W | 174.2 | 0.85 | 168 | 190 | 94 | N |  |  | N | IPP Non-CHP | 2 | X | NG
Natural Gas Fired Combined Cycle.NG | natural gas combined cycle | TRUE | 61136 | Waterford Power, LLC | 55503 | Waterford Power, LLC | OH | Washington | CTG3 | Natural Gas Fired Combined Cycle | CT | CC1 | W | 174.2 | 0.85 | 168 | 190 | 94 | N |  |  | N | IPP Non-CHP | 2 | X | NG
Natural Gas Fired Combined Cycle.NG | natural gas combined cycle | TRUE | 61136 | Waterford Power, LLC | 55503 | Waterford Power, LLC | OH | Washington | ST1 | Natural Gas Fired Combined Cycle | CA | CC1 | W | 399 | 0.85 | 362 | 390 | 94 | N |  |  | N | IPP Non-CHP | 2 | X | NG
Natural Gas Fired Combustion Turbine.NG | natural gas peaker | TRUE | 30151 | Tri-State G & T Assn, Inc | 55504 | Limon Generating Station | CO | Lincoln | L1 | Natural Gas Fired Combustion Turbine | GT |  | S | 77.1 | 0.85 | 67 | 75 | 40 | N |  |  | N | Electric Utility | 1 | X | NG | DFO
Natural Gas Fired Combustion Turbine.NG | natural gas peaker | TRUE | 30151 | Tri-State G & T Assn, Inc | 55504 | Limon Generating Station | CO | Lincoln | L2 | Natural Gas Fired Combustion Turbine | GT |  | S | 77.1 | 0.85 | 67 | 75 | 40 | N |  |  | N | Electric Utility | 1 | X | NG | DFO
Natural Gas Fired Combustion Turbine.NG | natural gas peaker | TRUE | 30151 | Tri-State G & T Assn, Inc | 55505 | Frank Knutson | CO | Adams | BR1 | Natural Gas Fired Combustion Turbine | GT |  | S | 77.1 | 0.85 | 67 | 75 | 40 | N |  |  | N | Electric Utility | 1 | X | NG | DFO
Natural Gas Fired Combustion Turbine.NG | natural gas peaker | TRUE | 30151 | Tri-State G & T Assn, Inc | 55505 | Frank Knutson | CO | Adams | BR2 | Natural Gas Fired Combustion Turbine | GT |  | S | 77.1 | 0.85 | 67 | 75 | 40 | N |  |  | N | Electric Utility | 1 | X | NG | DFO
Natural Gas Fired Combustion Turbine.NG | natural gas peaker | TRUE | 59527 | CalPeak Power, LLC | 55508 | CalPeak Power Panoche Peaker Plant | CA | Fresno | CPP2 | Natural Gas Fired Combustion Turbine | GT |  | W | 60.5 | 0.85 | 48 | 52 | 21 | N |  |  | N | IPP Non-CHP | 2 | X | NG
Natural Gas Fired Combustion Turbine.NG | natural gas peaker | TRUE | 59527 | CalPeak Power, LLC | 55510 | CalPeak Power Border Peaker Plant | CA | San Diego | CPP4 | Natural Gas Fired Combustion Turbine | GT |  | W | 60.5 | 0.85 | 48 | 51.3 | 21 | N |  |  | N | IPP Non-CHP | 2 | X | NG
Natural Gas Fired Combustion Turbine.NG | natural gas peaker | TRUE | 16609 | San Diego Gas & Electric Co | 55512 | Cuyamaca Peak Energy Plant | CA | San Diego | CPP6 | Natural Gas Fired Combustion Turbine | GT |  | S | 48.7 | 0.85 | 48.7 | 48.7 | 16 | N |  |  | N | Electric Utility | 1 | X | NG
Natural Gas Fired Combustion Turbine.NG | natural gas peaker | TRUE | 59527 | CalPeak Power, LLC | 55513 | CalPeak Power Enterprise Peaker Plant | CA | San Diego | CPP7 | Natural Gas Fired Combustion Turbine | GT |  | W | 58.9 | 0.85 | 48 | 48.1 | 21 | N |  |  | N | IPP Non-CHP | 2 | X | NG
Natural Gas Fired Combined Cycle.NG | natural gas combined cycle | TRUE | 65371 | Apex Generating Station | 55514 | Apex Generating Station | NV | Clark | CTG1 | Natural Gas Fired Combined Cycle | CT | CC1 | W | 174 | 0.85 | 164.6 | 181.6 | 90 | N |  |  | N | Electric Utility | 1 | X | NG
Natural Gas Fired Combined Cycle.NG | natural gas combined cycle | TRUE | 65371 | Apex Generating Station | 55514 | Apex Generating Station | NV | Clark | CTG2 | Natural Gas Fired Combined Cycle | CT | CC1 | W | 174 | 0.85 | 164.6 | 181.6 | 90 | N |  |  | N | Electric Utility | 1 | X | NG
Natural Gas Fired Combined Cycle.NG | natural gas combined cycle | TRUE | 65371 | Apex Generating Station | 55514 | Apex Generating Station | NV | Clark | STG1 | Natural Gas Fired Combined Cycle | CA | CC1 | W | 252.6 | 0.9 | 195.2 | 213.4 | 55 | N |  |  | N | Electric Utility | 1 | X | NG
Natural Gas Fired Combined Cycle.NG | natural gas combined cycle | TRUE | 59923 | Fayette Power Company, LLC | 55516 | Fayette Energy Facility | PA | Fayette | CTG1 | Natural Gas Fired Combined Cycle | CT | CC1 | S | 198.9 | 0.85 | 177.7 | 201.9 | 100 | N |  |  | N | IPP Non-CHP | 2 | X | NG
Natural Gas Fired Combined Cycle.NG | natural gas combined cycle | TRUE | 59923 | Fayette Power Company, LLC | 55516 | Fayette Energy Facility | PA | Fayette | CTG2 | Natural Gas Fired Combined Cycle | CT | CC1 | S | 198.9 | 0.85 | 177.7 | 201.9 | 100 | N |  |  | N | IPP Non-CHP | 2 | X | NG
Natural Gas Fired Combined Cycle.NG | natural gas combined cycle | TRUE | 59923 | Fayette Power Company, LLC | 55516 | Fayette Energy Facility | PA | Fayette | STG1 | Natural Gas Fired Combined Cycle | CA | CC1 | S | 317.1 | 0.85 | 312.2 | 302.1 | 120 | N |  |  | N | IPP Non-CHP | 2 | X | NG
Natural Gas Fired Combustion Turbine.NG | natural gas peaker | TRUE | 56927 | Wallingford Energy LLC | 55517 | Wallingford Energy | CT | New Haven | CTG1 | Natural Gas Fired Combustion Turbine | GT |  | S | 50 | 0.85 | 46.5 | 50 | 2 | N |  |  | N | IPP Non-CHP | 2 | X | NG
Natural Gas Fired Combustion Turbine.NG | natural gas peaker | TRUE | 56927 | Wallingford Energy LLC | 55517 | Wallingford Energy | CT | New Haven | CTG2 | Natural Gas Fired Combustion Turbine | GT |  | S | 50 | 0.85 | 45.3 | 49.5 | 2 | N |  |  | N | IPP Non-CHP | 2 | X | NG
Natural Gas Fired Combustion Turbine.NG | natural gas peaker | TRUE | 56927 | Wallingford Energy LLC | 55517 | Wallingford Energy | CT | New Haven | CTG3 | Natural Gas Fired Combustion Turbine | GT |  | S | 50 | 0.85 | 46.1 | 50 | 2 | N |  |  | N | IPP Non-CHP | 2 | X | NG
Natural Gas Fired Combustion Turbine.NG | natural gas peaker | TRUE | 56927 | Wallingford Energy LLC | 55517 | Wallingford Energy | CT | New Haven | CTG4 | Natural Gas Fired Combustion Turbine | GT |  | S | 50 | 0.85 | 45.7 | 49.7 | 2 | N |  |  | N | IPP Non-CHP | 2 | X | NG
Natural Gas Fired Combustion Turbine.NG | natural gas peaker | TRUE | 56927 | Wallingford Energy LLC | 55517 | Wallingford Energy | CT | New Haven | CTG5 | Natural Gas Fired Combustion Turbine | GT |  | S | 50 | 0.85 | 46.1 | 50 | 2 | N |  |  | N | IPP Non-CHP | 2 | X | NG
Natural Gas Fired Combustion Turbine.NG | natural gas peaker | TRUE | 56927 | Wallingford Energy LLC | 55517 | Wallingford Energy | CT | New Haven | CTG6 | Natural Gas Fired Combustion Turbine | GT |  | S | 50 | 0.85 | 47.4 | 49.8 | 2 | N |  |  | N | IPP Non-CHP | 2 | X | NG
Natural Gas Fired Combustion Turbine.NG | natural gas peaker | TRUE | 56927 | Wallingford Energy LLC | 55517 | Wallingford Energy | CT | New Haven | CTG7 | Natural Gas Fired Combustion Turbine | GT |  | S | 50 | 0.85 | 46.2 | 50 | 2 | N |  |  | N | IPP Non-CHP | 2 | X | NG
Natural Gas Fired Combined Cycle.NG | natural gas combined cycle | TRUE | 60431 | MRP Generation Holdings, LLC | 55518 | High Desert Power Plant | CA | San Bernardino | CTG1 | Natural Gas Fired Combined Cycle | CT | STG1 | S | 173 | 0.9 | 162.3 | 174.8 | 110 | N |  |  | N | IPP Non-CHP | 2 | X | NG
Natural Gas Fired Combined Cycle.NG | natural gas combined cycle | TRUE | 60431 | MRP Generation Holdings, LLC | 55518 | High Desert Power Plant | CA | San Bernardino | CTG2 | Natural Gas Fired Combined Cycle | CT | STG1 | S | 173 | 0.9 | 161.1 | 172.6 | 110 | N |  |  | N | IPP Non-CHP | 2 | X | NG
Natural Gas Fired Combined Cycle.NG | natural gas combined cycle | TRUE | 60431 | MRP Generation Holdings, LLC | 55518 | High Desert Power Plant | CA | San Bernardino | CTG3 | Natural Gas Fired Combined Cycle | CT | STG1 | S | 173 | 0.9 | 162.2 | 177.4 | 110 | N |  |  | N | IPP Non-CHP | 2 | X | NG
Natural Gas Fired Combined Cycle.NG | natural gas combined cycle | TRUE | 60431 | MRP Generation Holdings, LLC | 55518 | High Desert Power Plant | CA | San Bernardino | STG1 | Natural Gas Fired Combined Cycle | CA | STG1 | S | 333 | 0.9 | 305.3 | 310 | 60 | N |  |  | N | IPP Non-CHP | 2 | X | NG
Natural Gas Fired Combustion Turbine.NG | natural gas peaker | TRUE | 803 | Arizona Public Service Co | 55522 | Sundance | AZ | Pinal | CT1 | Natural Gas Fired Combustion Turbine | GT |  | S | 60.5 | 0.85 | 41 | 44 | 20 | N |  |  | N | Electric Utility | 1 | X | NG
Natural Gas Fired Combustion Turbine.NG | natural gas peaker | TRUE | 803 | Arizona Public Service Co | 55522 | Sundance | AZ | Pinal | CT10 | Natural Gas Fired Combustion Turbine | GT |  | S | 60.5 | 0.85 | 41 | 44 | 20 | N |  |  | N | Electric Utility | 1 | X | NG
Natural Gas Fired Combustion Turbine.NG | natural gas peaker | TRUE | 803 | Arizona Public Service Co | 55522 | Sundance | AZ | Pinal | CT2 | Natural Gas Fired Combustion Turbine | GT |  | S | 60.5 | 0.85 | 41 | 44 | 20 | N |  |  | N | Electric Utility | 1 | X | NG
Natural Gas Fired Combustion Turbine.NG | natural gas peaker | TRUE | 803 | Arizona Public Service Co | 55522 | Sundance | AZ | Pinal | CT3 | Natural Gas Fired Combustion Turbine | GT |  | S | 60.5 | 0.85 | 41 | 44 | 20 | N |  |  | N | Electric Utility | 1 | X | NG
Natural Gas Fired Combustion Turbine.NG | natural gas peaker | TRUE | 803 | Arizona Public Service Co | 55522 | Sundance | AZ | Pinal | CT4 | Natural Gas Fired Combustion Turbine | GT |  | S | 60.5 | 0.85 | 41 | 44 | 20 | N |  |  | N | Electric Utility | 1 | X | NG
Natural Gas Fired Combustion Turbine.NG | natural gas peaker | TRUE | 803 | Arizona Public Service Co | 55522 | Sundance | AZ | Pinal | CT5 | Natural Gas Fired Combustion Turbine | GT |  | S | 60.5 | 0.85 | 41 | 44 | 20 | N |  |  | N | Electric Utility | 1 | X | NG
Natural Gas Fired Combustion Turbine.NG | natural gas peaker | TRUE | 803 | Arizona Public Service Co | 55522 | Sundance | AZ | Pinal | CT6 | Natural Gas Fired Combustion Turbine | GT |  | S | 60.5 | 0.85 | 41 | 44 | 20 | N |  |  | N | Electric Utility | 1 | X | NG
Natural Gas Fired Combustion Turbine.NG | natural gas peaker | TRUE | 803 | Arizona Public Service Co | 55522 | Sundance | AZ | Pinal | CT7 | Natural Gas Fired Combustion Turbine | GT |  | S | 60.5 | 0.85 | 41 | 44 | 20 | N |  |  | N | Electric Utility | 1 | X | NG
Natural Gas Fired Combustion Turbine.NG | natural gas peaker | TRUE | 803 | Arizona Public Service Co | 55522 | Sundance | AZ | Pinal | CT8 | Natural Gas Fired Combustion Turbine | GT |  | S | 60.5 | 0.85 | 41 | 44 | 20 | N |  |  | N | Electric Utility | 1 | X | NG
Natural Gas Fired Combustion Turbine.NG | natural gas peaker | TRUE | 803 | Arizona Public Service Co | 55522 | Sundance | AZ | Pinal | CT9 | Natural Gas Fired Combustion Turbine | GT |  | S | 60.5 | 0.85 | 41 | 44 | 20 | N |  |  | N | Electric Utility | 1 | X | NG
Natural Gas Fired Combined Cycle.NG | natural gas combined cycle | TRUE | 56608 | Calpine Mid-Merit LLC | 55524 | York Energy Center | PA | York | CTG1 | Natural Gas Fired Combined Cycle | CT | CCB1 | S | 120 | 0.85 | 113 | 113 | 80 | N |  |  | N | IPP Non-CHP | 2 | X | NG | DFO
Natural Gas Fired Combined Cycle.NG | natural gas combined cycle | TRUE | 56608 | Calpine Mid-Merit LLC | 55524 | York Energy Center | PA | York | CTG2 | Natural Gas Fired Combined Cycle | CT | CCB1 | S | 120 | 0.85 | 122 | 122 | 80 | N |  |  | N | IPP Non-CHP | 2 | X | NG | DFO
Natural Gas Fired Combined Cycle.NG | natural gas combined cycle | TRUE | 56608 | Calpine Mid-Merit LLC | 55524 | York Energy Center | PA | York | CTG3 | Natural Gas Fired Combined Cycle | CT | CCB1 | S | 120 | 0.85 | 122 | 122 | 80 | N |  |  | N | IPP Non-CHP | 2 | X | NG | DFO
Natural Gas Fired Combined Cycle.NG | natural gas combined cycle | TRUE | 56608 | Calpine Mid-Merit LLC | 55524 | York Energy Center | PA | York | CTG5 | Natural Gas Fired Combined Cycle | CT | CCB2 | S | 234.9 | 0.85 | 216.3 | 231 |  | N |  |  | N | IPP Non-CHP | 2 | X | NG | DFO
Natural Gas Fired Combined Cycle.NG | natural gas combined cycle | TRUE | 56608 | Calpine Mid-Merit LLC | 55524 | York Energy Center | PA | York | CTG6 | Natural Gas Fired Combined Cycle | CT | CCB2 | S | 234.9 | 0.85 | 216.3 | 231 |  | N |  |  | N | IPP Non-CHP | 2 | X | NG | DFO
Natural Gas Fired Combined Cycle.NG | natural gas combined cycle | TRUE | 56608 | Calpine Mid-Merit LLC | 55524 | York Energy Center | PA | York | STG1 | Natural Gas Fired Combined Cycle | CA | CCB1 | S | 200 | 0.85 | 188 | 188 | 112 | N |  |  | N | IPP Non-CHP | 2 | X | NG | DFO
Natural Gas Fired Combined Cycle.NG | natural gas combined cycle | TRUE | 56608 | Calpine Mid-Merit LLC | 55524 | York Energy Center | PA | York | STG2 | Natural Gas Fired Combined Cycle | CA | CCB2 | S | 419.6 | 0.9 | 395.1 | 396.9 |  | N |  |  | N | IPP Non-CHP | 2 | X | NG | DFO
Other Waste Biomass.OBG | biomass | TRUE | 12619 | Milwaukee Metro Sewerage Dist | 55525 | MMSD South Shore Wastewater | WI | Milwaukee | 1 | Other Waste Biomass | IC |  | S | 1.5 | 0.9 | 1.4 | 1.4 | 0.1 | N |  |  | Y | Commercial CHP | 5 | T | OBG | NG
Other Waste Biomass.OBG | biomass | TRUE | 12619 | Milwaukee Metro Sewerage Dist | 55525 | MMSD South Shore Wastewater | WI | Milwaukee | 1CAT | Other Waste Biomass | IC |  | S | 0.9 | 0.95 | 0.9 | 0.9 | 0.1 | N |  |  | Y | Commercial CHP | 5 | T | OBG | NG
Other Waste Biomass.OBG | biomass | TRUE | 12619 | Milwaukee Metro Sewerage Dist | 55525 | MMSD South Shore Wastewater | WI | Milwaukee | 2CAT | Other Waste Biomass | IC |  | S | 0.9 | 0.95 | 0.9 | 0.9 | 0.1 | N |  |  | Y | Commercial CHP | 5 | T | OBG | NG
Other Waste Biomass.OBG | biomass | TRUE | 12619 | Milwaukee Metro Sewerage Dist | 55525 | MMSD South Shore Wastewater | WI | Milwaukee | 3CAT | Other Waste Biomass | IC |  | S | 0.9 | 0.95 | 0.9 | 0.9 | 0.1 | N |  |  | Y | Commercial CHP | 5 | T | OBG | NG
Other Waste Biomass.OBG | biomass | TRUE | 12619 | Milwaukee Metro Sewerage Dist | 55525 | MMSD South Shore Wastewater | WI | Milwaukee | 4CAT | Other Waste Biomass | IC |  | S | 0.9 | 0.95 | 0.9 | 0.9 | 0.1 | N |  |  | Y | Commercial CHP | 5 | T | OBG | NG
Petroleum Liquids.DFO | petroleum | TRUE | 12944 | City of Morganton - (NC) | 55534 | Water Filter Plant #2 | NC | Burke | 1299 | Petroleum Liquids | IC |  | S | 1.8 | 0.8 | 1.7 | 1.7 | 0.1 | N |  |  | N | Electric Utility | 1 | X | DFO
Natural Gas Fired Combustion Turbine.NG | natural gas peaker | TRUE | 20323 | Wellhead Services, Inc | 55538 | Escondido Energy Center | CA | San Diego | CTG1 | Natural Gas Fired Combustion Turbine | GT |  | S | 54 | 0.9 | 54 | 54 | 24.3 | N |  |  | N | IPP Non-CHP | 2 | X | NG
Natural Gas Fired Combustion Turbine.NG | natural gas peaker | TRUE | 20323 | Wellhead Services, Inc | 55540 | Chula Vista Energy Center | CA | San Diego | GEN1 | Natural Gas Fired Combustion Turbine | GT |  | S | 37.2 | 0.85 | 37.2 | 37.2 | 30 | N |  |  | N | IPP Non-CHP | 2 | X | NG
Natural Gas Fired Combustion Turbine.NG | natural gas peaker | TRUE | 49981 | Diamond Generating Corporation | 55541 | Indigo Energy Facility | CA | Riverside | CTG1 | Natural Gas Fired Combustion Turbine | GT |  | S | 49.9 | 0.95 | 46.7 | 46.7 | 37.4 | N |  |  | N | IPP Non-CHP | 2 | X | NG
Natural Gas Fired Combustion Turbine.NG | natural gas peaker | TRUE | 49981 | Diamond Generating Corporation | 55541 | Indigo Energy Facility | CA | Riverside | CTG2 | Natural Gas Fired Combustion Turbine | GT |  | S | 49.9 | 0.95 | 47.6 | 47.6 | 38.1 | N |  |  | N | IPP Non-CHP | 2 | X | NG
Natural Gas Fired Combustion Turbine.NG | natural gas peaker | TRUE | 49981 | Diamond Generating Corporation | 55541 | Indigo Energy Facility | CA | Riverside | CTG3 | Natural Gas Fired Combustion Turbine | GT |  | S | 49.9 | 0.95 | 48.2 | 48.2 | 38.6 | N |  |  | N | IPP Non-CHP | 2 | X | NG
Natural Gas Fired Combustion Turbine.NG | natural gas peaker | TRUE | 49981 | Diamond Generating Corporation | 55542 | Larkspur Energy Facility | CA | San Diego | CTG1 | Natural Gas Fired Combustion Turbine | GT |  | S | 49.9 | 0.95 | 45.6 | 45.6 | 36.5 | N |  |  | N | IPP Non-CHP | 2 | X | NG | DFO
Natural Gas Fired Combustion Turbine.NG | natural gas peaker | TRUE | 49981 | Diamond Generating Corporation | 55542 | Larkspur Energy Facility | CA | San Diego | CTG2 | Natural Gas Fired Combustion Turbine | GT |  | S | 49.9 | 0.95 | 46 | 46 | 36.8 | N |  |  | N | IPP Non-CHP | 2 | X | NG | DFO
Natural Gas Fired Combustion Turbine.NG | natural gas peaker | TRUE | 14372 | Klamath Energy LLC | 55544 | Klamath Expansion Project | OR | Klamath | GT1 | Natural Gas Fired Combustion Turbine | GT |  | W | 29.4 | 0.85 | 25 | 28.8 | 8 | N |  |  | N | IPP Non-CHP | 2 | X | NG
Natural Gas Fired Combustion Turbine.NG | natural gas peaker | TRUE | 14372 | Klamath Energy LLC | 55544 | Klamath Expansion Project | OR | Klamath | GT2 | Natural Gas Fired Combustion Turbine | GT |  | W | 29.4 | 0.85 | 25 | 28.8 | 8 | N |  |  | N | IPP Non-CHP | 2 | X | NG
Natural Gas Fired Combustion Turbine.NG | natural gas peaker | TRUE | 14372 | Klamath Energy LLC | 55544 | Klamath Expansion Project | OR | Klamath | GT3 | Natural Gas Fired Combustion Turbine | GT |  | W | 29.4 | 0.85 | 25 | 28.8 | 8 | N |  |  | N | IPP Non-CHP | 2 | X | NG
Natural Gas Fired Combustion Turbine.NG | natural gas peaker | TRUE | 14372 | Klamath Energy LLC | 55544 | Klamath Expansion Project | OR | Klamath | GT4 | Natural Gas Fired Combustion Turbine | GT |  | W | 29.4 | 0.85 | 25 | 28.8 | 8 | N |  |  | N | IPP Non-CHP | 2 | X | NG
Natural Gas Fired Combined Cycle.NG | natural gas combined cycle | TRUE | 2934 | Calpine Corp - Hidalgo | 55545 | Hidalgo Energy Center | TX | Hidalgo | CTG1 | Natural Gas Fired Combined Cycle | CT | CC1 | J | 176.6 | 0.85 | 159 | 178 | 90 | Y |  |  | N | IPP Non-CHP | 2 | X | NG
Natural Gas Fired Combined Cycle.NG | natural gas combined cycle | TRUE | 2934 | Calpine Corp - Hidalgo | 55545 | Hidalgo Energy Center | TX | Hidalgo | CTG2 | Natural Gas Fired Combined Cycle | CT | CC1 | J | 176.6 | 0.85 | 149 | 168 | 90 | N |  |  | N | IPP Non-CHP | 2 | X | NG
Natural Gas Fired Combined Cycle.NG | natural gas combined cycle | TRUE | 2934 | Calpine Corp - Hidalgo | 55545 | Hidalgo Energy Center | TX | Hidalgo | STG1 | Natural Gas Fired Combined Cycle | CA | CC1 | J | 198.1 | 0.85 | 172 | 182 | 62 | N |  |  | N | IPP Non-CHP | 2 | X | NG
Landfill Gas.LFG | natural gas peaker | TRUE | 56772 | TX LFG Energy, LP | 55556 | Security | TX | Montgomery | GEN5 | Landfill Gas | IC |  | S | 1.7 | 0.8 | 1.7 | 1.7 | 0.2 | N |  |  | N | IPP Non-CHP | 2 | X | LFG
Landfill Gas.LFG | natural gas peaker | TRUE | 56772 | TX LFG Energy, LP | 55556 | Security | TX | Montgomery | UNT2 | Landfill Gas | IC |  | S | 1.7 | 0.8 | 1.7 | 1.7 | 0.2 | N |  |  | N | IPP Non-CHP | 2 | X | LFG
All Other.WH | other | FALSE | 991 | Air Products & Chemicals Inc | 55557 | Wilmington Hydrogen Plant | CA | Los Angeles | T101 | All Other | ST |  | S | 31.9 | 0.8 | 28.1 | 27.7 | 0 | N |  |  | Y | Industrial CHP | 7 | B | WH
Natural Gas Fired Combined Cycle.NG | natural gas combined cycle | FALSE | 744 | Appleton Coated LLC | 55558 | Combined Locks Energy Center | WI | Outagamie | GEN1 | Natural Gas Fired Combined Cycle | CT | CC1 | S | 60.5 | 0.85 | 45.9 | 47 | 20 | N |  |  | Y | Industrial CHP | 7 | T | NG
Natural Gas Fired Combined Cycle.NG | natural gas combined cycle | FALSE | 744 | Appleton Coated LLC | 55558 | Combined Locks Energy Center | WI | Outagamie | GEN2 | Natural Gas Fired Combined Cycle | CA | CC1 | S | 6 | 0.8 | 6 | 6 | 1 | N |  |  | N | Industrial CHP | 7 | X | NG
Onshore Wind Turbine.WND | onshore wind | TRUE | 6607 | FPL Energy Vansycle LLC | 55560 | FPL Energy Vansycle LLC (WA) | WA | Walla Walla | V-47 | Onshore Wind Turbine | WT |  | S | 176.9 |  | 176.9 | 176.9 | 15 | N |  |  | N | IPP Non-CHP | 2 | X | WND
Onshore Wind Turbine.WND | onshore wind | TRUE | 54725 | CHI Operations Inc | 55561 | Tsar Nicholas LLC | MN | Lincoln | TN30 | Onshore Wind Turbine | WT |  | W | 1.9 |  | 1.9 | 1.9 | 0.1 | N |  |  | N | IPP Non-CHP | 2 | X | WND
Onshore Wind Turbine.WND | onshore wind | TRUE | 54725 | CHI Operations Inc | 55562 | Sun River LLC | MN | Lincoln | SU30 | Onshore Wind Turbine | WT |  | J | 1.9 |  | 1.9 | 1.9 | 0.1 | N |  |  | N | IPP Non-CHP | 2 | X | WND
Onshore Wind Turbine.WND | onshore wind | TRUE | 54725 | CHI Operations Inc | 55563 | Julia Hills LLC | MN | Lincoln | JH30 | Onshore Wind Turbine | WT |  | J | 1.9 |  | 1.9 | 1.9 | 0.1 | N |  |  | N | IPP Non-CHP | 2 | X | WND
Onshore Wind Turbine.WND | onshore wind | TRUE | 54725 | CHI Operations Inc | 55564 | Jessica Mills LLC | MN | Lincoln | JM30 | Onshore Wind Turbine | WT |  | J | 1.9 |  | 1.9 | 1.9 | 0.1 | N |  |  | N | IPP Non-CHP | 2 | X | WND
Onshore Wind Turbine.WND | onshore wind | TRUE | 54725 | CHI Operations Inc | 55565 | Jack River LLC | MN | Lincoln | JR30 | Onshore Wind Turbine | WT |  | J | 1.9 |  | 1.9 | 1.9 | 0.1 | N |  |  | N | IPP Non-CHP | 2 | X | WND
Onshore Wind Turbine.WND | onshore wind | TRUE | 54725 | CHI Operations Inc | 55566 | Autumn Hills LLC | MN | Lincoln | AH30 | Onshore Wind Turbine | WT |  | J | 1.9 |  | 1.9 | 1.9 | 0.1 | N |  |  | N | IPP Non-CHP | 2 | X | WND
Onshore Wind Turbine.WND | onshore wind | TRUE | 54725 | CHI Operations Inc | 55567 | Winters Spawn LLC | MN | Lincoln | WS30 | Onshore Wind Turbine | WT |  | J | 1.9 |  | 1.9 | 1.9 | 0.1 | N |  |  | N | IPP Non-CHP | 2 | X | WND
Onshore Wind Turbine.WND | onshore wind | TRUE | 54725 | CHI Operations Inc | 55568 | Twin Lake Hills LLC | MN | Lincoln | TL30 | Onshore Wind Turbine | WT |  | J | 1.9 |  | 1.9 | 1.9 | 0.1 | N |  |  | N | IPP Non-CHP | 2 | X | WND
Onshore Wind Turbine.WND | onshore wind | TRUE | 54725 | CHI Operations Inc | 55569 | Spartan Hills LLC | MN | Lincoln | SH30 | Onshore Wind Turbine | WT |  | J | 1.9 |  | 1.9 | 1.9 | 0.1 | N |  |  | N | IPP Non-CHP | 2 | X | WND
Onshore Wind Turbine.WND | onshore wind | TRUE | 54725 | CHI Operations Inc | 55570 | Soliloquoy Ridge LLC | MN | Lincoln | SR30 | Onshore Wind Turbine | WT |  | J | 1.9 |  | 1.9 | 1.9 | 0.1 | N |  |  | N | IPP Non-CHP | 2 | X | WND
Onshore Wind Turbine.WND | onshore wind | TRUE | 54725 | CHI Operations Inc | 55571 | Ruthton Ridge LLC | MN | Lincoln | RR30 | Onshore Wind Turbine | WT |  | J | 1.9 |  | 1.9 | 1.9 | 0.1 | N |  |  | N | IPP Non-CHP | 2 | X | WND
Onshore Wind Turbine.WND | onshore wind | TRUE | 54725 | CHI Operations Inc | 55572 | Hope Creek LLC | MN | Lincoln | HC30 | Onshore Wind Turbine | WT |  | J | 1.9 |  | 1.9 | 1.9 | 0.1 | N |  |  | N | IPP Non-CHP | 2 | X | WND
Onshore Wind Turbine.WND | onshore wind | TRUE | 54725 | CHI Operations Inc | 55573 | Hadley Ridge LLC | MN | Lincoln | HR30 | Onshore Wind Turbine | WT |  | J | 1.9 |  | 1.9 | 1.9 | 0.1 | N |  |  | N | IPP Non-CHP | 2 | X | WND
Onshore Wind Turbine.WND | onshore wind | TRUE | 54725 | CHI Operations Inc | 55574 | Florence Hills LLC | MN | Lincoln | FH30 | Onshore Wind Turbine | WT |  | J | 1.9 |  | 1.9 | 1.9 | 0.1 | N |  |  | N | IPP Non-CHP | 2 | X | WND
Onshore Wind Turbine.WND | onshore wind | TRUE | 54725 | CHI Operations Inc | 55576 | Agassiz Beach LLC | MN | Clay | AB30 | Onshore Wind Turbine | WT |  | J | 1.9 |  | 1.9 | 1.9 | 0.1 | N |  |  | N | IPP Non-CHP | 2 | X | WND
Onshore Wind Turbine.WND | onshore wind | TRUE | 62136 | Llano Estacado Wind Ranch | 55579 | Llano Estacado Wind Ranch | TX | Carson | EXIS | Onshore Wind Turbine | WT |  | W | 80 |  | 80 | 80 | 5.2 | N |  |  | N | IPP Non-CHP | 2 | X | WND
Onshore Wind Turbine.WND | onshore wind | TRUE | 6354 | FPL Energy Upton Wind LP | 55581 | King Mountain Wind Ranch 1 | TX | Upton | EXIS | Onshore Wind Turbine | WT |  | S | 278 |  | 278 | 278 | 14.1 | N |  |  | N | IPP Non-CHP | 2 | X | WND
Landfill Gas.LFG | natural gas peaker | TRUE | 25049 | Gas Recovery Systems Inc | 55589 | GRS Fall River | MA | Bristol | 3 | Landfill Gas | GT |  | S | 5.3 | 0.98 | 4.4 | 4.8 | 4.2 | N |  |  | N | IPP Non-CHP | 2 | X | LFG
Landfill Gas.LFG | natural gas peaker | TRUE | 25049 | Gas Recovery Systems Inc | 55596 | GRS Arbor Hills | MI | Washtenaw | 0001 | Landfill Gas | CT | CC1 | S | 5 | 0.98 | 3.8 | 4.2 | 1 | N |  |  | N | IPP Non-CHP | 2 | X | LFG | DFO
Landfill Gas.LFG | natural gas peaker | TRUE | 25049 | Gas Recovery Systems Inc | 55596 | GRS Arbor Hills | MI | Washtenaw | 0002 | Landfill Gas | CT | CC1 | S | 5 | 0.98 | 3.8 | 4.2 | 1 | N |  |  | N | IPP Non-CHP | 2 | X | LFG | DFO
Landfill Gas.LFG | natural gas peaker | TRUE | 25049 | Gas Recovery Systems Inc | 55596 | GRS Arbor Hills | MI | Washtenaw | 0003 | Landfill Gas | CT | CC1 | S | 5 | 0.98 | 3.8 | 4.2 | 1 | N |  |  | N | IPP Non-CHP | 2 | X | LFG | DFO
Landfill Gas.LFG | natural gas peaker | TRUE | 25049 | Gas Recovery Systems Inc | 55596 | GRS Arbor Hills | MI | Washtenaw | 0004 | Landfill Gas | CA | CC1 | S | 10 | 0.98 | 7.6 | 8.4 | 7 | N |  |  | N | IPP Non-CHP | 2 | X | LFG
Landfill Gas.LFG | natural gas peaker | TRUE | 25049 | Gas Recovery Systems Inc | 55596 | GRS Arbor Hills | MI | Washtenaw | 0005 | Landfill Gas | CT | CC1 | S | 5.3 | 0.98 | 4.8 | 5.3 | 4.2 | N |  |  | N | IPP Non-CHP | 2 | X | LFG
Landfill Gas.LFG | natural gas peaker | TRUE | 25049 | Gas Recovery Systems Inc | 55597 | GRS C&C | MI | Calhoun | 1 | Landfill Gas | IC |  | S | 1 | 0.98 | 0.9 | 0.9 | 0.8 | N |  |  | N | IPP Non-CHP | 2 | X | LFG
Landfill Gas.LFG | natural gas peaker | TRUE | 25049 | Gas Recovery Systems Inc | 55597 | GRS C&C | MI | Calhoun | 2 | Landfill Gas | IC |  | S | 1 | 0.98 | 0.9 | 0.9 | 0.8 | N |  |  | N | IPP Non-CHP | 2 | X | LFG
Landfill Gas.LFG | natural gas peaker | TRUE | 25049 | Gas Recovery Systems Inc | 55597 | GRS C&C | MI | Calhoun | 3 | Landfill Gas | IC |  | S | 1 | 0.98 | 0.9 | 0.9 | 0.8 | N |  |  | N | IPP Non-CHP | 2 | X | LFG
Landfill Gas.LFG | natural gas peaker | TRUE | 25049 | Gas Recovery Systems Inc | 55597 | GRS C&C | MI | Calhoun | 4 | Landfill Gas | GT |  | S | 2.7 | 0.98 | 2.3 | 2.6 | 2.2 | N |  |  | N | IPP Non-CHP | 2 | X | LFG
Landfill Gas.LFG | natural gas peaker | TRUE | 25049 | Gas Recovery Systems Inc | 55599 | GRS CMS | NC | Cabarrus | 1 | Landfill Gas | GT |  | S | 5.3 | 0.98 | 4.3 | 4.8 | 4.2 | N |  |  | N | IPP Non-CHP | 2 | X | LFG | DFO
Landfill Gas.LFG | natural gas peaker | TRUE | 16764 | City of San Diego | 55602 | North City - Landfill Gas Engines South | CA | San Diego | UNT1 | Landfill Gas | IC |  | S | 0.9 | 0.8 | 0.9 | 0.9 | 0.7 | N |  |  | N | IPP Non-CHP | 2 | X | LFG | NG
Landfill Gas.LFG | natural gas peaker | TRUE | 16764 | City of San Diego | 55602 | North City - Landfill Gas Engines South | CA | San Diego | UNT2 | Landfill Gas | IC |  | S | 0.9 | 0.8 | 0.9 | 0.9 | 0.7 | N |  |  | N | IPP Non-CHP | 2 | X | LFG | NG
Landfill Gas.LFG | natural gas peaker | TRUE | 16764 | City of San Diego | 55602 | North City - Landfill Gas Engines South | CA | San Diego | UNT3 | Landfill Gas | IC |  | S | 0.9 | 0.8 | 0.9 | 0.9 | 0.7 | N |  |  | N | IPP Non-CHP | 2 | X | LFG | NG
Landfill Gas.LFG | natural gas peaker | TRUE | 16764 | City of San Diego | 55602 | North City - Landfill Gas Engines South | CA | San Diego | UNT4 | Landfill Gas | IC |  | S | 0.9 | 0.8 | 0.9 | 0.9 | 0.7 | N |  |  | N | IPP Non-CHP | 2 | X | LFG | NG
Onshore Wind Turbine.WND | onshore wind | TRUE | 14354 | PacifiCorp | 55607 | Foote Creek I | WY | Carbon | GEN1 | Onshore Wind Turbine | WT |  | S | 41.4 |  | 41.4 | 41.4 | 0 | N |  |  | N | Electric Utility | 1 | X | WND
Natural Gas Internal Combustion Engine.NG | natural gas peaker | FALSE | 20238 | Watchtower Bible & Tract Soc-NY | 55619 | Watchtower Educational Center | NY | Putnam | GEN1 | Natural Gas Internal Combustion Engine | IC |  | S | 0.7 | 0.8 | 0.7 | 0.7 | 0.2 | N |  |  | N | Commercial Non-CHP | 4 | X | NG
Petroleum Liquids.DFO | petroleum | FALSE | 20238 | Watchtower Bible & Tract Soc-NY | 55619 | Watchtower Educational Center | NY | Putnam | GEN2 | Petroleum Liquids | IC |  | S | 0.7 | 0.8 | 0.7 | 0.7 | 0.2 | N |  |  | N | Commercial Non-CHP | 4 | X | DFO
Natural Gas Internal Combustion Engine.NG | natural gas peaker | FALSE | 20238 | Watchtower Bible & Tract Soc-NY | 55619 | Watchtower Educational Center | NY | Putnam | GEN3 | Natural Gas Internal Combustion Engine | IC |  | S | 0.7 | 0.8 | 0.7 | 0.7 | 0.2 | N |  |  | N | Commercial Non-CHP | 4 | X | NG
Natural Gas Fired Combustion Turbine.NG | natural gas peaker | TRUE | 11241 | Entergy Louisiana LLC | 55620 | Perryville Power Station | LA | Ouachita | 2-CT | Natural Gas Fired Combustion Turbine | GT |  | S | 186.2 | 0.85 | 151.1 | 186.6 | 90 | N |  |  | N | Electric Utility | 1 | X | NG
Natural Gas Fired Combined Cycle.NG | natural gas combined cycle | TRUE | 11241 | Entergy Louisiana LLC | 55620 | Perryville Power Station | LA | Ouachita | CT-1 | Natural Gas Fired Combined Cycle | CT | PB01 | S | 198.9 | 0.85 |  |  | 90 | N |  |  | N | Electric Utility | 1 | X | NG
Natural Gas Fired Combined Cycle.NG | natural gas combined cycle | TRUE | 11241 | Entergy Louisiana LLC | 55620 | Perryville Power Station | LA | Ouachita | CT-2 | Natural Gas Fired Combined Cycle | CT | PB01 | S | 198.9 | 0.85 |  |  | 90 | N |  |  | N | Electric Utility | 1 | X | NG
Natural Gas Fired Combined Cycle.NG | natural gas combined cycle | TRUE | 11241 | Entergy Louisiana LLC | 55620 | Perryville Power Station | LA | Ouachita | ST-1 | Natural Gas Fired Combined Cycle | CA | PB01 | S | 240.1 | 0.95 | 578.5 | 632 | 140 | N |  |  | N | Electric Utility | 1 | X | NG
Natural Gas Fired Combustion Turbine.NG | natural gas peaker | TRUE | 24431 | Utah Municipal Power Agency | 55622 | West Valley Generation Project | UT | Salt Lake | U1 | Natural Gas Fired Combustion Turbine | GT |  | S | 43.4 | 0.9 | 37 | 41 | 20 | N |  |  | N | Electric Utility | 1 | X | NG
Natural Gas Fired Combustion Turbine.NG | natural gas peaker | TRUE | 24431 | Utah Municipal Power Agency | 55622 | West Valley Generation Project | UT | Salt Lake | U2 | Natural Gas Fired Combustion Turbine | GT |  | S | 43.4 | 0.9 | 37 | 41 | 20 | N |  |  | N | Electric Utility | 1 | X | NG
Natural Gas Fired Combustion Turbine.NG | natural gas peaker | TRUE | 24431 | Utah Municipal Power Agency | 55622 | West Valley Generation Project | UT | Salt Lake | U3 | Natural Gas Fired Combustion Turbine | GT |  | S | 43.4 | 0.9 | 37 | 41 | 20 | N |  |  | N | Electric Utility | 1 | X | NG
Natural Gas Fired Combustion Turbine.NG | natural gas peaker | TRUE | 24431 | Utah Municipal Power Agency | 55622 | West Valley Generation Project | UT | Salt Lake | U4 | Natural Gas Fired Combustion Turbine | GT |  | S | 43.4 | 0.9 | 37 | 41 | 20 | N |  |  | N | Electric Utility | 1 | X | NG
Natural Gas Fired Combustion Turbine.NG | natural gas peaker | TRUE | 24431 | Utah Municipal Power Agency | 55622 | West Valley Generation Project | UT | Salt Lake | U5 | Natural Gas Fired Combustion Turbine | GT |  | S | 43.4 | 0.9 | 37 | 41 | 20 | N |  |  | N | Electric Utility | 1 | X | NG
Natural Gas Fired Combustion Turbine.NG | natural gas peaker | TRUE | 49971 | Creed Energy Center LLC | 55625 | Creed Energy Center | CA | Solano | CT1 | Natural Gas Fired Combustion Turbine | GT |  | S | 47 | 0.85 | 45 | 45 | 20 | N |  |  | N | IPP Non-CHP | 2 | X | NG
Natural Gas Fired Combustion Turbine.NG | natural gas peaker | TRUE | 49972 | Gilroy Energy Center LLC | 55626 | Lambie Energy Center | CA | Solano | CT1 | Natural Gas Fired Combustion Turbine | GT |  | S | 47 | 0.85 | 45 | 45 | 20 | N |  |  | N | IPP Non-CHP | 2 | X | NG
Natural Gas Fired Combustion Turbine.NG | natural gas peaker | TRUE | 49970 | Goose Haven Energy Center | 55627 | Goose Haven Energy Center | CA | Solano | CT1 | Natural Gas Fired Combustion Turbine | GT |  | S | 47 | 0.85 | 45 | 45 | 20 | N |  |  | N | IPP Non-CHP | 2 | X | NG
Natural Gas Fired Combustion Turbine.NG | natural gas peaker | TRUE | 56928 | LSP University Park LLC | 55640 | University Park North | IL | Will | 1 | Natural Gas Fired Combustion Turbine | GT |  | S | 60.5 | 0.85 | 45 | 45 | 24 | N |  |  | N | IPP Non-CHP | 2 | X | NG
Natural Gas Fired Combustion Turbine.NG | natural gas peaker | TRUE | 56928 | LSP University Park LLC | 55640 | University Park North | IL | Will | 10 | Natural Gas Fired Combustion Turbine | GT |  | S | 60.5 | 0.85 | 45 | 45 | 24 | N |  |  | N | IPP Non-CHP | 2 | X | NG
Natural Gas Fired Combustion Turbine.NG | natural gas peaker | TRUE | 56928 | LSP University Park LLC | 55640 | University Park North | IL | Will | 11 | Natural Gas Fired Combustion Turbine | GT |  | S | 60.5 | 0.85 | 45 | 45 | 24 | N |  |  | N | IPP Non-CHP | 2 | X | NG
Natural Gas Fired Combustion Turbine.NG | natural gas peaker | TRUE | 56928 | LSP University Park LLC | 55640 | University Park North | IL | Will | 12 | Natural Gas Fired Combustion Turbine | GT |  | S | 60.5 | 0.85 | 45 | 45 | 24 | N |  |  | N | IPP Non-CHP | 2 | X | NG
Natural Gas Fired Combustion Turbine.NG | natural gas peaker | TRUE | 56928 | LSP University Park LLC | 55640 | University Park North | IL | Will | 2 | Natural Gas Fired Combustion Turbine | GT |  | S | 60.5 | 0.85 | 45 | 45 | 24 | N |  |  | N | IPP Non-CHP | 2 | X | NG
Natural Gas Fired Combustion Turbine.NG | natural gas peaker | TRUE | 56928 | LSP University Park LLC | 55640 | University Park North | IL | Will | 3 | Natural Gas Fired Combustion Turbine | GT |  | S | 60.5 | 0.85 | 45 | 45 | 24 | N |  |  | N | IPP Non-CHP | 2 | X | NG
Natural Gas Fired Combustion Turbine.NG | natural gas peaker | TRUE | 56928 | LSP University Park LLC | 55640 | University Park North | IL | Will | 4 | Natural Gas Fired Combustion Turbine | GT |  | S | 60.5 | 0.85 | 45 | 45 | 24 | N |  |  | N | IPP Non-CHP | 2 | X | NG
Natural Gas Fired Combustion Turbine.NG | natural gas peaker | TRUE | 56928 | LSP University Park LLC | 55640 | University Park North | IL | Will | 5 | Natural Gas Fired Combustion Turbine | GT |  | S | 60.5 | 0.85 | 45 | 45 | 24 | N |  |  | N | IPP Non-CHP | 2 | X | NG
Natural Gas Fired Combustion Turbine.NG | natural gas peaker | TRUE | 56928 | LSP University Park LLC | 55640 | University Park North | IL | Will | 6 | Natural Gas Fired Combustion Turbine | GT |  | S | 60.5 | 0.85 | 45 | 45 | 24 | N |  |  | N | IPP Non-CHP | 2 | X | NG
Natural Gas Fired Combustion Turbine.NG | natural gas peaker | TRUE | 56928 | LSP University Park LLC | 55640 | University Park North | IL | Will | 7 | Natural Gas Fired Combustion Turbine | GT |  | S | 60.5 | 0.85 | 45 | 45 | 24 | N |  |  | N | IPP Non-CHP | 2 | X | NG
Natural Gas Fired Combustion Turbine.NG | natural gas peaker | TRUE | 56928 | LSP University Park LLC | 55640 | University Park North | IL | Will | 8 | Natural Gas Fired Combustion Turbine | GT |  | S | 60.5 | 0.85 | 45 | 45 | 24 | N |  |  | N | IPP Non-CHP | 2 | X | NG
Natural Gas Fired Combustion Turbine.NG | natural gas peaker | TRUE | 56928 | LSP University Park LLC | 55640 | University Park North | IL | Will | 9 | Natural Gas Fired Combustion Turbine | GT |  | S | 60.5 | 0.85 | 45 | 45 | 24 | N |  |  | N | IPP Non-CHP | 2 | X | NG
Natural Gas Fired Combined Cycle.NG | natural gas combined cycle | TRUE | 20856 | Wisconsin Power & Light Co | 55641 | Riverside Energy Center | WI | Rock | CTG1 | Natural Gas Fired Combined Cycle | CT | S112 | S | 198.9 | 0.85 | 155.2 | 166.7 | 100 | N |  |  | N | Electric Utility | 1 | X | NG
Natural Gas Fired Combined Cycle.NG | natural gas combined cycle | TRUE | 20856 | Wisconsin Power & Light Co | 55641 | Riverside Energy Center | WI | Rock | CTG2 | Natural Gas Fired Combined Cycle | CT | S112 | S | 198.9 | 0.85 | 153.3 | 164.6 | 100 | N |  |  | N | Electric Utility | 1 | X | NG
Natural Gas Fired Combined Cycle.NG | natural gas combined cycle | TRUE | 20856 | Wisconsin Power & Light Co | 55641 | Riverside Energy Center | WI | Rock | STG1 | Natural Gas Fired Combined Cycle | CA | S112 | S | 277.1 | 0.85 | 251.9 | 257.3 | 65 | N |  |  | N | Electric Utility | 1 | X | NG
Natural Gas Fired Combustion Turbine.NG | natural gas peaker | TRUE | 15466 | Public Service Co of Colorado | 55645 | Blue Spruce Energy Center | CO | Adams | CT01 | Natural Gas Fired Combustion Turbine | GT |  | S | 198.9 | 0.85 | 130 | 144 | 66 | N |  |  | N | Electric Utility | 1 | X | NG | DFO
Natural Gas Fired Combustion Turbine.NG | natural gas peaker | TRUE | 15466 | Public Service Co of Colorado | 55645 | Blue Spruce Energy Center | CO | Adams | CT02 | Natural Gas Fired Combustion Turbine | GT |  | S | 198.9 | 0.85 | 134 | 148 | 71 | N |  |  | N | Electric Utility | 1 | X | NG | DFO
Natural Gas Internal Combustion Engine.NG | natural gas peaker | TRUE | 15142 | Plains End Operating Services LLC | 55650 | Plains End | CO | Jefferson | GE10 | Natural Gas Internal Combustion Engine | IC |  | S | 5.7 | 0.8 | 5.7 | 5.7 | 3.6 | N |  |  | N | IPP Non-CHP | 2 | X | NG
Natural Gas Internal Combustion Engine.NG | natural gas peaker | TRUE | 15142 | Plains End Operating Services LLC | 55650 | Plains End | CO | Jefferson | GE11 | Natural Gas Internal Combustion Engine | IC |  | S | 5.7 | 0.8 | 5.7 | 5.7 | 3.6 | N |  |  | N | IPP Non-CHP | 2 | X | NG
Natural Gas Internal Combustion Engine.NG | natural gas peaker | TRUE | 15142 | Plains End Operating Services LLC | 55650 | Plains End | CO | Jefferson | GE12 | Natural Gas Internal Combustion Engine | IC |  | S | 5.7 | 0.8 | 5.7 | 5.7 | 3.6 | N |  |  | N | IPP Non-CHP | 2 | X | NG
Natural Gas Internal Combustion Engine.NG | natural gas peaker | TRUE | 15142 | Plains End Operating Services LLC | 55650 | Plains End | CO | Jefferson | GE13 | Natural Gas Internal Combustion Engine | IC |  | S | 5.7 | 0.8 | 5.7 | 5.7 | 3.6 | N |  |  | N | IPP Non-CHP | 2 | X | NG
Natural Gas Internal Combustion Engine.NG | natural gas peaker | TRUE | 15142 | Plains End Operating Services LLC | 55650 | Plains End | CO | Jefferson | GE14 | Natural Gas Internal Combustion Engine | IC |  | S | 5.7 | 0.8 | 5.7 | 5.7 | 3.6 | N |  |  | N | IPP Non-CHP | 2 | X | NG
Natural Gas Internal Combustion Engine.NG | natural gas peaker | TRUE | 15142 | Plains End Operating Services LLC | 55650 | Plains End | CO | Jefferson | GE15 | Natural Gas Internal Combustion Engine | IC |  | S | 5.7 | 0.8 | 5.7 | 5.7 | 3.6 | N |  |  | N | IPP Non-CHP | 2 | X | NG
Natural Gas Internal Combustion Engine.NG | natural gas peaker | TRUE | 15142 | Plains End Operating Services LLC | 55650 | Plains End | CO | Jefferson | GE16 | Natural Gas Internal Combustion Engine | IC |  | S | 5.7 | 0.8 | 5.7 | 5.7 | 3.6 | N |  |  | N | IPP Non-CHP | 2 | X | NG
Natural Gas Internal Combustion Engine.NG | natural gas peaker | TRUE | 15142 | Plains End Operating Services LLC | 55650 | Plains End | CO | Jefferson | GE17 | Natural Gas Internal Combustion Engine | IC |  | S | 5.7 | 0.8 | 5.7 | 5.7 | 3.6 | N |  |  | N | IPP Non-CHP | 2 | X | NG
Natural Gas Internal Combustion Engine.NG | natural gas peaker | TRUE | 15142 | Plains End Operating Services LLC | 55650 | Plains End | CO | Jefferson | GE18 | Natural Gas Internal Combustion Engine | IC |  | S | 5.7 | 0.8 | 5.7 | 5.7 | 3.6 | N |  |  | N | IPP Non-CHP | 2 | X | NG
Natural Gas Internal Combustion Engine.NG | natural gas peaker | TRUE | 15142 | Plains End Operating Services LLC | 55650 | Plains End | CO | Jefferson | GE19 | Natural Gas Internal Combustion Engine | IC |  | S | 5.7 | 0.8 | 5.7 | 5.7 | 3.6 | N |  |  | N | IPP Non-CHP | 2 | X | NG
Natural Gas Internal Combustion Engine.NG | natural gas peaker | TRUE | 15142 | Plains End Operating Services LLC | 55650 | Plains End | CO | Jefferson | GE20 | Natural Gas Internal Combustion Engine | IC |  | S | 5.7 | 0.8 | 5.7 | 5.7 | 3.6 | N |  |  | N | IPP Non-CHP | 2 | X | NG
Natural Gas Internal Combustion Engine.NG | natural gas peaker | TRUE | 15142 | Plains End Operating Services LLC | 55650 | Plains End | CO | Jefferson | GEN1 | Natural Gas Internal Combustion Engine | IC |  | S | 5.7 | 0.8 | 5.7 | 5.7 | 3.6 | N |  |  | N | IPP Non-CHP | 2 | X | NG
Natural Gas Internal Combustion Engine.NG | natural gas peaker | TRUE | 15142 | Plains End Operating Services LLC | 55650 | Plains End | CO | Jefferson | GEN2 | Natural Gas Internal Combustion Engine | IC |  | S | 5.7 | 0.8 | 5.7 | 5.7 | 3.6 | N |  |  | N | IPP Non-CHP | 2 | X | NG
Natural Gas Internal Combustion Engine.NG | natural gas peaker | TRUE | 15142 | Plains End Operating Services LLC | 55650 | Plains End | CO | Jefferson | GEN3 | Natural Gas Internal Combustion Engine | IC |  | S | 5.7 | 0.8 | 5.7 | 5.7 | 3.6 | N |  |  | N | IPP Non-CHP | 2 | X | NG
Natural Gas Internal Combustion Engine.NG | natural gas peaker | TRUE | 15142 | Plains End Operating Services LLC | 55650 | Plains End | CO | Jefferson | GEN4 | Natural Gas Internal Combustion Engine | IC |  | S | 5.7 | 0.8 | 5.7 | 5.7 | 3.6 | N |  |  | N | IPP Non-CHP | 2 | X | NG
Natural Gas Internal Combustion Engine.NG | natural gas peaker | TRUE | 15142 | Plains End Operating Services LLC | 55650 | Plains End | CO | Jefferson | GEN5 | Natural Gas Internal Combustion Engine | IC |  | S | 5.7 | 0.8 | 5.7 | 5.7 | 3.6 | N |  |  | N | IPP Non-CHP | 2 | X | NG
Natural Gas Internal Combustion Engine.NG | natural gas peaker | TRUE | 15142 | Plains End Operating Services LLC | 55650 | Plains End | CO | Jefferson | GEN6 | Natural Gas Internal Combustion Engine | IC |  | S | 5.7 | 0.8 | 5.7 | 5.7 | 3.6 | N |  |  | N | IPP Non-CHP | 2 | X | NG
Natural Gas Internal Combustion Engine.NG | natural gas peaker | TRUE | 15142 | Plains End Operating Services LLC | 55650 | Plains End | CO | Jefferson | GEN7 | Natural Gas Internal Combustion Engine | IC |  | S | 5.7 | 0.8 | 5.7 | 5.7 | 3.6 | N |  |  | N | IPP Non-CHP | 2 | X | NG
Natural Gas Internal Combustion Engine.NG | natural gas peaker | TRUE | 15142 | Plains End Operating Services LLC | 55650 | Plains End | CO | Jefferson | GEN8 | Natural Gas Internal Combustion Engine | IC |  | S | 5.7 | 0.8 | 5.7 | 5.7 | 3.6 | N |  |  | N | IPP Non-CHP | 2 | X | NG
Natural Gas Internal Combustion Engine.NG | natural gas peaker | TRUE | 15142 | Plains End Operating Services LLC | 55650 | Plains End | CO | Jefferson | GEN9 | Natural Gas Internal Combustion Engine | IC |  | S | 5.7 | 0.8 | 5.7 | 5.7 | 3.6 | N |  |  | N | IPP Non-CHP | 2 | X | NG
Natural Gas Fired Combustion Turbine.NG | natural gas peaker | TRUE | 22500 | Evergy Kansas Central, Inc | 55651 | Spring Creek Energy Center | OK | Logan | CT01 | Natural Gas Fired Combustion Turbine | GT |  | S | 84.5 | 0.85 | 71.5 |  | 45 | N |  |  | N | Electric Utility | 1 | X | NG
Natural Gas Fired Combustion Turbine.NG | natural gas peaker | TRUE | 22500 | Evergy Kansas Central, Inc | 55651 | Spring Creek Energy Center | OK | Logan | CT02 | Natural Gas Fired Combustion Turbine | GT |  | S | 84.5 | 0.85 | 69.4 |  | 45 | N |  |  | N | Electric Utility | 1 | X | NG
Natural Gas Fired Combustion Turbine.NG | natural gas peaker | TRUE | 22500 | Evergy Kansas Central, Inc | 55651 | Spring Creek Energy Center | OK | Logan | CT03 | Natural Gas Fired Combustion Turbine | GT |  | S | 84.5 | 0.85 | 70.4 |  | 45 | N |  |  | N | Electric Utility | 1 | X | NG
Natural Gas Fired Combustion Turbine.NG | natural gas peaker | TRUE | 22500 | Evergy Kansas Central, Inc | 55651 | Spring Creek Energy Center | OK | Logan | CT04 | Natural Gas Fired Combustion Turbine | GT |  | S | 84.5 | 0.85 | 69.8 |  | 45 | N |  |  | N | Electric Utility | 1 | X | NG
Natural Gas Fired Combustion Turbine.NG | natural gas peaker | TRUE | 61320 | Chambersburg Energy, LLC | 55654 | Chambersburg | PA | Franklin | UN12 | Natural Gas Fired Combustion Turbine | GT |  | S | 43.8 | 0.9 | 49.7 | 49.2 | 4 | N |  |  | N | IPP Non-CHP | 2 | X | NG | DFO
Natural Gas Fired Combustion Turbine.NG | natural gas peaker | TRUE | 61320 | Chambersburg Energy, LLC | 55654 | Chambersburg | PA | Franklin | UN13 | Natural Gas Fired Combustion Turbine | GT |  | S | 43.8 | 0.9 | 48.5 | 49.3 | 4 | N |  |  | N | IPP Non-CHP | 2 | X | NG | DFO
Natural Gas Fired Combustion Turbine.NG | natural gas peaker | TRUE | 20447 | Western Farmers Elec Coop, Inc | 55655 | WFEC GenCo LLC | OK | Caddo | GEN1 | Natural Gas Fired Combustion Turbine | GT |  | S | 45 | 0.85 | 45 | 45 | 15 | N |  |  | N | Electric Utility | 1 | X | NG
Natural Gas Fired Combustion Turbine.NG | natural gas peaker | TRUE | 20447 | Western Farmers Elec Coop, Inc | 55655 | WFEC GenCo LLC | OK | Caddo | GEN2 | Natural Gas Fired Combustion Turbine | GT |  | S | 45 | 0.85 | 45 | 45 | 15 | N |  |  | N | Electric Utility | 1 | X | NG
Natural Gas Fired Combined Cycle.NG | natural gas combined cycle | TRUE | 2820 | Calpine Corp - Pastoria Energy Center | 55656 | Pastoria Energy Facility, LLC | CA | Kern | CT01 | Natural Gas Fired Combined Cycle | CT | PB01 | S | 168 | 0.85 | 175 | 185 | 90 | N |  |  | N | IPP Non-CHP | 2 | X | NG
Natural Gas Fired Combined Cycle.NG | natural gas combined cycle | TRUE | 2820 | Calpine Corp - Pastoria Energy Center | 55656 | Pastoria Energy Facility, LLC | CA | Kern | CT02 | Natural Gas Fired Combined Cycle | CT | PB01 | S | 168 | 0.85 | 173 | 183 | 90 | N |  |  | N | IPP Non-CHP | 2 | X | NG
Natural Gas Fired Combined Cycle.NG | natural gas combined cycle | TRUE | 2820 | Calpine Corp - Pastoria Energy Center | 55656 | Pastoria Energy Facility, LLC | CA | Kern | CT04 | Natural Gas Fired Combined Cycle | CT | PB02 | S | 168 | 0.85 | 171 | 181 | 85 | N |  |  | N | IPP Non-CHP | 2 | X | NG
Natural Gas Fired Combined Cycle.NG | natural gas combined cycle | TRUE | 2820 | Calpine Corp - Pastoria Energy Center | 55656 | Pastoria Energy Facility, LLC | CA | Kern | ST03 | Natural Gas Fired Combined Cycle | CA | PB01 | S | 185 | 0.85 | 174 | 184 | 50 | N |  |  | N | IPP Non-CHP | 2 | X | NG
Natural Gas Fired Combined Cycle.NG | natural gas combined cycle | TRUE | 2820 | Calpine Corp - Pastoria Energy Center | 55656 | Pastoria Energy Facility, LLC | CA | Kern | ST05 | Natural Gas Fired Combined Cycle | CA | PB02 | S | 90 | 0.85 | 87 | 89 | 50 | N |  |  | N | IPP Non-CHP | 2 | X | NG
Natural Gas Fired Combined Cycle.NG | natural gas combined cycle | TRUE | 13538 | Essential Power Operating Services, LLC | 55661 | Newington | NH | Rockingham | GT-1 | Natural Gas Fired Combined Cycle | CT | CC1 | W | 185.6 | 0.85 | 164.4 | 201.5 | 105 | N |  |  | N | IPP Non-CHP | 2 | X | NG | DFO
Natural Gas Fired Combined Cycle.NG | natural gas combined cycle | TRUE | 13538 | Essential Power Operating Services, LLC | 55661 | Newington | NH | Rockingham | GT-2 | Natural Gas Fired Combined Cycle | CT | CC1 | W | 185.6 | 0.85 | 164.4 | 201.5 | 105 | N |  |  | N | IPP Non-CHP | 2 | X | NG | DFO
Natural Gas Fired Combined Cycle.NG | natural gas combined cycle | TRUE | 13538 | Essential Power Operating Services, LLC | 55661 | Newington | NH | Rockingham | ST | Natural Gas Fired Combined Cycle | CA | CC1 | W | 234.3 | 0.9 | 231.7 | 230 | 70 | N |  |  | N | IPP Non-CHP | 2 | X | NG
Natural Gas Fired Combined Cycle.NG | natural gas combined cycle | TRUE | 14354 | PacifiCorp | 55662 | Chehalis Generating Facility | WA | Lewis | CA | Natural Gas Fired Combined Cycle | CA | CC1 | S | 230 | 0.85 | 157 | 167 | 100 | N | 12 | 2043 | N | Electric Utility | 1 | X | NG
Natural Gas Fired Combined Cycle.NG | natural gas combined cycle | TRUE | 14354 | PacifiCorp | 55662 | Chehalis Generating Facility | WA | Lewis | CT1 | Natural Gas Fired Combined Cycle | CT | CC1 | S | 234 | 0.85 | 160 | 170 | 100 | N | 12 | 2043 | N | Electric Utility | 1 | X | NG
Natural Gas Fired Combined Cycle.NG | natural gas combined cycle | TRUE | 14354 | PacifiCorp | 55662 | Chehalis Generating Facility | WA | Lewis | CT2 | Natural Gas Fired Combined Cycle | CT | CC1 | S | 234 | 0.85 | 160 | 170 | 100 | N | 12 | 2043 | N | Electric Utility | 1 | X | NG
Natural Gas Fired Combined Cycle.NG | natural gas combined cycle | TRUE | 13670 | Northeast Texas Elec Coop, Inc | 55664 | Harrison County Power Project | TX | Harrison | GT-1 | Natural Gas Fired Combined Cycle | CT | CC1 | J | 170 | 0.85 | 144.5 | 166.6 | 100 | N |  |  | N | Electric Utility | 1 | X | NG
Natural Gas Fired Combined Cycle.NG | natural gas combined cycle | TRUE | 13670 | Northeast Texas Elec Coop, Inc | 55664 | Harrison County Power Project | TX | Harrison | GT-2 | Natural Gas Fired Combined Cycle | CT | CC1 | J | 170 | 0.85 | 144.5 | 166.6 | 100 | N |  |  | N | Electric Utility | 1 | X | NG
Natural Gas Fired Combined Cycle.NG | natural gas combined cycle | TRUE | 13670 | Northeast Texas Elec Coop, Inc | 55664 | Harrison County Power Project | TX | Harrison | ST-1 | Natural Gas Fired Combined Cycle | CA | CC1 | J | 230 | 0.85 | 225.4 | 225.4 | 50 | N |  |  | N | Electric Utility | 1 | X | NG
Natural Gas Fired Combined Cycle.NG | natural gas combined cycle | TRUE | 11275 | Lower Mount Bethel Energy LLC | 55667 | Lower Mount Bethel Energy | PA | Northampton | G1 | Natural Gas Fired Combined Cycle | CT | CC01 | W | 211.5 | 0.9 | 195.3 | 195.3 | 96 | N |  |  | N | IPP Non-CHP | 2 | X | NG
Natural Gas Fired Combined Cycle.NG | natural gas combined cycle | TRUE | 11275 | Lower Mount Bethel Energy LLC | 55667 | Lower Mount Bethel Energy | PA | Northampton | G2 | Natural Gas Fired Combined Cycle | CT | CC01 | W | 211.5 | 0.9 | 191.3 | 191.3 | 96 | N |  |  | N | IPP Non-CHP | 2 | X | NG
Natural Gas Fired Combined Cycle.NG | natural gas combined cycle | TRUE | 11275 | Lower Mount Bethel Energy LLC | 55667 | Lower Mount Bethel Energy | PA | Northampton | G3 | Natural Gas Fired Combined Cycle | CA | CC01 | W | 228.6 | 0.9 | 215 | 215 | 135 | N |  |  | N | IPP Non-CHP | 2 | X | NG
Natural Gas Fired Combustion Turbine.NG | natural gas peaker | TRUE | 59417 | SEPG Operating Services, LLC ALS | 55672 | AL Sandersville LLC | GA | Washington | CT1 | Natural Gas Fired Combustion Turbine | GT |  | W | 86.5 | 0.85 | 72.1 | 86.8 | 60 | N |  |  | N | IPP Non-CHP | 2 | X | NG
Natural Gas Fired Combustion Turbine.NG | natural gas peaker | TRUE | 59417 | SEPG Operating Services, LLC ALS | 55672 | AL Sandersville LLC | GA | Washington | CT2 | Natural Gas Fired Combustion Turbine | GT |  | W | 86.5 | 0.85 | 72.1 | 86.8 | 60 | N |  |  | N | IPP Non-CHP | 2 | X | NG
Natural Gas Fired Combustion Turbine.NG | natural gas peaker | TRUE | 59417 | SEPG Operating Services, LLC ALS | 55672 | AL Sandersville LLC | GA | Washington | CT3 | Natural Gas Fired Combustion Turbine | GT |  | W | 86.5 | 0.85 | 72 | 86.8 | 60 | N |  |  | N | IPP Non-CHP | 2 | X | NG
Natural Gas Fired Combustion Turbine.NG | natural gas peaker | TRUE | 59417 | SEPG Operating Services, LLC ALS | 55672 | AL Sandersville LLC | GA | Washington | CT4 | Natural Gas Fired Combustion Turbine | GT |  | W | 86.5 | 0.85 | 72 | 86.8 | 60 | N |  |  | N | IPP Non-CHP | 2 | X | NG
Natural Gas Fired Combustion Turbine.NG | natural gas peaker | TRUE | 59417 | SEPG Operating Services, LLC ALS | 55672 | AL Sandersville LLC | GA | Washington | CT5 | Natural Gas Fired Combustion Turbine | GT |  | W | 86.5 | 0.85 | 72.1 | 82.6 | 60 | N |  |  | N | IPP Non-CHP | 2 | X | NG
Natural Gas Fired Combustion Turbine.NG | natural gas peaker | TRUE | 59417 | SEPG Operating Services, LLC ALS | 55672 | AL Sandersville LLC | GA | Washington | CT6 | Natural Gas Fired Combustion Turbine | GT |  | W | 86.5 | 0.85 | 72.1 | 82.6 | 60 | N |  |  | N | IPP Non-CHP | 2 | X | NG
Natural Gas Fired Combustion Turbine.NG | natural gas peaker | TRUE | 59417 | SEPG Operating Services, LLC ALS | 55672 | AL Sandersville LLC | GA | Washington | CT7 | Natural Gas Fired Combustion Turbine | GT |  | W | 86.5 | 0.85 | 72 | 82.5 | 60 | N |  |  | N | IPP Non-CHP | 2 | X | NG
Natural Gas Fired Combustion Turbine.NG | natural gas peaker | TRUE | 59417 | SEPG Operating Services, LLC ALS | 55672 | AL Sandersville LLC | GA | Washington | CT8 | Natural Gas Fired Combustion Turbine | GT |  | W | 86.5 | 0.85 | 72 | 82.5 | 60 | N |  |  | N | IPP Non-CHP | 2 | X | NG
Conventional Hydroelectric.WAT | hydro | TRUE | 58149 | Renewable World Energies LLC | 55684 | Flambeau Crowley Rapids Project | WI | Price | GEN1 | Conventional Hydroelectric | HY |  | S | 1 | 0.8 | 1 | 1 | 0 | N |  |  | N | IPP Non-CHP | 2 | X | WAT
Conventional Hydroelectric.WAT | hydro | TRUE | 58149 | Renewable World Energies LLC | 55684 | Flambeau Crowley Rapids Project | WI | Price | GEN2 | Conventional Hydroelectric | HY |  | S | 0.5 | 0.8 | 0.5 | 0.5 | 0 | N |  |  | N | IPP Non-CHP | 2 | X | WAT
Conventional Hydroelectric.WAT | hydro | TRUE | 58149 | Renewable World Energies LLC | 55685 | Flambeau Lower Project | WI | Price | GEN1 | Conventional Hydroelectric | HY |  | S | 0.4 | 0.8 | 0.4 | 0.4 | 0 | N |  |  | N | IPP Non-CHP | 2 | X | WAT
Conventional Hydroelectric.WAT | hydro | TRUE | 58149 | Renewable World Energies LLC | 55685 | Flambeau Lower Project | WI | Price | GEN2 | Conventional Hydroelectric | HY |  | S | 0.4 | 0.8 | 0.4 | 0.4 | 0 | N |  |  | N | IPP Non-CHP | 2 | X | WAT
Conventional Hydroelectric.WAT | hydro | TRUE | 58149 | Renewable World Energies LLC | 55685 | Flambeau Lower Project | WI | Price | GEN3 | Conventional Hydroelectric | HY |  | S | 0.4 | 0.8 | 0.4 | 0.4 | 0 | N |  |  | N | IPP Non-CHP | 2 | X | WAT
Natural Gas Fired Combined Cycle.NG | natural gas combined cycle | TRUE | 13407 | Nevada Power Co | 55687 | Higgins Generating Station | NV | Clark | A01 | Natural Gas Fired Combined Cycle | CT | PB1 | S | 178 | 0.85 | 177 | 167 | 100 | N |  |  | N | Electric Utility | 1 | X | NG
Natural Gas Fired Combined Cycle.NG | natural gas combined cycle | TRUE | 13407 | Nevada Power Co | 55687 | Higgins Generating Station | NV | Clark | A02 | Natural Gas Fired Combined Cycle | CT | PB1 | S | 178 | 0.85 | 177 | 167 | 100 | N |  |  | N | Electric Utility | 1 | X | NG
Natural Gas Fired Combined Cycle.NG | natural gas combined cycle | TRUE | 13407 | Nevada Power Co | 55687 | Higgins Generating Station | NV | Clark | ST1 | Natural Gas Fired Combined Cycle | CA | PB1 | S | 332.4 | 0.85 | 266 | 283 | 110 | N |  |  | N | Electric Utility | 1 | X | NG
Natural Gas Fired Combined Cycle.NG | natural gas combined cycle | TRUE | 56607 | Calpine Bethlehem LLC | 55690 | Bethlehem Power Plant | PA | Northampton | CTG1 | Natural Gas Fired Combined Cycle | CT | 1234 | S | 127 | 0.85 | 118 | 118 | 80 | N |  |  | N | IPP Non-CHP | 2 | X | NG | DFO
Natural Gas Fired Combined Cycle.NG | natural gas combined cycle | TRUE | 56607 | Calpine Bethlehem LLC | 55690 | Bethlehem Power Plant | PA | Northampton | CTG2 | Natural Gas Fired Combined Cycle | CT | 1234 | S | 127 | 0.85 | 127 | 127 | 80 | N |  |  | N | IPP Non-CHP | 2 | X | NG | DFO
Natural Gas Fired Combined Cycle.NG | natural gas combined cycle | TRUE | 56607 | Calpine Bethlehem LLC | 55690 | Bethlehem Power Plant | PA | Northampton | CTG3 | Natural Gas Fired Combined Cycle | CT | 1234 | S | 127 | 0.85 | 127 | 127 | 80 | N |  |  | N | IPP Non-CHP | 2 | X | NG | DFO
Natural Gas Fired Combined Cycle.NG | natural gas combined cycle | TRUE | 56607 | Calpine Bethlehem LLC | 55690 | Bethlehem Power Plant | PA | Northampton | CTG5 | Natural Gas Fired Combined Cycle | CT | 5678 | S | 127 | 0.85 | 118 | 118 | 80 | N |  |  | N | IPP Non-CHP | 2 | X | NG | DFO
Natural Gas Fired Combined Cycle.NG | natural gas combined cycle | TRUE | 56607 | Calpine Bethlehem LLC | 55690 | Bethlehem Power Plant | PA | Northampton | CTG6 | Natural Gas Fired Combined Cycle | CT | 5678 | S | 127 | 0.85 | 127 | 127 | 80 | N |  |  | N | IPP Non-CHP | 2 | X | NG | DFO
Natural Gas Fired Combined Cycle.NG | natural gas combined cycle | TRUE | 56607 | Calpine Bethlehem LLC | 55690 | Bethlehem Power Plant | PA | Northampton | CTG7 | Natural Gas Fired Combined Cycle | CT | 5678 | S | 127 | 0.85 | 127 | 127 | 80 | N |  |  | N | IPP Non-CHP | 2 | X | NG | DFO
Natural Gas Fired Combined Cycle.NG | natural gas combined cycle | TRUE | 56607 | Calpine Bethlehem LLC | 55690 | Bethlehem Power Plant | PA | Northampton | STG4 | Natural Gas Fired Combined Cycle | CA | 1234 | S | 195.5 | 0.85 | 195 | 195 | 40 | N |  |  | N | IPP Non-CHP | 2 | X | NG | DFO
Natural Gas Fired Combined Cycle.NG | natural gas combined cycle | TRUE | 56607 | Calpine Bethlehem LLC | 55690 | Bethlehem Power Plant | PA | Northampton | STG8 | Natural Gas Fired Combined Cycle | CA | 5678 | S | 195.5 | 0.85 | 195 | 195 | 40 | N |  |  | N | IPP Non-CHP | 2 | X | NG | DFO
Natural Gas Fired Combined Cycle.NG | natural gas combined cycle | TRUE | 18642 | Tennessee Valley Authority | 55694 | Quantum Choctaw Power LLC | MS | Choctaw | CT1 | Natural Gas Fired Combined Cycle | CT | CC1 | S | 270 | 1 | 220 | 240 | 0.9 | N |  |  | N | Electric Utility | 1 | X | NG
Natural Gas Fired Combined Cycle.NG | natural gas combined cycle | TRUE | 18642 | Tennessee Valley Authority | 55694 | Quantum Choctaw Power LLC | MS | Choctaw | CT2 | Natural Gas Fired Combined Cycle | CT | CC1 | S | 270 | 1 | 220 | 240 | 0.9 | N |  |  | N | Electric Utility | 1 | X | NG
Natural Gas Fired Combined Cycle.NG | natural gas combined cycle | TRUE | 18642 | Tennessee Valley Authority | 55694 | Quantum Choctaw Power LLC | MS | Choctaw | ST1 | Natural Gas Fired Combined Cycle | CA | CC1 | S | 310.5 | 1 | 270 | 285 | 0.9 | N |  |  | N | Electric Utility | 1 | X | NG
Natural Gas Fired Combustion Turbine.NG | natural gas peaker | TRUE | 7724 | MRP San Joaquin Energy LLC. | 55698 | Hanford Energy Park Peaker | CA | Kings | HEP1 | Natural Gas Fired Combustion Turbine | GT |  | S | 46.1 | 0.85 | 45.9 | 48.7 | 22 | N |  |  | N | IPP Non-CHP | 2 | X | NG
Natural Gas Fired Combustion Turbine.NG | natural gas peaker | TRUE | 7724 | MRP San Joaquin Energy LLC. | 55698 | Hanford Energy Park Peaker | CA | Kings | HEP2 | Natural Gas Fired Combustion Turbine | GT |  | S | 46.1 | 0.85 | 45.9 | 48.7 | 22 | N |  |  | N | IPP Non-CHP | 2 | X | NG
Natural Gas Fired Combustion Turbine.NG | natural gas peaker | TRUE | 1268 | Bayswater Peaking Facility LLC | 55699 | Bayswater Peaking Facility LLC | NY | Queens | 1 | Natural Gas Fired Combustion Turbine | GT |  | S | 60.5 | 1 | 52.8 | 58 | 26 | N |  |  | N | IPP Non-CHP | 2 | X | NG
Natural Gas Fired Combined Cycle.NG | natural gas combined cycle | TRUE | 15500 | Puget Sound Energy Inc | 55700 | Mint Farm Generating Station | WA | Cowlitz | 1STG | Natural Gas Fired Combined Cycle | CA | CC1 | S | 133 | 0.85 | 120 | 129 | 58 | N |  |  | N | Electric Utility | 1 | X | NG
Natural Gas Fired Combined Cycle.NG | natural gas combined cycle | TRUE | 15500 | Puget Sound Energy Inc | 55700 | Mint Farm Generating Station | WA | Cowlitz | CTG1 | Natural Gas Fired Combined Cycle | CT | CC1 | S | 186 | 0.85 | 150 | 207 | 75 | N |  |  | N | Electric Utility | 1 | X | NG
Natural Gas Fired Combined Cycle.NG | natural gas combined cycle | TRUE | 40577 | American Mun Power-Ohio, Inc | 55701 | Fremont Energy Center | OH | Sandusky | CA01 | Natural Gas Fired Combined Cycle | CA | CC1 | S | 358.7 | 0.85 | 345.1 | 345.1 | 127 | N |  |  | N | Electric Utility | 1 | X | NG
Natural Gas Fired Combined Cycle.NG | natural gas combined cycle | TRUE | 40577 | American Mun Power-Ohio, Inc | 55701 | Fremont Energy Center | OH | Sandusky | CT01 | Natural Gas Fired Combined Cycle | CT | CC1 | S | 190.4 | 0.85 | 170 | 170 | 95 | N |  |  | N | Electric Utility | 1 | X | NG
Natural Gas Fired Combined Cycle.NG | natural gas combined cycle | TRUE | 40577 | American Mun Power-Ohio, Inc | 55701 | Fremont Energy Center | OH | Sandusky | CT02 | Natural Gas Fired Combined Cycle | CT | CC1 | S | 190.4 | 0.85 | 170 | 170 | 95 | N |  |  | N | Electric Utility | 1 | X | NG
Natural Gas Fired Combined Cycle.NG | natural gas combined cycle | TRUE | 12685 | Entergy Mississippi LLC | 55706 | Choctaw County | MS | Choctaw | CTG1 | Natural Gas Fired Combined Cycle | CT | CC1 | S | 179 | 0.85 | 164 | 186 | 75 | N |  |  | N | Electric Utility | 1 | X | NG
Natural Gas Fired Combined Cycle.NG | natural gas combined cycle | TRUE | 12685 | Entergy Mississippi LLC | 55706 | Choctaw County | MS | Choctaw | CTG2 | Natural Gas Fired Combined Cycle | CT | CC1 | S | 179 | 0.85 | 164 | 186 | 75 | N |  |  | N | Electric Utility | 1 | X | NG
Natural Gas Fired Combined Cycle.NG | natural gas combined cycle | TRUE | 12685 | Entergy Mississippi LLC | 55706 | Choctaw County | MS | Choctaw | CTG3 | Natural Gas Fired Combined Cycle | CT | CC1 | S | 179 | 0.85 | 164 | 186 | 75 | N |  |  | N | Electric Utility | 1 | X | NG
Natural Gas Fired Combined Cycle.NG | natural gas combined cycle | TRUE | 12685 | Entergy Mississippi LLC | 55706 | Choctaw County | MS | Choctaw | STG1 | Natural Gas Fired Combined Cycle | CA | CC1 | S | 362 | 0.85 | 289 | 326 | 140 | N |  |  | N | Electric Utility | 1 | X | NG
Wood/Wood Waste Biomass.WDS | biomass | TRUE | 1015 | Austin Energy | 55708 | Nacogdoches Power | TX | Nacogdoches | STG4 | Wood/Wood Waste Biomass | ST |  | S | 114 | 0.85 | 100 | 100 | 70 | N |  |  | N | Electric Utility | 1 | X | WDS | OBS
Natural Gas Fired Combined Cycle.NG | natural gas combined cycle | TRUE | 61267 | Springdale Energy LLC | 55710 | Allegheny Energy Units 3 4 & 5 | PA | Allegheny | UNT3 | Natural Gas Fired Combined Cycle | CT | CC1 | S | 184 | 0.9 | 182.1 | 202.4 | 128 | N |  |  | N | IPP Non-CHP | 2 | X | NG | DFO
Natural Gas Fired Combined Cycle.NG | natural gas combined cycle | TRUE | 61267 | Springdale Energy LLC | 55710 | Allegheny Energy Units 3 4 & 5 | PA | Allegheny | UNT4 | Natural Gas Fired Combined Cycle | CT | CC1 | S | 184 | 0.9 | 181.6 | 202.8 | 128 | N |  |  | N | IPP Non-CHP | 2 | X | NG | DFO
Natural Gas Fired Combined Cycle.NG | natural gas combined cycle | TRUE | 61267 | Springdale Energy LLC | 55710 | Allegheny Energy Units 3 4 & 5 | PA | Allegheny | UNT5 | Natural Gas Fired Combined Cycle | CA | CC1 | S | 188 | 0.9 | 198.8 | 178.5 | 127 | N |  |  | N | IPP Non-CHP | 2 | X | NG | DFO
Natural Gas Fired Combined Cycle.NG | natural gas combined cycle | TRUE | 807 | Arkansas Electric Coop Corp | 55714 | Magnet Cove | AR | Hot Spring | GT1 | Natural Gas Fired Combined Cycle | CT | MC1 | S | 242 | 0.9 | 208.1 | 227.5 | 142 | N |  |  | N | Electric Utility | 1 | X | NG
Natural Gas Fired Combined Cycle.NG | natural gas combined cycle | TRUE | 807 | Arkansas Electric Coop Corp | 55714 | Magnet Cove | AR | Hot Spring | GT2 | Natural Gas Fired Combined Cycle | CT | MC1 | S | 242 | 0.9 | 208.1 | 227.5 | 142 | N |  |  | N | Electric Utility | 1 | X | NG
Natural Gas Fired Combined Cycle.NG | natural gas combined cycle | TRUE | 807 | Arkansas Electric Coop Corp | 55714 | Magnet Cove | AR | Hot Spring | ST1 | Natural Gas Fired Combined Cycle | CA | MC1 | S | 262 | 0.9 | 225.3 | 246.3 | 83 | N |  |  | N | Electric Utility | 1 | X | NG
Natural Gas Fired Combustion Turbine.NG | natural gas peaker | TRUE | 5109 | DTE Electric Company | 55718 | Dean | MI | St Clair | GT1 | Natural Gas Fired Combustion Turbine | GT |  | S | 89.4 | 0.85 | 78 | 96 | 50 | N |  |  | N | Electric Utility | 1 | X | NG
Natural Gas Fired Combustion Turbine.NG | natural gas peaker | TRUE | 5109 | DTE Electric Company | 55718 | Dean | MI | St Clair | GT2 | Natural Gas Fired Combustion Turbine | GT |  | S | 89.4 | 0.85 | 78 | 96 | 50 | N |  |  | N | Electric Utility | 1 | X | NG
Natural Gas Fired Combustion Turbine.NG | natural gas peaker | TRUE | 5109 | DTE Electric Company | 55718 | Dean | MI | St Clair | GT3 | Natural Gas Fired Combustion Turbine | GT |  | S | 89.4 | 0.85 | 78 | 96 | 50 | N |  |  | N | Electric Utility | 1 | X | NG
Natural Gas Fired Combustion Turbine.NG | natural gas peaker | TRUE | 5109 | DTE Electric Company | 55718 | Dean | MI | St Clair | GT4 | Natural Gas Fired Combustion Turbine | GT |  | S | 89.4 | 0.85 | 78 | 96 | 50 | N |  |  | N | Electric Utility | 1 | X | NG
Natural Gas Fired Combustion Turbine.NG | natural gas peaker | TRUE | 9191 | Idaho Power Co | 55733 | Bennett Mountain | ID | Elmore | 1 | Natural Gas Fired Combustion Turbine | GT |  | S | 172.8 | 0.9 | 203.9 | 170.4 | 120.9 | N |  |  | N | Electric Utility | 1 | X | NG
Onshore Wind Turbine.WND | onshore wind | TRUE | 7531 | Gray County Wind Energy LLC | 55734 | Gray County Wind Energy | KS | Gray | V47 | Onshore Wind Turbine | WT |  | S | 112.2 |  | 112.2 | 112.2 | 5.6 | N |  |  | N | IPP Non-CHP | 2 | X | WND
Natural Gas Fired Combined Cycle.NG | natural gas combined cycle | TRUE | 59924 | Dynegy Hanging Rock Energy Facility | 55736 | Hanging Rock Energy Facility | OH | Lawrence | 1GT1 | Natural Gas Fired Combined Cycle | CT | CC1 | S | 198.9 | 0.85 | 181 | 200 | 100 | N |  |  | N | IPP Non-CHP | 2 | X | NG
Natural Gas Fired Combined Cycle.NG | natural gas combined cycle | TRUE | 59924 | Dynegy Hanging Rock Energy Facility | 55736 | Hanging Rock Energy Facility | OH | Lawrence | 1GT2 | Natural Gas Fired Combined Cycle | CT | CC1 | S | 198.9 | 0.85 | 183 | 201 | 100 | N |  |  | N | IPP Non-CHP | 2 | X | NG
Natural Gas Fired Combined Cycle.NG | natural gas combined cycle | TRUE | 59924 | Dynegy Hanging Rock Energy Facility | 55736 | Hanging Rock Energy Facility | OH | Lawrence | 1ST | Natural Gas Fired Combined Cycle | CA | CC1 | S | 317.1 | 0.85 | 316 | 311 | 150 | N |  |  | N | IPP Non-CHP | 2 | X | NG
Natural Gas Fired Combined Cycle.NG | natural gas combined cycle | TRUE | 59924 | Dynegy Hanging Rock Energy Facility | 55736 | Hanging Rock Energy Facility | OH | Lawrence | 2GT1 | Natural Gas Fired Combined Cycle | CT | CC2 | S | 198.9 | 0.85 | 185 | 201 | 100 | N |  |  | N | IPP Non-CHP | 2 | X | NG
Natural Gas Fired Combined Cycle.NG | natural gas combined cycle | TRUE | 59924 | Dynegy Hanging Rock Energy Facility | 55736 | Hanging Rock Energy Facility | OH | Lawrence | 2GT2 | Natural Gas Fired Combined Cycle | CT | CC2 | S | 198.9 | 0.85 | 186 | 201 | 100 | N |  |  | N | IPP Non-CHP | 2 | X | NG
Natural Gas Fired Combined Cycle.NG | natural gas combined cycle | TRUE | 59924 | Dynegy Hanging Rock Energy Facility | 55736 | Hanging Rock Energy Facility | OH | Lawrence | 2ST | Natural Gas Fired Combined Cycle | CA | CC2 | S | 317.1 | 0.85 | 314 | 312 | 150 | N |  |  | N | IPP Non-CHP | 2 | X | NG
Natural Gas Fired Combustion Turbine.NG | natural gas peaker | TRUE | 61318 | Buchanan Generation, LLC | 55738 | Buchanan Generation LLC | VA | Buchanan | 1 | Natural Gas Fired Combustion Turbine | GT |  | J | 44 | 0.9 | 43 | 45.7 | 4 | N |  |  | N | IPP Non-CHP | 2 | X | NG
Natural Gas Fired Combustion Turbine.NG | natural gas peaker | TRUE | 61318 | Buchanan Generation, LLC | 55738 | Buchanan Generation LLC | VA | Buchanan | 2 | Natural Gas Fired Combustion Turbine | GT |  | J | 44 | 0.9 | 41 | 44.3 | 4 | N |  |  | N | IPP Non-CHP | 2 | X | NG
Onshore Wind Turbine.WND | onshore wind | TRUE | 59496 | Allete Clean Energy | 55739 | Condon Windpower LLC | OR | Gilliam | GEN1 | Onshore Wind Turbine | WT |  | S | 24.6 |  | 24.6 | 24.6 | 1 | N |  |  | N | IPP Non-CHP | 2 | X | WND
Onshore Wind Turbine.WND | onshore wind | TRUE | 59496 | Allete Clean Energy | 55739 | Condon Windpower LLC | OR | Gilliam | GEN2 | Onshore Wind Turbine | WT |  | S | 25.2 |  | 25.2 | 25.2 | 1 | N |  |  | N | IPP Non-CHP | 2 | X | WND
Onshore Wind Turbine.WND | onshore wind | TRUE | 17058 | Shell Wind Energy Inc. | 55740 | Rock River I LLC | WY | Carbon | GEN1 | Onshore Wind Turbine | WT |  | J | 50 |  | 50 | 50 | 0 | N |  |  | N | IPP Non-CHP | 2 | X | WND
Onshore Wind Turbine.WND | onshore wind | TRUE | 2770 | Terra-Gen Operating Co-Wind | 55741 | Ridge Crest Wind Partners | CO | Logan | A1 | Onshore Wind Turbine | WT |  | W | 29.7 |  | 29.7 | 29.7 | 0 | N |  |  | N | IPP Non-CHP | 2 | X | WND
Onshore Wind Turbine.WND | onshore wind | TRUE | 20847 | Wisconsin Electric Power Co | 55742 | Montfort Wind Energy Center | WI | Iowa | ER15 | Onshore Wind Turbine | WT |  | S | 30 |  | 30 | 30 | 0 | N |  |  | N | Electric Utility | 1 | X | WND
Onshore Wind Turbine.WND | onshore wind | TRUE | 13866 | NWP Indian Mesa Wind Farm LP | 55747 | NWP Indian Mesa Wind Farm | TX | Pecos | NWP2 | Onshore Wind Turbine | WT |  | W | 82.5 |  | 82.5 | 82.5 | 4.1 | N |  |  | N | IPP Non-CHP | 2 | X | WND
Natural Gas Fired Combined Cycle.NG | natural gas combined cycle | TRUE | 2860 | Los Esteros Critical Energy Facility LLC | 55748 | Los Esteros Critical Energy Center | CA | Santa Clara | CAG5 | Natural Gas Fired Combined Cycle | CA | CC1 | S | 126.1 | 0.85 | 126.1 | 126.1 | 126.1 | N |  |  | N | IPP Non-CHP | 2 | X | NG
Natural Gas Fired Combined Cycle.NG | natural gas combined cycle | TRUE | 2860 | Los Esteros Critical Energy Facility LLC | 55748 | Los Esteros Critical Energy Center | CA | Santa Clara | CTG1 | Natural Gas Fired Combined Cycle | CT | CC1 | S | 45 | 0.85 | 45 | 45 | 23 | N |  |  | N | IPP Non-CHP | 2 | X | NG
Natural Gas Fired Combined Cycle.NG | natural gas combined cycle | TRUE | 2860 | Los Esteros Critical Energy Facility LLC | 55748 | Los Esteros Critical Energy Center | CA | Santa Clara | CTG2 | Natural Gas Fired Combined Cycle | CT | CC1 | S | 45 | 0.85 | 45 | 45 | 23 | N |  |  | N | IPP Non-CHP | 2 | X | NG
Natural Gas Fired Combined Cycle.NG | natural gas combined cycle | TRUE | 2860 | Los Esteros Critical Energy Facility LLC | 55748 | Los Esteros Critical Energy Center | CA | Santa Clara | CTG3 | Natural Gas Fired Combined Cycle | CT | CC1 | S | 45 | 0.85 | 45 | 45 | 23 | N |  |  | N | IPP Non-CHP | 2 | X | NG
Natural Gas Fired Combined Cycle.NG | natural gas combined cycle | TRUE | 2860 | Los Esteros Critical Energy Facility LLC | 55748 | Los Esteros Critical Energy Center | CA | Santa Clara | CTG4 | Natural Gas Fired Combined Cycle | CT | CC1 | S | 45 | 0.85 | 45 | 45 | 23 | N |  |  | N | IPP Non-CHP | 2 | X | NG
Conventional Steam Coal.SUB | hard coal | TRUE | 16233 | Heorot Power Management | 55749 | Hardin Generator Project | MT | Big Horn | UNT1 | Conventional Steam Coal | ST |  | S | 115.7 | 0.85 | 107 | 107 | 50 | N |  |  | N | IPP Non-CHP | 2 | X | SUB | NG
Landfill Gas.LFG | natural gas peaker | FALSE | 17412 | County of Sonoma Dept of Trnsp | 55752 | Sonoma Central Landfill Phase I | CA | Sonoma | P-11 | Landfill Gas | IC |  | S | 0.8 | 0.8 | 0.7 | 0.7 | 0.4 | N |  |  | N | Commercial Non-CHP | 4 | X | LFG
Landfill Gas.LFG | natural gas peaker | FALSE | 17412 | County of Sonoma Dept of Trnsp | 55752 | Sonoma Central Landfill Phase I | CA | Sonoma | P-12 | Landfill Gas | IC |  | S | 0.8 | 0.8 | 0.7 | 0.7 | 0.4 | N |  |  | N | Commercial Non-CHP | 4 | X | LFG
Landfill Gas.LFG | natural gas peaker | FALSE | 17412 | County of Sonoma Dept of Trnsp | 55752 | Sonoma Central Landfill Phase I | CA | Sonoma | P-13 | Landfill Gas | IC |  | S | 0.8 | 0.8 | 0.7 | 0.7 | 0.4 | N |  |  | N | Commercial Non-CHP | 4 | X | LFG
Landfill Gas.LFG | natural gas peaker | FALSE | 17412 | County of Sonoma Dept of Trnsp | 55752 | Sonoma Central Landfill Phase I | CA | Sonoma | P-14 | Landfill Gas | IC |  | S | 0.8 | 0.8 | 0.7 | 0.7 | 0.4 | N |  |  | N | Commercial Non-CHP | 4 | X | LFG
Landfill Gas.LFG | natural gas peaker | FALSE | 17412 | County of Sonoma Dept of Trnsp | 55753 | Sonoma Central Landfill Phase II | CA | Sonoma | P-21 | Landfill Gas | IC |  | S | 0.8 | 0.8 | 0.7 | 0.7 | 0.4 | N |  |  | N | Commercial Non-CHP | 4 | X | LFG
Landfill Gas.LFG | natural gas peaker | FALSE | 17412 | County of Sonoma Dept of Trnsp | 55753 | Sonoma Central Landfill Phase II | CA | Sonoma | P-22 | Landfill Gas | IC |  | S | 0.8 | 0.8 | 0.7 | 0.7 | 0.4 | N |  |  | N | Commercial Non-CHP | 4 | X | LFG
Landfill Gas.LFG | natural gas peaker | FALSE | 17412 | County of Sonoma Dept of Trnsp | 55753 | Sonoma Central Landfill Phase II | CA | Sonoma | P-23 | Landfill Gas | IC |  | S | 0.8 | 0.8 | 0.7 | 0.7 | 0.4 | N |  |  | N | Commercial Non-CHP | 4 | X | LFG
Landfill Gas.LFG | natural gas peaker | FALSE | 17412 | County of Sonoma Dept of Trnsp | 55753 | Sonoma Central Landfill Phase II | CA | Sonoma | P-24 | Landfill Gas | IC |  | S | 0.8 | 0.8 | 0.7 | 0.7 | 0.4 | N |  |  | N | Commercial Non-CHP | 4 | X | LFG
Landfill Gas.LFG | natural gas peaker | TRUE | 12758 | Model City Energy LLC | 55757 | Model City Energy Facility | NY | Niagara | GEN1 | Landfill Gas | IC |  | S | 0.8 | 0.8 | 0.8 | 0.8 | 0.6 | N |  |  | N | IPP Non-CHP | 2 | X | LFG
Landfill Gas.LFG | natural gas peaker | TRUE | 12758 | Model City Energy LLC | 55757 | Model City Energy Facility | NY | Niagara | GEN2 | Landfill Gas | IC |  | S | 0.8 | 0.8 | 0.8 | 0.8 | 0.6 | N |  |  | N | IPP Non-CHP | 2 | X | LFG
Landfill Gas.LFG | natural gas peaker | TRUE | 12758 | Model City Energy LLC | 55757 | Model City Energy Facility | NY | Niagara | GEN3 | Landfill Gas | IC |  | S | 0.8 | 0.8 | 0.8 | 0.8 | 0.6 | N |  |  | N | IPP Non-CHP | 2 | X | LFG
Landfill Gas.LFG | natural gas peaker | TRUE | 12758 | Model City Energy LLC | 55757 | Model City Energy Facility | NY | Niagara | GEN4 | Landfill Gas | IC |  | S | 0.8 | 0.8 | 0.8 | 0.8 | 0.6 | N |  |  | N | IPP Non-CHP | 2 | X | LFG
Landfill Gas.LFG | natural gas peaker | TRUE | 12758 | Model City Energy LLC | 55757 | Model City Energy Facility | NY | Niagara | GEN5 | Landfill Gas | IC |  | S | 0.8 | 0.8 | 0.8 | 0.8 | 0.6 | N |  |  | N | IPP Non-CHP | 2 | X | LFG
Landfill Gas.LFG | natural gas peaker | TRUE | 12758 | Model City Energy LLC | 55757 | Model City Energy Facility | NY | Niagara | GEN6 | Landfill Gas | IC |  | S | 0.8 | 0.8 | 0.8 | 0.8 | 0.6 | N |  |  | N | IPP Non-CHP | 2 | X | LFG
Landfill Gas.LFG | natural gas peaker | TRUE | 12758 | Model City Energy LLC | 55757 | Model City Energy Facility | NY | Niagara | GEN7 | Landfill Gas | IC |  | S | 0.8 | 0.8 | 0.8 | 0.8 | 0.6 | N |  |  | N | IPP Non-CHP | 2 | X | LFG
Landfill Gas.LFG | natural gas peaker | TRUE | 20183 | Waste Management Inc | 55765 | Green Knight Energy Center | PA | Northampton | TG1 | Landfill Gas | GT |  | W | 3.3 | 0.98 | 2.4 | 2.9 | 0.6 | N |  |  | N | IPP Non-CHP | 2 | X | LFG
Landfill Gas.LFG | natural gas peaker | TRUE | 20183 | Waste Management Inc | 55765 | Green Knight Energy Center | PA | Northampton | TG2 | Landfill Gas | GT |  | W | 3.3 | 0.98 | 2.4 | 2.9 | 0.6 | N |  |  | N | IPP Non-CHP | 2 | X | LFG
Landfill Gas.LFG | natural gas peaker | TRUE | 20183 | Waste Management Inc | 55765 | Green Knight Energy Center | PA | Northampton | TG3 | Landfill Gas | GT |  | W | 3.3 | 0.98 | 2.4 | 2.9 | 0.6 | N |  |  | N | IPP Non-CHP | 2 | X | LFG
Landfill Gas.LFG | natural gas peaker | FALSE | 16546 | Sacramento County of Dpt Waste | 55766 | Kiefer Landfill | CA | Sacramento | 361A | Landfill Gas | IC |  | S | 3 | 0.8 | 2.8 | 2.8 | 2.5 | N |  |  | N | Commercial Non-CHP | 4 | X | LFG
Landfill Gas.LFG | natural gas peaker | FALSE | 16546 | Sacramento County of Dpt Waste | 55766 | Kiefer Landfill | CA | Sacramento | 361B | Landfill Gas | IC |  | S | 3 | 0.8 | 2.8 | 2.8 | 2.5 | N |  |  | N | Commercial Non-CHP | 4 | X | LFG
Landfill Gas.LFG | natural gas peaker | FALSE | 16546 | Sacramento County of Dpt Waste | 55766 | Kiefer Landfill | CA | Sacramento | 361C | Landfill Gas | IC |  | S | 3 | 0.8 | 2.8 | 2.8 | 2.5 | N |  |  | N | Commercial Non-CHP | 4 | X | LFG
Onshore Wind Turbine.WND | onshore wind | TRUE | 49880 | Madison Windpower LLC | 55769 | Madison Windpower LLC | NY | Madison | MADW | Onshore Wind Turbine | WT |  | W | 11.5 |  | 11.5 | 11.5 | 0.1 | N |  |  | N | IPP Non-CHP | 2 | X | WND
Onshore Wind Turbine.WND | onshore wind | TRUE | 56689 | RENEW Energy Inc | 55782 | Noble Ridge LLC | MN | Nobles | WH01 | Onshore Wind Turbine | WT |  | S | 1.5 |  | 1.5 | 1.5 | 0.1 | N |  |  | N | IPP Non-CHP | 2 | X | WND
Natural Gas Fired Combustion Turbine.NG | natural gas peaker | TRUE | 56852 | Edgewood Energy LLC | 55786 | Edgewood Energy LLC | NY | Suffolk | CT01 | Natural Gas Fired Combustion Turbine | GT |  | S | 50 | 0.9 | 42.5 | 47 | 25 | N |  |  | N | IPP Non-CHP | 2 | X | NG
Natural Gas Fired Combustion Turbine.NG | natural gas peaker | TRUE | 56852 | Edgewood Energy LLC | 55786 | Edgewood Energy LLC | NY | Suffolk | CT02 | Natural Gas Fired Combustion Turbine | GT |  | S | 50 | 0.9 | 42.5 | 47 | 25 | N |  |  | N | IPP Non-CHP | 2 | X | NG
Petroleum Liquids.KER | petroleum | TRUE | 56853 | Shoreham Energy LLC | 55787 | Shoreham Energy LLC | NY | Suffolk | CT01 | Petroleum Liquids | GT |  | S | 50 | 0.9 | 42.5 | 47 | 25 | N |  |  | N | IPP Non-CHP | 2 | X | KER | DFO
Petroleum Liquids.KER | petroleum | TRUE | 56853 | Shoreham Energy LLC | 55787 | Shoreham Energy LLC | NY | Suffolk | CT02 | Petroleum Liquids | GT |  | S | 50 | 0.9 | 42.5 | 47 | 25 | N |  |  | N | IPP Non-CHP | 2 | X | KER | DFO
Onshore Wind Turbine.WND | onshore wind | TRUE | 34688 | CHI Energy Inc | 55790 | Fenner Wind | NY | Madison | 1 | Onshore Wind Turbine | WT |  | S | 30 |  | 30 | 30 | 0.1 | N |  |  | N | IPP Non-CHP | 2 | X | WND
Onshore Wind Turbine.WND | onshore wind | TRUE | 14629 | Pecos Wind II LP | 55795 | Woodward Mountain II | TX | Pecos | 01 | Onshore Wind Turbine | WT |  | S | 78 |  | 78 | 78 | 8 | N |  |  | N | IPP Non-CHP | 2 | X | WND
Onshore Wind Turbine.WND | onshore wind | TRUE | 14628 | Pecos Wind I LP | 55796 | Woodward Mountain I | TX | Pecos | 01 | Onshore Wind Turbine | WT |  | W | 82 |  | 82 | 82 | 8 | N |  |  | N | IPP Non-CHP | 2 | X | WND
Natural Gas Fired Combustion Turbine.NG | natural gas peaker | FALSE | 55703 | Otsego Paper Inc | 55799 | Otsego Mill Power Plant | MI | Allegan | NRTH | Natural Gas Fired Combustion Turbine | GT |  | S | 10.6 | 0.88 | 8.8 | 10.5 | 0.5 | N |  |  | Y | Industrial CHP | 7 | T | NG
Natural Gas Fired Combustion Turbine.NG | natural gas peaker | FALSE | 55703 | Otsego Paper Inc | 55799 | Otsego Mill Power Plant | MI | Allegan | SOTH | Natural Gas Fired Combustion Turbine | GT |  | S | 10.6 | 0.88 | 8.8 | 10.5 | 0.5 | N |  |  | Y | Industrial CHP | 7 | T | NG
Natural Gas Fired Combined Cycle.NG | natural gas combined cycle | TRUE | 6693 | Marcus Hook Energy LP | 55801 | Marcus Hook Energy LP | PA | Delaware | CT13 | Natural Gas Fired Combined Cycle | CT | CCG1 | W | 188.2 | 0.85 | 182.7 | 197 | 100 | N |  |  | Y | IPP CHP | 3 | T | NG
Natural Gas Fired Combined Cycle.NG | natural gas combined cycle | TRUE | 6693 | Marcus Hook Energy LP | 55801 | Marcus Hook Energy LP | PA | Delaware | CT1A | Natural Gas Fired Combined Cycle | CT | CCG1 | W | 188.2 | 0.85 | 182.7 | 197 | 100 | N |  |  | Y | IPP CHP | 3 | T | NG
Natural Gas Fired Combined Cycle.NG | natural gas combined cycle | TRUE | 6693 | Marcus Hook Energy LP | 55801 | Marcus Hook Energy LP | PA | Delaware | CTIB | Natural Gas Fired Combined Cycle | CT | CCG1 | W | 188.2 | 0.85 | 182.7 | 197 | 100 | N |  |  | Y | IPP CHP | 3 | T | NG
Natural Gas Fired Combined Cycle.NG | natural gas combined cycle | TRUE | 6693 | Marcus Hook Energy LP | 55801 | Marcus Hook Energy LP | PA | Delaware | STG | Natural Gas Fired Combined Cycle | CA | CCG1 | W | 271.5 | 0.85 | 307 | 307 | 184 | N |  |  | Y | IPP CHP | 3 | T | NG | OG
Natural Gas Fired Combustion Turbine.NG | natural gas peaker | TRUE | 55972 | Valencia Power LLC | 55802 | Valencia Energy Facility | NM | Valencia | CTG1 | Natural Gas Fired Combustion Turbine | GT |  | S | 159.5 | 0.95 | 144.3 | 150.2 | 80 | N |  |  | N | IPP Non-CHP | 2 | X | NG
Onshore Wind Turbine.WND | onshore wind | TRUE | 65240 | Sequitur Renewables, LLC | 55803 | Somerset Windpower LLC | PA | Somerset | EW | Onshore Wind Turbine | WT |  | S | 9 |  | 9 | 9 | 0.5 | N |  |  | N | IPP Non-CHP | 2 | X | WND
Onshore Wind Turbine.WND | onshore wind | TRUE | 61973 | Black Hills Electric Generation LLC | 55804 | Northern Iowa Windfarm | IA | Worth | NM | Onshore Wind Turbine | WT |  | S | 80 | 0.95 | 80 | 80 | 1 | N |  |  | N | IPP Non-CHP | 2 | X | WND
Onshore Wind Turbine.WND | onshore wind | TRUE | 65240 | Sequitur Renewables, LLC | 55805 | Mill Run Windpower LLC | PA | Somerset | G1 | Onshore Wind Turbine | WT |  | S | 15 |  | 15 | 15 | 0.8 | N |  |  | N | IPP Non-CHP | 2 | X | WND
Natural Gas Fired Combustion Turbine.NG | natural gas peaker | TRUE | 7724 | MRP San Joaquin Energy LLC. | 55807 | Henrietta Peaker | CA | Kings | HPP1 | Natural Gas Fired Combustion Turbine | GT |  | S | 49 | 0.85 | 46.3 | 48.3 | 22 | N |  |  | N | IPP Non-CHP | 2 | X | NG
Natural Gas Fired Combustion Turbine.NG | natural gas peaker | TRUE | 7724 | MRP San Joaquin Energy LLC. | 55807 | Henrietta Peaker | CA | Kings | HPP2 | Natural Gas Fired Combustion Turbine | GT |  | S | 49 | 0.85 | 46.1 | 47.8 | 22 | N |  |  | N | IPP Non-CHP | 2 | X | NG
Onshore Wind Turbine.WND | onshore wind | TRUE | 10046 | Kas Brothers Windfarm LLC | 55809 | Kas Brothers Windfarm | MN | Pipestone | G1 | Onshore Wind Turbine | WT |  | S | 1.5 |  | 1.5 | 1.5 | 1 | N |  |  | N | IPP Non-CHP | 2 | X | WND
Natural Gas Fired Combustion Turbine.NG | natural gas peaker | TRUE | 3028 | Calpine Gilroy Cogen LP | 55810 | Gilroy Peaking Energy Center | CA | Santa Clara | S3 | Natural Gas Fired Combustion Turbine | GT |  | W | 45 | 1 | 45 | 45 | 20 | N |  |  | N | IPP Non-CHP | 2 | X | NG
Natural Gas Fired Combustion Turbine.NG | natural gas peaker | TRUE | 3028 | Calpine Gilroy Cogen LP | 55810 | Gilroy Peaking Energy Center | CA | Santa Clara | S4 | Natural Gas Fired Combustion Turbine | GT |  | W | 45 | 1 | 45 | 45 | 20 | N |  |  | N | IPP Non-CHP | 2 | X | NG
Natural Gas Fired Combustion Turbine.NG | natural gas peaker | TRUE | 3028 | Calpine Gilroy Cogen LP | 55810 | Gilroy Peaking Energy Center | CA | Santa Clara | S5 | Natural Gas Fired Combustion Turbine | GT |  | W | 45 | 1 | 45 | 45 | 20 | N |  |  | N | IPP Non-CHP | 2 | X | NG
Natural Gas Fired Combustion Turbine.NG | natural gas peaker | TRUE | 2865 | Calpine Corp-King City | 55811 | King City Peaking | CA | Monterey | CTG1 | Natural Gas Fired Combustion Turbine | GT |  | S | 47.3 | 0.85 | 44 | 44.5 | 20 | N |  |  | N | IPP Non-CHP | 2 | X | NG
Natural Gas Fired Combustion Turbine.NG | natural gas peaker | TRUE | 2867 | Calpine Corp-Yuba City | 55813 | Yuba City Energy Center | CA | Sutter | CTG1 | Natural Gas Fired Combustion Turbine | GT |  | S | 47.3 | 0.9 | 45 | 45 | 20 | N |  |  | N | IPP Non-CHP | 2 | X | NG
Onshore Wind Turbine.WND | onshore wind | TRUE | 8294 | Hawkeye Power Partners LLC | 55816 | Hawkeye Power Partners LLC | IA | Cerro Gordo | 48M | Onshore Wind Turbine | WT |  | W | 42 |  | 42 | 42 | 2.1 | N |  |  | N | IPP Non-CHP | 2 | X | WND
Natural Gas Fired Combined Cycle.NG | natural gas combined cycle | TRUE | 56613 | Frederickson Power LP | 55818 | Frederickson Power LP | WA | Pierce | FICT | Natural Gas Fired Combined Cycle | CT | FP1 | J | 192 | 0.85 | 164 | 180 | 95 | N |  |  | N | IPP Non-CHP | 2 | X | NG
Natural Gas Fired Combined Cycle.NG | natural gas combined cycle | TRUE | 56613 | Frederickson Power LP | 55818 | Frederickson Power LP | WA | Pierce | FIST | Natural Gas Fired Combined Cycle | CA | FP1 | J | 126.3 | 0.95 | 82 | 85 | 65 | N |  |  | N | IPP Non-CHP | 2 | X | NG
Natural Gas Fired Combined Cycle.NG | natural gas combined cycle | TRUE | 61903 | Stanton Clean Energy LLC | 55821 | Curtis H Stanton Energy Center | FL | Orange | A | Natural Gas Fired Combined Cycle | CT | G105 | J | 203.2 | 0.85 | 188 | 188 | 56 | N |  |  | N | IPP Non-CHP | 2 | X | NG | DFO
Natural Gas Fired Combined Cycle.NG | natural gas combined cycle | TRUE | 61903 | Stanton Clean Energy LLC | 55821 | Curtis H Stanton Energy Center | FL | Orange | B | Natural Gas Fired Combined Cycle | CT | G105 | J | 203.2 | 0.85 | 188 | 188 | 56 | N |  |  | N | IPP Non-CHP | 2 | X | NG | DFO
Natural Gas Fired Combined Cycle.NG | natural gas combined cycle | TRUE | 61903 | Stanton Clean Energy LLC | 55821 | Curtis H Stanton Energy Center | FL | Orange | C | Natural Gas Fired Combined Cycle | CA | G105 | J | 281.9 | 0.9 | 281 | 281 | 58 | N |  |  | N | IPP Non-CHP | 2 | X | NG | DFO
Petroleum Liquids.DFO | petroleum | FALSE | 62851 | State of Minnesota Department of Administration | 55824 | MNDOT Standby Generation | MN | Ramsey | UNT1 | Petroleum Liquids | IC |  | S | 2 | 0.8 | 1.9 | 1.9 | 0.5 | N |  |  | N | Commercial Non-CHP | 4 | X | DFO
Natural Gas Fired Combined Cycle.NG | natural gas combined cycle | TRUE | 15466 | Public Service Co of Colorado | 55835 | Rocky Mountain Energy Center | CO | Weld | CTG1 | Natural Gas Fired Combined Cycle | CT | RKM0 | S | 175.1 | 0.85 | 145 | 157 | 82 | N |  |  | N | Electric Utility | 1 | X | NG
Natural Gas Fired Combined Cycle.NG | natural gas combined cycle | TRUE | 15466 | Public Service Co of Colorado | 55835 | Rocky Mountain Energy Center | CO | Weld | CTG2 | Natural Gas Fired Combined Cycle | CT | RKM0 | S | 175.1 | 0.85 | 145 | 157 | 82 | N |  |  | N | Electric Utility | 1 | X | NG
Natural Gas Fired Combined Cycle.NG | natural gas combined cycle | TRUE | 15466 | Public Service Co of Colorado | 55835 | Rocky Mountain Energy Center | CO | Weld | STG1 | Natural Gas Fired Combined Cycle | CA | RKM0 | S | 334.9 | 0.85 | 290 | 301 | 64 | N |  |  | N | Electric Utility | 1 | X | NG
Natural Gas Fired Combustion Turbine.NG | natural gas peaker | TRUE | 20858 | WPPI Energy | 55836 | Island Street Peaking Plant | WI | Outagamie | FT81 | Natural Gas Fired Combustion Turbine | GT |  | S | 60.5 | 0.85 | 52.4 | 60 | 16 | N |  |  | N | Electric Utility | 1 | X | NG | DFO
Natural Gas Fired Combined Cycle.NG | natural gas combined cycle | TRUE | 13407 | Nevada Power Co | 55841 | Silverhawk | NV | Clark | CT1 | Natural Gas Fired Combined Cycle | CT | PB1 | J | 197.2 | 0.85 | 180 | 171 | 90 | N |  |  | N | Electric Utility | 1 | X | NG
Natural Gas Fired Combined Cycle.NG | natural gas combined cycle | TRUE | 13407 | Nevada Power Co | 55841 | Silverhawk | NV | Clark | CT2 | Natural Gas Fired Combined Cycle | CT | PB1 | J | 197.2 | 0.85 | 180 | 171 | 90 | N |  |  | N | Electric Utility | 1 | X | NG
Natural Gas Fired Combined Cycle.NG | natural gas combined cycle | TRUE | 13407 | Nevada Power Co | 55841 | Silverhawk | NV | Clark | ST1 | Natural Gas Fired Combined Cycle | CA | PB1 | J | 270.3 | 0.85 | 260 | 268 | 45 | N |  |  | N | Electric Utility | 1 | X | NG
Natural Gas Fired Combustion Turbine.NG | natural gas peaker | TRUE | 2867 | Calpine Corp-Yuba City | 55847 | Feather River Energy Center | CA | Sutter | CTG1 | Natural Gas Fired Combustion Turbine | GT |  | S | 47 | 0.9 | 45 | 45 | 20 | N |  |  | N | IPP Non-CHP | 2 | X | NG
Natural Gas Fired Combustion Turbine.NG | natural gas peaker | FALSE | 19676 | Valero Refining Co California | 55851 | Valero Refinery Cogeneration Unit 1 | CA | Solano | GT 1 | Natural Gas Fired Combustion Turbine | GT |  | S | 49.9 | 1 | 45.4 | 46.8 | 35 | N |  |  | Y | Industrial CHP | 7 | T | NG | OG
Natural Gas Fired Combustion Turbine.NG | natural gas peaker | TRUE | 49972 | Gilroy Energy Center LLC | 55855 | Wolfskill Energy Center | CA | Solano | CTG1 | Natural Gas Fired Combustion Turbine | GT |  | S | 47 | 0.85 | 45 | 45 | 20 | N |  |  | N | IPP Non-CHP | 2 | X | NG
Conventional Steam Coal.BIT | hard coal | TRUE | 15330 | Prairie State Generating Co LLC | 55856 | Prairie State Generating Station | IL | St Clair | PC1 | Conventional Steam Coal | ST |  | J | 883 | 0.9 | 815 | 815 | 420 | N |  |  | N | IPP Non-CHP | 2 | X | BIT
Conventional Steam Coal.BIT | hard coal | TRUE | 15330 | Prairie State Generating Co LLC | 55856 | Prairie State Generating Station | IL | St Clair | PC2 | Conventional Steam Coal | ST |  | J | 883 | 0.9 | 815 | 815 | 420 | N |  |  | N | IPP Non-CHP | 2 | X | BIT
Natural Gas Fired Combustion Turbine.NG | natural gas peaker | FALSE | 3455 | Chevron Oronite Co LLC | 55857 | Oak Point Cogen | LA | Plaquemines | 5121 | Natural Gas Fired Combustion Turbine | GT |  | S | 4.7 | 0.84 | 4.6 | 4.7 | 0.9 | N |  |  | Y | Industrial CHP | 7 | T | NG
Natural Gas Fired Combustion Turbine.NG | natural gas peaker | FALSE | 3455 | Chevron Oronite Co LLC | 55857 | Oak Point Cogen | LA | Plaquemines | 5131 | Natural Gas Fired Combustion Turbine | GT |  | S | 4.7 | 0.84 | 4.6 | 4.7 | 0.9 | N |  |  | Y | Industrial CHP | 7 | T | NG
Natural Gas Fired Combustion Turbine.NG | natural gas peaker | FALSE | 3455 | Chevron Oronite Co LLC | 55857 | Oak Point Cogen | LA | Plaquemines | 5141 | Natural Gas Fired Combustion Turbine | GT |  | S | 4.7 | 0.84 | 4.2 | 4.7 | 0.9 | N |  |  | Y | Industrial CHP | 7 | T | NG
Natural Gas Fired Combustion Turbine.NG | natural gas peaker | FALSE | 3455 | Chevron Oronite Co LLC | 55857 | Oak Point Cogen | LA | Plaquemines | 5151 | Natural Gas Fired Combustion Turbine | GT |  | S | 4.7 | 0.84 | 4.2 | 4.7 | 0.9 | N |  |  | Y | Industrial CHP | 7 | T | NG
Natural Gas Fired Combustion Turbine.NG | natural gas peaker | FALSE | 3455 | Chevron Oronite Co LLC | 55857 | Oak Point Cogen | LA | Plaquemines | 5161 | Natural Gas Fired Combustion Turbine | GT |  | S | 4.7 | 0.84 | 4.6 | 4.7 | 0.9 | N |  |  | Y | Industrial CHP | 7 | T | NG
Conventional Hydroelectric.WAT | hydro | TRUE | 25771 | Quinebaug Associates LLC | 55860 | Quinebaug Lower Project | CT | Windham | 5-M | Conventional Hydroelectric | HY |  | S | 0.3 | 0.8 | 0.3 | 0.3 | 0.1 | N |  |  | N | IPP Non-CHP | 2 | X | WAT
Conventional Hydroelectric.WAT | hydro | TRUE | 25771 | Quinebaug Associates LLC | 55860 | Quinebaug Lower Project | CT | Windham | MF | Conventional Hydroelectric | HY |  | S | 0.1 | 0.8 | 0.1 | 0.1 | 0.1 | N |  |  | N | IPP Non-CHP | 2 | X | WAT
Conventional Hydroelectric.WAT | hydro | TRUE | 25771 | Quinebaug Associates LLC | 55860 | Quinebaug Lower Project | CT | Windham | U2 | Conventional Hydroelectric | HY |  | S | 0.8 | 0.8 | 0.8 | 0.7 | 0.2 | N |  |  | N | IPP Non-CHP | 2 | X | WAT
Conventional Hydroelectric.WAT | hydro | TRUE | 25771 | Quinebaug Associates LLC | 55860 | Quinebaug Lower Project | CT | Windham | UI | Conventional Hydroelectric | HY |  | S | 1.3 | 0.8 | 1.2 | 1.2 | 0.3 | N |  |  | N | IPP Non-CHP | 2 | X | WAT
Natural Gas Steam Turbine.NG | natural gas steam turbine | FALSE | 61723 | Pixelle Specialty Solution, LLC | 55861 | Stevens Point Mill | WI | Portage | SP | Natural Gas Steam Turbine | ST |  | S | 7.6 | 0.8 | 7 | 7 | 7 | N |  |  | Y | Industrial CHP | 7 | T | NG
Conventional Hydroelectric.WAT | hydro | FALSE | 62818 | Mahi Pono LLC | 55864 | Kaheka Hydro | HI | Maui | KAH1 | Conventional Hydroelectric | HY |  | S | 1.5 | 0.8 | 1.5 | 1.5 | 0.2 | N |  |  | N | Industrial Non-CHP | 6 | X | WAT
Conventional Hydroelectric.WAT | hydro | FALSE | 62818 | Mahi Pono LLC | 55864 | Kaheka Hydro | HI | Maui | KAH2 | Conventional Hydroelectric | HY |  | S | 1.5 | 0.8 | 1.5 | 1.5 | 0.2 | N |  |  | N | Industrial Non-CHP | 6 | X | WAT
Conventional Hydroelectric.WAT | hydro | FALSE | 62818 | Mahi Pono LLC | 55864 | Kaheka Hydro | HI | Maui | KAH3 | Conventional Hydroelectric | HY |  | S | 1.5 | 0.8 | 1.5 | 1.5 | 0.2 | N |  |  | N | Industrial Non-CHP | 6 | X | WAT
Natural Gas Internal Combustion Engine.NG | natural gas peaker | TRUE | 1308 | Basin Creek Power Services LLC | 55866 | Basin Creek Plant | MT | Silver Bow | 1 | Natural Gas Internal Combustion Engine | IC |  | J | 6.1 | 0.8 | 6 | 6 | 2 | N |  |  | N | IPP Non-CHP | 2 | X | NG
Natural Gas Internal Combustion Engine.NG | natural gas peaker | TRUE | 1308 | Basin Creek Power Services LLC | 55866 | Basin Creek Plant | MT | Silver Bow | 2 | Natural Gas Internal Combustion Engine | IC |  | J | 6.1 | 0.8 | 6 | 6 | 2 | N |  |  | N | IPP Non-CHP | 2 | X | NG
Natural Gas Internal Combustion Engine.NG | natural gas peaker | TRUE | 1308 | Basin Creek Power Services LLC | 55866 | Basin Creek Plant | MT | Silver Bow | 3 | Natural Gas Internal Combustion Engine | IC |  | J | 6.1 | 0.8 | 6 | 6 | 2 | N |  |  | N | IPP Non-CHP | 2 | X | NG
Natural Gas Internal Combustion Engine.NG | natural gas peaker | TRUE | 1308 | Basin Creek Power Services LLC | 55866 | Basin Creek Plant | MT | Silver Bow | 4 | Natural Gas Internal Combustion Engine | IC |  | J | 6.1 | 0.8 | 6 | 6 | 2 | N |  |  | N | IPP Non-CHP | 2 | X | NG
Natural Gas Internal Combustion Engine.NG | natural gas peaker | TRUE | 1308 | Basin Creek Power Services LLC | 55866 | Basin Creek Plant | MT | Silver Bow | 5 | Natural Gas Internal Combustion Engine | IC |  | J | 6.1 | 0.8 | 6 | 6 | 2 | N |  |  | N | IPP Non-CHP | 2 | X | NG
Natural Gas Internal Combustion Engine.NG | natural gas peaker | TRUE | 1308 | Basin Creek Power Services LLC | 55866 | Basin Creek Plant | MT | Silver Bow | 6 | Natural Gas Internal Combustion Engine | IC |  | J | 6.1 | 0.8 | 6 | 6 | 2 | N |  |  | N | IPP Non-CHP | 2 | X | NG
Natural Gas Internal Combustion Engine.NG | natural gas peaker | TRUE | 1308 | Basin Creek Power Services LLC | 55866 | Basin Creek Plant | MT | Silver Bow | 7 | Natural Gas Internal Combustion Engine | IC |  | J | 6.1 | 0.8 | 6 | 6 | 2 | N |  |  | N | IPP Non-CHP | 2 | X | NG
Natural Gas Internal Combustion Engine.NG | natural gas peaker | TRUE | 1308 | Basin Creek Power Services LLC | 55866 | Basin Creek Plant | MT | Silver Bow | 8 | Natural Gas Internal Combustion Engine | IC |  | J | 6.1 | 0.8 | 6 | 6 | 2 | N |  |  | N | IPP Non-CHP | 2 | X | NG
Natural Gas Internal Combustion Engine.NG | natural gas peaker | TRUE | 1308 | Basin Creek Power Services LLC | 55866 | Basin Creek Plant | MT | Silver Bow | 9 | Natural Gas Internal Combustion Engine | IC |  | J | 6.1 | 0.8 | 6 | 6 | 2 | N |  |  | N | IPP Non-CHP | 2 | X | NG
Onshore Wind Turbine.WND | onshore wind | TRUE | 15399 | Avangrid Renewables LLC | 55871 | Klondike Wind Power | OR | Sherman | Ph 1 | Onshore Wind Turbine | WT |  | S | 24.5 |  | 24 | 24 | 0 | N |  |  | N | IPP Non-CHP | 2 | X | WND
Natural Gas Fired Combustion Turbine.NG | natural gas peaker | TRUE | 20323 | Wellhead Services, Inc | 55874 | Panoche Peaker | CA | Fresno | 8 | Natural Gas Fired Combustion Turbine | GT |  | J | 56.7 | 0.9 | 56.7 | 56.7 | 35 | N |  |  | N | IPP Non-CHP | 2 | X | NG
Landfill Gas.LFG | natural gas peaker | FALSE | 17412 | County of Sonoma Dept of Trnsp | 55880 | Sonoma Central Landfill Phase III | CA | Sonoma | P-31 | Landfill Gas | IC |  | S | 0.8 | 0.8 | 0.7 | 0.7 | 0.4 | N |  |  | N | Commercial Non-CHP | 4 | X | LFG
Landfill Gas.LFG | natural gas peaker | FALSE | 17412 | County of Sonoma Dept of Trnsp | 55880 | Sonoma Central Landfill Phase III | CA | Sonoma | P-32 | Landfill Gas | IC |  | S | 0.8 | 0.8 | 0.7 | 0.7 | 0.4 | N |  |  | N | Commercial Non-CHP | 4 | X | LFG
Wood/Wood Waste Biomass.WDS | biomass | TRUE | 17164 | Sierra Pacific Industries | 55882 | Sierra Pacific Aberdeen | WA | Grays Harbor | GEN1 | Wood/Wood Waste Biomass | ST |  | S | 18 | 0.85 | 17.4 | 18 | 8 | N |  |  | Y | Industrial CHP | 7 | T | WDS
Landfill Gas.LFG | natural gas peaker | TRUE | 54842 | WM Renewable Energy LLC | 55925 | Ridgeview | WI | Manitowoc | GEN1 | Landfill Gas | IC |  | S | 0.8 | 0.98 | 0.8 | 0.8 | 0.5 | N |  |  | N | IPP Non-CHP | 2 | X | LFG
Landfill Gas.LFG | natural gas peaker | TRUE | 54842 | WM Renewable Energy LLC | 55925 | Ridgeview | WI | Manitowoc | GEN2 | Landfill Gas | IC |  | S | 0.8 | 0.98 | 0.8 | 0.8 | 0.5 | N |  |  | N | IPP Non-CHP | 2 | X | LFG
Landfill Gas.LFG | natural gas peaker | TRUE | 54842 | WM Renewable Energy LLC | 55925 | Ridgeview | WI | Manitowoc | GEN5 | Landfill Gas | IC |  | S | 0.8 | 0.98 | 0.8 | 0.8 | 0.5 | N |  |  | N | IPP Non-CHP | 2 | X | LFG
Landfill Gas.LFG | natural gas peaker | TRUE | 54842 | WM Renewable Energy LLC | 55925 | Ridgeview | WI | Manitowoc | GEN6 | Landfill Gas | IC |  | S | 0.8 | 0.98 | 0.8 | 0.8 | 0.5 | N |  |  | N | IPP Non-CHP | 2 | X | LFG
Landfill Gas.LFG | natural gas peaker | TRUE | 54842 | WM Renewable Energy LLC | 55925 | Ridgeview | WI | Manitowoc | GEN7 | Landfill Gas | IC |  | S | 0.8 | 0.98 | 0.8 | 0.8 | 0.5 | N |  |  | N | IPP Non-CHP | 2 | X | LFG
Landfill Gas.LFG | natural gas peaker | TRUE | 54842 | WM Renewable Energy LLC | 55925 | Ridgeview | WI | Manitowoc | GEN8 | Landfill Gas | IC |  | S | 0.8 | 0.98 | 0.8 | 0.8 | 0.5 | N |  |  | N | IPP Non-CHP | 2 | X | LFG
Natural Gas Fired Combined Cycle.NG | natural gas combined cycle | TRUE | 17539 | Dominion Energy South Carolina, Inc | 55927 | Jasper | SC | Jasper | CT1 | Natural Gas Fired Combined Cycle | CT | JASP | S | 212.8 | 0.85 | 170 | 184 | 85 | Y |  |  | N | Electric Utility | 1 | X | NG | DFO
Natural Gas Fired Combined Cycle.NG | natural gas combined cycle | TRUE | 17539 | Dominion Energy South Carolina, Inc | 55927 | Jasper | SC | Jasper | CT2 | Natural Gas Fired Combined Cycle | CT | JASP | S | 198.9 | 0.85 | 177 | 190 | 85 | Y |  |  | N | Electric Utility | 1 | X | NG | DFO
Natural Gas Fired Combined Cycle.NG | natural gas combined cycle | TRUE | 17539 | Dominion Energy South Carolina, Inc | 55927 | Jasper | SC | Jasper | CT3 | Natural Gas Fired Combined Cycle | CT | JASP | S | 212.8 | 0.85 | 158 | 185 | 85 | Y |  |  | N | Electric Utility | 1 | X | NG | DFO
Natural Gas Fired Combined Cycle.NG | natural gas combined cycle | TRUE | 17539 | Dominion Energy South Carolina, Inc | 55927 | Jasper | SC | Jasper | ST1 | Natural Gas Fired Combined Cycle | CA | JASP | S | 443.7 | 0.9 | 390 | 402 | 55 | Y |  |  | N | Electric Utility | 1 | X | NG | DFO
Petroleum Liquids.DFO | petroleum | TRUE | 12186 | McMinnville Electric System | 55928 | McMinnville | TN | Warren | 1 | Petroleum Liquids | IC |  | S | 2 | 0.95 | 1.8 | 1.8 | 0.5 | N |  |  | N | Electric Utility | 1 | X | DFO
Petroleum Liquids.DFO | petroleum | TRUE | 12186 | McMinnville Electric System | 55928 | McMinnville | TN | Warren | 10 | Petroleum Liquids | IC |  | S | 2 | 0.95 | 1.8 | 1.8 | 0.5 | N |  |  | N | Electric Utility | 1 | X | DFO
Petroleum Liquids.DFO | petroleum | TRUE | 12186 | McMinnville Electric System | 55928 | McMinnville | TN | Warren | 11 | Petroleum Liquids | IC |  | S | 2 | 0.95 | 1.8 | 1.8 | 0.5 | N |  |  | N | Electric Utility | 1 | X | DFO
Other Waste Biomass.OBL | biomass | TRUE | 12186 | McMinnville Electric System | 55928 | McMinnville | TN | Warren | 12 | Other Waste Biomass | IC |  | S | 2 | 0.95 | 1.8 | 1.8 | 0.5 | N |  |  | N | Electric Utility | 1 | X | OBL | DFO
Petroleum Liquids.DFO | petroleum | TRUE | 12186 | McMinnville Electric System | 55928 | McMinnville | TN | Warren | 2 | Petroleum Liquids | IC |  | S | 2 | 0.95 | 1.8 | 1.8 | 0.5 | N |  |  | N | Electric Utility | 1 | X | DFO
Petroleum Liquids.DFO | petroleum | TRUE | 12186 | McMinnville Electric System | 55928 | McMinnville | TN | Warren | 3 | Petroleum Liquids | IC |  | S | 2 | 0.95 | 1.8 | 1.8 | 0.5 | N |  |  | N | Electric Utility | 1 | X | DFO
Petroleum Liquids.DFO | petroleum | TRUE | 12186 | McMinnville Electric System | 55928 | McMinnville | TN | Warren | 4 | Petroleum Liquids | IC |  | S | 2 | 0.95 | 1.8 | 1.8 | 0.5 | N |  |  | N | Electric Utility | 1 | X | DFO
Petroleum Liquids.DFO | petroleum | TRUE | 12186 | McMinnville Electric System | 55928 | McMinnville | TN | Warren | 5 | Petroleum Liquids | IC |  | S | 2 | 0.95 | 1.8 | 1.8 | 0.5 | N |  |  | N | Electric Utility | 1 | X | DFO
Petroleum Liquids.DFO | petroleum | TRUE | 12186 | McMinnville Electric System | 55928 | McMinnville | TN | Warren | 6 | Petroleum Liquids | IC |  | S | 2 | 0.95 | 1.8 | 1.8 | 0.5 | N |  |  | N | Electric Utility | 1 | X | DFO
Petroleum Liquids.DFO | petroleum | TRUE | 12186 | McMinnville Electric System | 55928 | McMinnville | TN | Warren | 7 | Petroleum Liquids | IC |  | S | 2 | 0.95 | 1.8 | 1.8 | 0.5 | N |  |  | N | Electric Utility | 1 | X | DFO
Petroleum Liquids.DFO | petroleum | TRUE | 12186 | McMinnville Electric System | 55928 | McMinnville | TN | Warren | 8 | Petroleum Liquids | IC |  | S | 2 | 0.95 | 1.8 | 1.8 | 0.5 | N |  |  | N | Electric Utility | 1 | X | DFO
Petroleum Liquids.DFO | petroleum | TRUE | 12186 | McMinnville Electric System | 55928 | McMinnville | TN | Warren | 9 | Petroleum Liquids | IC |  | S | 2 | 0.95 | 1.8 | 1.8 | 0.5 | N |  |  | N | Electric Utility | 1 | X | DFO
Conventional Hydroelectric.WAT | hydro | TRUE | 1994 | Boulder City of | 55931 | Boulder City Silver Lake Hydro | CO | Boulder | 0001 | Conventional Hydroelectric | HY |  | S | 3.3 | 0.9 | 3.3 | 3.3 | 0.3 | N |  |  | N | IPP Non-CHP | 2 | X | WAT
Natural Gas Fired Combined Cycle.NG | natural gas combined cycle | TRUE | 7724 | MRP San Joaquin Energy LLC. | 55933 | Tracy Combined Cycle Power Plant | CA | San Joaquin | TCC1 | Natural Gas Fired Combined Cycle | CA | CC12 | S | 167.3 | 0.85 | 156.2 | 167.3 | 30 | N |  |  | N | IPP Non-CHP | 2 | X | NG
Natural Gas Fired Combined Cycle.NG | natural gas combined cycle | TRUE | 7724 | MRP San Joaquin Energy LLC. | 55933 | Tracy Combined Cycle Power Plant | CA | San Joaquin | TPP1 | Natural Gas Fired Combined Cycle | CT | CC12 | S | 84.4 | 0.85 | 82.1 | 87.5 | 58 | N |  |  | N | IPP Non-CHP | 2 | X | NG
Natural Gas Fired Combined Cycle.NG | natural gas combined cycle | TRUE | 7724 | MRP San Joaquin Energy LLC. | 55933 | Tracy Combined Cycle Power Plant | CA | San Joaquin | TPP2 | Natural Gas Fired Combined Cycle | CT | CC12 | S | 84.4 | 0.85 | 81.8 | 87.4 | 58 | N |  |  | N | IPP Non-CHP | 2 | X | NG
Natural Gas Fired Combustion Turbine.NG | natural gas peaker | TRUE | 4382 | Colton Power LP | 55934 | Century Generating Facility | CA | San Bernardino | C1 | Natural Gas Fired Combustion Turbine | GT |  | S | 11.2 | 1 | 9.5 | 11 | 6 | N |  |  | N | IPP Non-CHP | 2 | X | NG
Natural Gas Fired Combustion Turbine.NG | natural gas peaker | TRUE | 4382 | Colton Power LP | 55934 | Century Generating Facility | CA | San Bernardino | C2 | Natural Gas Fired Combustion Turbine | GT |  | S | 11.2 | 1 | 9.5 | 11 | 6 | N |  |  | N | IPP Non-CHP | 2 | X | NG
Natural Gas Fired Combustion Turbine.NG | natural gas peaker | TRUE | 4382 | Colton Power LP | 55934 | Century Generating Facility | CA | San Bernardino | C3 | Natural Gas Fired Combustion Turbine | GT |  | S | 11.2 | 1 | 9.5 | 11 | 6 | N |  |  | N | IPP Non-CHP | 2 | X | NG
Natural Gas Fired Combustion Turbine.NG | natural gas peaker | TRUE | 4382 | Colton Power LP | 55934 | Century Generating Facility | CA | San Bernardino | C4 | Natural Gas Fired Combustion Turbine | GT |  | S | 11.2 | 1 | 9.5 | 11 | 6 | N |  |  | N | IPP Non-CHP | 2 | X | NG
Natural Gas Fired Combustion Turbine.NG | natural gas peaker | TRUE | 4382 | Colton Power LP | 55935 | Drews Generating Facility | CA | San Bernardino | D1 | Natural Gas Fired Combustion Turbine | GT |  | S | 11.2 | 1 | 9.5 | 11 | 6 | N |  |  | N | IPP Non-CHP | 2 | X | NG
Natural Gas Fired Combustion Turbine.NG | natural gas peaker | TRUE | 4382 | Colton Power LP | 55935 | Drews Generating Facility | CA | San Bernardino | D2 | Natural Gas Fired Combustion Turbine | GT |  | S | 11.2 | 1 | 9.5 | 11 | 6 | N |  |  | N | IPP Non-CHP | 2 | X | NG
Natural Gas Fired Combustion Turbine.NG | natural gas peaker | TRUE | 4382 | Colton Power LP | 55935 | Drews Generating Facility | CA | San Bernardino | D3 | Natural Gas Fired Combustion Turbine | GT |  | S | 11.2 | 1 | 9.5 | 11 | 6 | N |  |  | N | IPP Non-CHP | 2 | X | NG
Natural Gas Fired Combustion Turbine.NG | natural gas peaker | TRUE | 4382 | Colton Power LP | 55935 | Drews Generating Facility | CA | San Bernardino | D4 | Natural Gas Fired Combustion Turbine | GT |  | S | 11.2 | 1 | 9.5 | 11 | 6 | N |  |  | N | IPP Non-CHP | 2 | X | NG
Natural Gas Fired Combustion Turbine.NG | natural gas peaker | TRUE | 60504 | Rockford Generation LLC | 55936 | NRG Rockford II Energy Center | IL | Winnebago | GT3 | Natural Gas Fired Combustion Turbine | GT |  | S | 168 | 0.85 | 179.1 | 188 | 115 | N |  |  | N | IPP Non-CHP | 2 | X | NG
Natural Gas Fired Combustion Turbine.NG | natural gas peaker | TRUE | 60789 | Essential Power Operating Company, LLC | 55938 | NAEA Ocean Peaking Power LLC | NJ | Ocean | OPP3 | Natural Gas Fired Combustion Turbine | GT |  | W | 191.5 | 0.85 | 162.8 | 187.7 | 120 | N |  |  | N | IPP Non-CHP | 2 | X | NG
Natural Gas Fired Combustion Turbine.NG | natural gas peaker | TRUE | 60789 | Essential Power Operating Company, LLC | 55938 | NAEA Ocean Peaking Power LLC | NJ | Ocean | OPP4 | Natural Gas Fired Combustion Turbine | GT |  | W | 191.5 | 0.85 | 162.8 | 187.7 | 120 | N |  |  | N | IPP Non-CHP | 2 | X | NG
Natural Gas Fired Combined Cycle.NG | natural gas combined cycle | TRUE | 19876 | Virginia Electric & Power Co | 55939 | Warren County | VA | Warren | CT01 | Natural Gas Fired Combined Cycle | CT | WC01 | S | 297.5 | 0.85 | 297.5 | 297.5 | 173 | N |  |  | N | Electric Utility | 1 | X | NG
Natural Gas Fired Combined Cycle.NG | natural gas combined cycle | TRUE | 19876 | Virginia Electric & Power Co | 55939 | Warren County | VA | Warren | CT02 | Natural Gas Fired Combined Cycle | CT | WC01 | S | 297.5 | 0.85 | 297.5 | 297.5 | 173 | N |  |  | N | Electric Utility | 1 | X | NG
Natural Gas Fired Combined Cycle.NG | natural gas combined cycle | TRUE | 19876 | Virginia Electric & Power Co | 55939 | Warren County | VA | Warren | CT03 | Natural Gas Fired Combined Cycle | CT | WC01 | S | 297.5 | 0.85 | 297.5 | 297.5 | 173 | N |  |  | N | Electric Utility | 1 | X | NG
Natural Gas Fired Combined Cycle.NG | natural gas combined cycle | TRUE | 19876 | Virginia Electric & Power Co | 55939 | Warren County | VA | Warren | ST01 | Natural Gas Fired Combined Cycle | CA | WC01 | S | 579.7 | 0.85 | 579.7 | 579.7 | 60 | N |  |  | N | Electric Utility | 1 | X | NG
Onshore Wind Turbine.WND | onshore wind | TRUE | 1361 | Crystal Flash Renewable Energy LLC dba Bay Windpower LLC | 55944 | Bay Windpower I | MI | Cheboygan | BAY | Onshore Wind Turbine | WT |  | W | 1.8 |  | 1.8 | 1.8 | 0 | N |  |  | N | IPP Non-CHP | 2 | X | WND
Natural Gas Fired Combustion Turbine.NG | natural gas peaker | FALSE | 13989 | California Resources Elk Hills LLC | 55950 | Elk Hills Cogen | CA | Kern | U1 | Natural Gas Fired Combustion Turbine | GT |  | S | 23.3 | 0.85 | 23.3 | 24.1 | 14 | N |  |  | Y | Industrial CHP | 7 | T | NG
Natural Gas Fired Combustion Turbine.NG | natural gas peaker | FALSE | 13989 | California Resources Elk Hills LLC | 55950 | Elk Hills Cogen | CA | Kern | U2 | Natural Gas Fired Combustion Turbine | GT |  | S | 23.3 | 0.85 | 23.3 | 24.1 | 14 | N |  |  | Y | Industrial CHP | 7 | T | NG
Natural Gas Fired Combustion Turbine.NG | natural gas peaker | TRUE | 5532 | E I Colton LLC | 55951 | Agua Mansa Power Plant | CA | San Bernardino | AMP1 | Natural Gas Fired Combustion Turbine | GT |  | W | 60.5 | 0.85 | 40 | 43 | 36 | N |  |  | N | Electric Utility | 1 | X | NG
Petroleum Liquids.DFO | petroleum | TRUE | 6715 | City of Franklin - (VA) | 55953 | Pretlow | VA | Southampton | 1 | Petroleum Liquids | IC |  | S | 1.6 | 0.8 | 1.6 | 1.6 | 0.5 | N |  |  | N | Electric Utility | 1 | X | DFO
Petroleum Liquids.DFO | petroleum | TRUE | 6715 | City of Franklin - (VA) | 55953 | Pretlow | VA | Southampton | 2 | Petroleum Liquids | IC |  | S | 1.6 | 0.8 | 1.6 | 1.6 | 0.5 | N |  |  | N | Electric Utility | 1 | X | DFO
Petroleum Liquids.DFO | petroleum | TRUE | 6715 | City of Franklin - (VA) | 55954 | Downtown | VA | Southampton | 1 | Petroleum Liquids | IC |  | S | 1.6 | 0.8 | 1.6 | 1.6 | 0.5 | N |  |  | N | Electric Utility | 1 | X | DFO
Petroleum Liquids.DFO | petroleum | TRUE | 6715 | City of Franklin - (VA) | 55954 | Downtown | VA | Southampton | 2 | Petroleum Liquids | IC |  | S | 1.6 | 0.8 | 1.6 | 1.6 | 0.5 | N |  |  | N | Electric Utility | 1 | X | DFO
Natural Gas Fired Combustion Turbine.NG | natural gas peaker | TRUE | 2874 | Gilroy Energy Center for Riverview | 55963 | Riverview Energy Center | CA | Contra Costa | CTG1 | Natural Gas Fired Combustion Turbine | GT |  | S | 47 | 0.85 | 46.1 | 46.1 | 20 | N |  |  | N | IPP Non-CHP | 2 | X | NG
Landfill Gas.LFG | natural gas peaker | FALSE | 15380 | Prince George's County | 55964 | Brown Station Road Plant II | MD | Prince Georges | 1 | Landfill Gas | IC |  | S | 1 | 0.8 | 0.8 | 0.8 | 0.4 | N |  |  | N | Commercial Non-CHP | 4 | X | LFG | WO
Landfill Gas.LFG | natural gas peaker | FALSE | 15380 | Prince George's County | 55964 | Brown Station Road Plant II | MD | Prince Georges | 2 | Landfill Gas | IC |  | S | 1 | 0.8 | 0.8 | 0.8 | 0.4 | N |  |  | N | Commercial Non-CHP | 4 | X | LFG | WO
Landfill Gas.LFG | natural gas peaker | FALSE | 15380 | Prince George's County | 55964 | Brown Station Road Plant II | MD | Prince Georges | 3 | Landfill Gas | IC |  | S | 1 | 0.8 | 0.8 | 0.8 | 0.4 | N |  |  | N | Commercial Non-CHP | 4 | X | LFG
Landfill Gas.LFG | natural gas peaker | FALSE | 15380 | Prince George's County | 55964 | Brown Station Road Plant II | MD | Prince Georges | 4 | Landfill Gas | IC |  | S | 1 | 0.8 | 0.8 | 0.8 | 0.4 | N |  |  | N | Commercial Non-CHP | 4 | X | LFG
Natural Gas Fired Combined Cycle.NG | natural gas combined cycle | TRUE | 17650 | Southern Power Co | 55965 | Wansley Combined Cycle | GA | Heard | CT6A | Natural Gas Fired Combined Cycle | CT | G106 | S | 203.1 | 0.85 | 176.8 | 189.3 | 115 | N |  |  | N | IPP Non-CHP | 2 | X | NG
Natural Gas Fired Combined Cycle.NG | natural gas combined cycle | TRUE | 17650 | Southern Power Co | 55965 | Wansley Combined Cycle | GA | Heard | CT6B | Natural Gas Fired Combined Cycle | CT | G106 | S | 203.1 | 0.85 | 176.8 | 189.3 | 115 | N |  |  | N | IPP Non-CHP | 2 | X | NG
Natural Gas Fired Combined Cycle.NG | natural gas combined cycle | TRUE | 17650 | Southern Power Co | 55965 | Wansley Combined Cycle | GA | Heard | CT7A | Natural Gas Fired Combined Cycle | CT | G107 | S | 203.1 | 0.85 | 175.6 | 187.4 | 115 | N |  |  | N | IPP Non-CHP | 2 | X | NG
Natural Gas Fired Combined Cycle.NG | natural gas combined cycle | TRUE | 17650 | Southern Power Co | 55965 | Wansley Combined Cycle | GA | Heard | CT7B | Natural Gas Fired Combined Cycle | CT | G107 | S | 203.1 | 0.85 | 175.6 | 187.4 | 115 | N |  |  | N | IPP Non-CHP | 2 | X | NG
Natural Gas Fired Combined Cycle.NG | natural gas combined cycle | TRUE | 17650 | Southern Power Co | 55965 | Wansley Combined Cycle | GA | Heard | ST6 | Natural Gas Fired Combined Cycle | CA | G106 | S | 213.3 | 0.85 | 240 | 240 | 120 | N |  |  | N | IPP Non-CHP | 2 | X | NG
Natural Gas Fired Combined Cycle.NG | natural gas combined cycle | TRUE | 17650 | Southern Power Co | 55965 | Wansley Combined Cycle | GA | Heard | ST7 | Natural Gas Fired Combined Cycle | CA | G107 | S | 213.3 | 0.85 | 240 | 240 | 120 | N |  |  | N | IPP Non-CHP | 2 | X | NG
Natural Gas Fired Combined Cycle.NG | natural gas combined cycle | TRUE | 19558 | Homer Electric Assn Inc | 55966 | Nikiski Combined Cycle | AK | Kenai Peninsula | GT1 | Natural Gas Fired Combined Cycle | CT | CC1 | S | 40.8 | 0.95 | 37.9 | 42 | 5 | N |  |  | N | Electric Utility | 1 | X | NG
Natural Gas Fired Combined Cycle.NG | natural gas combined cycle | TRUE | 19558 | Homer Electric Assn Inc | 55966 | Nikiski Combined Cycle | AK | Kenai Peninsula | ST1 | Natural Gas Fired Combined Cycle | CA | CC1 | S | 40 | 0.95 | 38 | 40 | 13 | N |  |  | N | Electric Utility | 1 | X | NG
Onshore Wind Turbine.WND | onshore wind | TRUE | 19171 | Trent Wind Farm LP | 55968 | Trent Wind Farm LP | TX | Nolan | WTG1 | Onshore Wind Turbine | WT |  | S | 152 |  | 152 | 152 | 0 | N |  |  | N | IPP Non-CHP | 2 | X | WND
Petroleum Liquids.KER | petroleum | TRUE | 7308 | Hawkeye Energy Greenport LLC | 55969 | Hawkeye Energy Greenport LLC | NY | SUFFOLK | U-01 | Petroleum Liquids | GT |  | S | 54 | 0.9 | 53.7 | 54.1 | 20 | N |  |  | N | IPP Non-CHP | 2 | X | KER
Natural Gas Fired Combined Cycle.NG | natural gas combined cycle | TRUE | 16534 | Sacramento Municipal Util Dist | 55970 | Cosumnes | CA | Sacramento | 1 | Natural Gas Fired Combined Cycle | CA | CCC1 | W | 190 | 0.85 | 171 | 178.6 | 160 | N |  |  | N | Electric Utility | 1 | X | NG
Natural Gas Fired Combined Cycle.NG | natural gas combined cycle | TRUE | 16534 | Sacramento Municipal Util Dist | 55970 | Cosumnes | CA | Sacramento | 2 | Natural Gas Fired Combined Cycle | CT | CCC1 | W | 196.8 | 0.85 | 185 | 202 | 160 | N |  |  | N | Electric Utility | 1 | X | NG | OBG
Natural Gas Fired Combined Cycle.NG | natural gas combined cycle | TRUE | 16534 | Sacramento Municipal Util Dist | 55970 | Cosumnes | CA | Sacramento | 3 | Natural Gas Fired Combined Cycle | CT | CCC1 | W | 170 | 0.85 | 189 | 201 | 160 | N |  |  | N | Electric Utility | 1 | X | NG
Natural Gas Fired Combustion Turbine.NG | natural gas peaker | TRUE | 14127 | Omaha Public Power District | 55972 | Cass County | NE | Cass | CT-1 | Natural Gas Fired Combustion Turbine | GT |  | S | 172.5 | 0.85 | 162 | 117 | 113 | N |  |  | N | Electric Utility | 1 | X | NG
Natural Gas Fired Combustion Turbine.NG | natural gas peaker | TRUE | 14127 | Omaha Public Power District | 55972 | Cass County | NE | Cass | CT-2 | Natural Gas Fired Combustion Turbine | GT |  | S | 172.5 | 0.85 | 161.8 | 121.7 | 113 | N |  |  | N | Electric Utility | 1 | X | NG
Natural Gas Fired Combined Cycle.NG | natural gas combined cycle | TRUE | 61913 | Kestrel Acquisition, LLC | 55976 | Hunterstown Power Plant | PA | Adams | 101 | Natural Gas Fired Combined Cycle | CT | CT1 | S | 179 | 0.85 | 165 | 205 | 85 | N |  |  | N | IPP Non-CHP | 2 | X | NG
Natural Gas Fired Combined Cycle.NG | natural gas combined cycle | TRUE | 61913 | Kestrel Acquisition, LLC | 55976 | Hunterstown Power Plant | PA | Adams | 201 | Natural Gas Fired Combined Cycle | CT | CT1 | S | 179 | 0.85 | 165 | 205 | 85 | N |  |  | N | IPP Non-CHP | 2 | X | NG
Natural Gas Fired Combined Cycle.NG | natural gas combined cycle | TRUE | 61913 | Kestrel Acquisition, LLC | 55976 | Hunterstown Power Plant | PA | Adams | 301 | Natural Gas Fired Combined Cycle | CT | CT1 | S | 179 | 0.85 | 165 | 205 | 85 | N |  |  | N | IPP Non-CHP | 2 | X | NG
Natural Gas Fired Combined Cycle.NG | natural gas combined cycle | TRUE | 61913 | Kestrel Acquisition, LLC | 55976 | Hunterstown Power Plant | PA | Adams | 401 | Natural Gas Fired Combined Cycle | CA | CT1 | S | 361 | 0.85 | 315 | 315 | 194 | N |  |  | N | IPP Non-CHP | 2 | X | NG
Natural Gas Fired Combined Cycle.NG | natural gas combined cycle | TRUE | 6204 | City of Farmington - (NM) | 55977 | Bluffview | NM | San Juan | CTG1 | Natural Gas Fired Combined Cycle | CT | CC1 | S | 40 | 0.8 | 31 | 40 | 12 | N |  |  | N | Electric Utility | 1 | X | NG
Natural Gas Fired Combined Cycle.NG | natural gas combined cycle | TRUE | 6204 | City of Farmington - (NM) | 55977 | Bluffview | NM | San Juan | STG1 | Natural Gas Fired Combined Cycle | CA | CC1 | S | 27 | 0.85 | 27 | 27 | 0 | N |  |  | N | Electric Utility | 1 | X | NG
Geothermal.GEO | geothermal | TRUE | 49899 | CalEnergy Operating Corporation | 55983 | Salton Sea Power LLC - Unit 5 | CA | Imperial | TG51 | Geothermal | ST |  | W | 58.3 | 0.9 | 46 | 46 | 2 | N |  |  | N | IPP Non-CHP | 2 | X | GEO
Geothermal.GEO | geothermal | TRUE | 49899 | CalEnergy Operating Corporation | 55984 | CE Turbo LLC | CA | Imperial | TG21 | Geothermal | ST |  | W | 11.5 | 0.9 | 10 | 10 | 2 | N |  |  | N | IPP Non-CHP | 2 | X | GEO
Natural Gas Fired Combined Cycle.NG | natural gas combined cycle | TRUE | 16609 | San Diego Gas & Electric Co | 55985 | Palomar Energy | CA | San Diego | CTG1 | Natural Gas Fired Combined Cycle | CT | CC1 | S | 165 | 0.85 | 179.6 | 180 | 65 | N |  |  | N | Electric Utility | 1 | X | NG
Natural Gas Fired Combined Cycle.NG | natural gas combined cycle | TRUE | 16609 | San Diego Gas & Electric Co | 55985 | Palomar Energy | CA | San Diego | CTG2 | Natural Gas Fired Combined Cycle | CT | CC1 | S | 165 | 0.85 | 179.8 | 181 | 65 | N |  |  | N | Electric Utility | 1 | X | NG
Natural Gas Fired Combined Cycle.NG | natural gas combined cycle | TRUE | 16609 | San Diego Gas & Electric Co | 55985 | Palomar Energy | CA | San Diego | STG | Natural Gas Fired Combined Cycle | CA | CC1 | S | 229 | 0.85 | 222 | 229 | 70 | N |  |  | N | Electric Utility | 1 | X | NG
Onshore Wind Turbine.WND | onshore wind | TRUE | 65240 | Sequitur Renewables, LLC | 55986 | Mountaineer Wind Energy Center | WV | Tucker | WT1 | Onshore Wind Turbine | WT |  | S | 66 |  | 66 | 66 | 3.3 | N |  |  | N | IPP Non-CHP | 2 | X | WND
Onshore Wind Turbine.WND | onshore wind | TRUE | 6607 | FPL Energy Vansycle LLC | 55989 | FPL Energy Vansycle LLC (OR) | OR | Umatilla | V-47 | Onshore Wind Turbine | WT |  | S | 122.8 |  | 122.8 | 122.8 | 15 | N |  |  | N | IPP Non-CHP | 2 | X | WND
Natural Gas Fired Combined Cycle.NG | natural gas combined cycle | TRUE | 58115 | DTE Ashtabula, LLC | 55990 | Ashtabula | OH | Ashtabula | 1 | Natural Gas Fired Combined Cycle | CT | G1 | S | 4.9 | 0.8 | 4.4 | 5.4 | 1.6 | N |  |  | Y | IPP CHP | 3 | T | NG
Natural Gas Fired Combined Cycle.NG | natural gas combined cycle | TRUE | 58115 | DTE Ashtabula, LLC | 55990 | Ashtabula | OH | Ashtabula | 2 | Natural Gas Fired Combined Cycle | CT | G1 | S | 4.9 | 0.8 | 4.4 | 5.4 | 1.6 | N |  |  | Y | IPP CHP | 3 | T | NG
Natural Gas Fired Combined Cycle.NG | natural gas combined cycle | TRUE | 58115 | DTE Ashtabula, LLC | 55990 | Ashtabula | OH | Ashtabula | 3 | Natural Gas Fired Combined Cycle | CT | G1 | S | 4.9 | 0.8 | 4.4 | 5.4 | 1.6 | N |  |  | Y | IPP CHP | 3 | T | NG
Natural Gas Fired Combined Cycle.NG | natural gas combined cycle | TRUE | 58115 | DTE Ashtabula, LLC | 55990 | Ashtabula | OH | Ashtabula | 4 | Natural Gas Fired Combined Cycle | CT | G1 | S | 4.9 | 0.8 | 4.4 | 5.4 | 1.6 | N |  |  | Y | IPP CHP | 3 | T | NG
Natural Gas Fired Combined Cycle.NG | natural gas combined cycle | TRUE | 58115 | DTE Ashtabula, LLC | 55990 | Ashtabula | OH | Ashtabula | 5 | Natural Gas Fired Combined Cycle | CT | G1 | S | 4.9 | 0.8 | 4.4 | 5.4 | 1.6 | N |  |  | Y | IPP CHP | 3 | T | NG
Natural Gas Fired Combined Cycle.NG | natural gas combined cycle | TRUE | 58115 | DTE Ashtabula, LLC | 55990 | Ashtabula | OH | Ashtabula | 6 | Natural Gas Fired Combined Cycle | CA | G1 | S | 0.8 | 0.8 | 0.7 | 0.8 | 0.2 | N |  |  | Y | IPP CHP | 3 | T | NG
Natural Gas Fired Combined Cycle.NG | natural gas combined cycle | TRUE | 58115 | DTE Ashtabula, LLC | 55990 | Ashtabula | OH | Ashtabula | 7 | Natural Gas Fired Combined Cycle | CA | G1 | S | 0.8 | 0.8 | 0.7 | 0.8 | 0.2 | N |  |  | Y | IPP CHP | 3 | T | NG
Geothermal.GEO | geothermal | TRUE | 34691 | Ormat Nevada Inc | 55991 | Brady | NV | Churchill | OEC | Geothermal | BT |  | W | 6.5 | 0.8 | 4.3 | 6.5 | 4.3 | N |  |  | N | IPP Non-CHP | 2 | X | GEO
Geothermal.GEO | geothermal | TRUE | 34691 | Ormat Nevada Inc | 55991 | Brady | NV | Churchill | OEC1 | Geothermal | BT |  | W | 15 | 0.8 | 10 | 15 | 10 | N |  |  | N | IPP Non-CHP | 2 | X | GEO
Onshore Wind Turbine.WND | onshore wind | TRUE | 49796 | Desert Sky Wind Farm LP | 55992 | Desert Sky | TX | Pecos | 1 | Onshore Wind Turbine | WT |  | S | 167.7 |  | 167.7 | 167.7 | 0 | N |  |  | N | IPP Non-CHP | 2 | X | WND
Onshore Wind Turbine.WND | onshore wind | TRUE | 1307 | Basin Electric Power Coop | 55995 | Minot Wind Project | ND | Ward | MWP2 | Onshore Wind Turbine | WT |  | S | 4.5 |  | 4.5 | 4.5 | 0 | N |  |  | N | Electric Utility | 1 | X | WND
Petroleum Liquids.DFO | petroleum | TRUE | 361 | Industrial Energy Applications Inc | 55996 | Alliant SBD0201 Ingredion | IA | Linn | 01 | Petroleum Liquids | IC |  | S | 1.8 | 0.8 | 1.8 | 1.8 | 0.1 | N |  |  | N | IPP Non-CHP | 2 | X | DFO
Petroleum Liquids.DFO | petroleum | TRUE | 361 | Industrial Energy Applications Inc | 55996 | Alliant SBD0201 Ingredion | IA | Linn | 02 | Petroleum Liquids | IC |  | S | 1.6 | 0.8 | 1.6 | 1.6 | 0.1 | N |  |  | N | IPP Non-CHP | 2 | X | DFO
Petroleum Liquids.DFO | petroleum | TRUE | 361 | Industrial Energy Applications Inc | 55996 | Alliant SBD0201 Ingredion | IA | Linn | 03 | Petroleum Liquids | IC |  | S | 1.6 | 0.8 | 1.6 | 1.6 | 0.1 | N |  |  | N | IPP Non-CHP | 2 | X | DFO
Petroleum Liquids.DFO | petroleum | TRUE | 361 | Industrial Energy Applications Inc | 55996 | Alliant SBD0201 Ingredion | IA | Linn | 04 | Petroleum Liquids | IC |  | S | 1.1 | 0.8 | 1.1 | 1.1 | 0.1 | N |  |  | N | IPP Non-CHP | 2 | X | DFO
Natural Gas Internal Combustion Engine.NG | natural gas peaker | TRUE | 3329 | Borough of Chambersburg | 55997 | Orchard Park | PA | Franklin | 10 | Natural Gas Internal Combustion Engine | IC |  | S | 6 | 0.8 | 5.8 | 5.8 | 1 | N |  |  | N | Electric Utility | 1 | X | NG | DFO
Natural Gas Internal Combustion Engine.NG | natural gas peaker | TRUE | 3329 | Borough of Chambersburg | 55997 | Orchard Park | PA | Franklin | 11 | Natural Gas Internal Combustion Engine | IC |  | S | 6 | 0.8 | 5.8 | 5.8 | 1 | N |  |  | N | Electric Utility | 1 | X | NG | DFO
Natural Gas Internal Combustion Engine.NG | natural gas peaker | TRUE | 3329 | Borough of Chambersburg | 55997 | Orchard Park | PA | Franklin | 8 | Natural Gas Internal Combustion Engine | IC |  | S | 6 | 0.8 | 5.8 | 5.8 | 1 | N |  |  | N | Electric Utility | 1 | X | NG | DFO
Natural Gas Internal Combustion Engine.NG | natural gas peaker | TRUE | 3329 | Borough of Chambersburg | 55997 | Orchard Park | PA | Franklin | 9 | Natural Gas Internal Combustion Engine | IC |  | S | 6 | 0.8 | 5.8 | 5.8 | 1 | N |  |  | N | Electric Utility | 1 | X | NG | DFO
Petroleum Liquids.DFO | petroleum | TRUE | 13815 | Northwestern Wisconsin Elec Co | 55998 | Danbury Diesel | WI | Burnett | GT1 | Petroleum Liquids | GT |  | S | 6.7 | 0.8 | 4 | 4 | 0.1 | N |  |  | N | Electric Utility | 1 | X | DFO
Petroleum Liquids.DFO | petroleum | TRUE | 13815 | Northwestern Wisconsin Elec Co | 55998 | Danbury Diesel | WI | Burnett | IC1 | Petroleum Liquids | IC |  | S | 0.5 | 0.8 | 0.5 | 0.5 | 0.1 | N |  |  | N | Electric Utility | 1 | X | DFO
Petroleum Liquids.DFO | petroleum | TRUE | 13815 | Northwestern Wisconsin Elec Co | 55998 | Danbury Diesel | WI | Burnett | IC2 | Petroleum Liquids | IC |  | S | 0.6 | 0.8 | 0.5 | 0.5 | 0.1 | N |  |  | N | Electric Utility | 1 | X | DFO
Onshore Wind Turbine.WND | onshore wind | TRUE | 65240 | Sequitur Renewables, LLC | 56001 | Waymart Wind | PA | Wayne | GE15 | Onshore Wind Turbine | WT |  | S | 64.5 |  | 64.5 | 64.5 | 3.2 | N |  |  | N | IPP Non-CHP | 2 | X | WND
Onshore Wind Turbine.WND | onshore wind | TRUE | 60580 | Community Renewables, LLC | 56002 | Minwind | MN | Rock | 1 | Onshore Wind Turbine | WT |  | S | 3.8 |  | 3.8 | 3.8 | 3.8 | N |  |  | N | IPP Non-CHP | 2 | X | WND
Petroleum Liquids.DFO | petroleum | TRUE | 8198 | City of Harrisonburg - (VA) | 56004 | Mount Clinton | VA | Rockingham | D-2 | Petroleum Liquids | IC |  | S | 2 | 0.8 | 2 | 2 | 0.5 | N |  |  | N | Electric Utility | 1 | X | DFO
Petroleum Liquids.DFO | petroleum | TRUE | 8198 | City of Harrisonburg - (VA) | 56004 | Mount Clinton | VA | Rockingham | D-3 | Petroleum Liquids | IC |  | S | 2 | 0.8 | 2 | 2 | 0.5 | N |  |  | N | Electric Utility | 1 | X | DFO
Petroleum Liquids.DFO | petroleum | TRUE | 8198 | City of Harrisonburg - (VA) | 56004 | Mount Clinton | VA | Rockingham | D-5 | Petroleum Liquids | IC |  | S | 2 | 0.8 | 2 | 2 | 0.5 | N |  |  | N | Electric Utility | 1 | X | DFO
Petroleum Liquids.DFO | petroleum | TRUE | 8198 | City of Harrisonburg - (VA) | 56004 | Mount Clinton | VA | Rockingham | D-7 | Petroleum Liquids | IC |  | S | 2 | 0.8 | 2 | 2 | 0.5 | N |  |  | N | Electric Utility | 1 | X | DFO
Petroleum Liquids.DFO | petroleum | TRUE | 8198 | City of Harrisonburg - (VA) | 56004 | Mount Clinton | VA | Rockingham | D-8 | Petroleum Liquids | IC |  | S | 2 | 0.8 | 2 | 2 | 0.5 | N |  |  | N | Electric Utility | 1 | X | DFO
Petroleum Liquids.DFO | petroleum | TRUE | 8198 | City of Harrisonburg - (VA) | 56004 | Mount Clinton | VA | Rockingham | MC-1 | Petroleum Liquids | GT |  | S | 14 | 0.8 | 9 | 12 | 0.5 | N |  |  | N | Electric Utility | 1 | X | DFO
Petroleum Liquids.DFO | petroleum | TRUE | 8198 | City of Harrisonburg - (VA) | 56005 | Pleasant Valley (VA) | VA | Rockingham | D-4 | Petroleum Liquids | IC |  | S | 2 | 0.8 | 2 | 2 | 0.5 | N |  |  | N | Electric Utility | 1 | X | DFO
Petroleum Liquids.DFO | petroleum | TRUE | 8198 | City of Harrisonburg - (VA) | 56005 | Pleasant Valley (VA) | VA | Rockingham | D-6 | Petroleum Liquids | IC |  | S | 2 | 0.8 | 2 | 2 | 0.5 | N |  |  | N | Electric Utility | 1 | X | DFO
Petroleum Liquids.DFO | petroleum | TRUE | 8198 | City of Harrisonburg - (VA) | 56005 | Pleasant Valley (VA) | VA | Rockingham | PV-1 | Petroleum Liquids | GT |  | S | 16.5 | 0.8 | 9 | 13 | 0.5 | N |  |  | N | Electric Utility | 1 | X | DFO
Onshore Wind Turbine.WND | onshore wind | TRUE | 6850 | FPL Energy Hancock County Wind, LLC | 56010 | Hancock County Wind Energy Center | IA | Hancock | V-47 | Onshore Wind Turbine | WT |  | S | 98 |  | 98 | 98 | 4.9 | N |  |  | N | IPP Non-CHP | 2 | X | WND
Onshore Wind Turbine.WND | onshore wind | TRUE | 17058 | Shell Wind Energy Inc. | 56011 | Cabazon Wind Partners | CA | Riverside | V-47 | Onshore Wind Turbine | WT |  | J | 41 |  | 41 | 41 | 2.6 | N |  |  | N | IPP Non-CHP | 2 | X | WND
Onshore Wind Turbine.WND | onshore wind | TRUE | 17058 | Shell Wind Energy Inc. | 56012 | Whitewater Hill Wind Partners | CA | Riverside | 1 | Onshore Wind Turbine | WT |  | J | 61.5 |  | 61.5 | 61.5 | 2.6 | N |  |  | N | IPP Non-CHP | 2 | X | WND
Petroleum Liquids.DFO | petroleum | TRUE | 20421 | Western Minnesota Mun Pwr Agny | 56013 | Exira | IA | Audubon | U1 | Petroleum Liquids | GT |  | S | 60.5 | 0.85 | 46.7 | 46.7 | 25 | N |  |  | N | Electric Utility | 1 | X | DFO | DFO
Petroleum Liquids.DFO | petroleum | TRUE | 20421 | Western Minnesota Mun Pwr Agny | 56013 | Exira | IA | Audubon | U2 | Petroleum Liquids | GT |  | S | 60.5 | 0.85 | 46.7 | 46.7 | 25 | N |  |  | N | Electric Utility | 1 | X | DFO | NG
Petroleum Liquids.DFO | petroleum | TRUE | 20421 | Western Minnesota Mun Pwr Agny | 56013 | Exira | IA | Audubon | U3 | Petroleum Liquids | GT |  | S | 60.5 | 0.85 | 46.7 | 46.7 | 25 | N |  |  | N | Electric Utility | 1 | X | DFO | NG
Petroleum Liquids.DFO | petroleum | TRUE | 60493 | Walton Bainbridge LLC | 56015 | Walton Bainbridge Power Facility | GA | Decatur | SEG1 | Petroleum Liquids | GT |  | S | 40 | 0.9 | 37 | 40 | 37 | N |  |  | N | IPP Non-CHP | 2 | X | DFO
Petroleum Liquids.DFO | petroleum | TRUE | 60493 | Walton Bainbridge LLC | 56015 | Walton Bainbridge Power Facility | GA | Decatur | SEGC | Petroleum Liquids | GT |  | S | 40 | 0.9 | 37 | 40 | 37 | N |  |  | N | IPP Non-CHP | 2 | X | DFO
Natural Gas Internal Combustion Engine.NG | natural gas peaker | FALSE | 22040 | Washington State University | 56016 | Grimes Way | WA | Whitman | 1 | Natural Gas Internal Combustion Engine | IC |  | S | 1.1 | 0.8 | 1 | 1 | 0.2 | N |  |  | N | Commercial Non-CHP | 4 | X | NG
Natural Gas Internal Combustion Engine.NG | natural gas peaker | FALSE | 22040 | Washington State University | 56016 | Grimes Way | WA | Whitman | 2 | Natural Gas Internal Combustion Engine | IC |  | S | 1.1 | 0.8 | 1 | 1 | 0.2 | N |  |  | N | Commercial Non-CHP | 4 | X | NG
Petroleum Liquids.DFO | petroleum | FALSE | 22040 | Washington State University | 56016 | Grimes Way | WA | Whitman | 3 | Petroleum Liquids | IC |  | S | 1.8 | 0.8 | 1.7 | 1.7 | 0.4 | N |  |  | N | Commercial Non-CHP | 4 | X | DFO
Natural Gas Fired Combustion Turbine.NG | natural gas peaker | TRUE | 40614 | Alabama Municipal Elec Authority | 56018 | AMEA Peaking | AL | Talladega | 1 | Natural Gas Fired Combustion Turbine | GT |  | S | 49.3 | 0.8 | 47.5 | 48.3 | 10 | N |  |  | N | Electric Utility | 1 | X | NG
Natural Gas Fired Combustion Turbine.NG | natural gas peaker | TRUE | 40614 | Alabama Municipal Elec Authority | 56018 | AMEA Peaking | AL | Talladega | 2 | Natural Gas Fired Combustion Turbine | GT |  | S | 49.3 | 0.8 | 47.5 | 48.3 | 10 | N |  |  | N | Electric Utility | 1 | X | NG
Petroleum Liquids.DFO | petroleum | TRUE | 20813 | City of Winfield - (KS) | 56022 | Waste Water Plant Generator | KS | Cowley | 1 | Petroleum Liquids | IC |  | S | 1.6 | 0.9 | 1.6 | 1.6 | 0.5 | N |  |  | N | Electric Utility | 1 | X | DFO
Petroleum Liquids.DFO | petroleum | TRUE | 19062 | City of Traer - (IA) | 56025 | Traer East | IA | Tama | 6 | Petroleum Liquids | IC |  | S | 2 | 0.8 | 2 | 2 | 1.6 | N |  |  | N | Electric Utility | 1 | X | DFO
Petroleum Liquids.DFO | petroleum | TRUE | 19062 | City of Traer - (IA) | 56025 | Traer East | IA | Tama | 7 | Petroleum Liquids | IC |  | S | 2 | 0.8 | 2 | 2 | 1.6 | N |  |  | N | Electric Utility | 1 | X | DFO
Natural Gas Fired Combined Cycle.NG | natural gas combined cycle | TRUE | 16655 | City of Santa Clara - (CA) | 56026 | Donald Von Raesfeld Power Plant | CA | Santa Clara | CTG1 | Natural Gas Fired Combined Cycle | CT | DVR1 | S | 50 | 0.85 | 50 | 50 | 10 | N |  |  | N | Electric Utility | 1 | X | NG
Natural Gas Fired Combined Cycle.NG | natural gas combined cycle | TRUE | 16655 | City of Santa Clara - (CA) | 56026 | Donald Von Raesfeld Power Plant | CA | Santa Clara | CTG2 | Natural Gas Fired Combined Cycle | CT | DVR1 | S | 50 | 0.85 | 50 | 50 | 10 | N |  |  | N | Electric Utility | 1 | X | NG
Natural Gas Fired Combined Cycle.NG | natural gas combined cycle | TRUE | 16655 | City of Santa Clara - (CA) | 56026 | Donald Von Raesfeld Power Plant | CA | Santa Clara | STG | Natural Gas Fired Combined Cycle | CA | DVR1 | S | 54 | 0.85 | 47.8 | 47.8 | 13 | N |  |  | N | Electric Utility | 1 | X | NG
Natural Gas Fired Combined Cycle.NG | natural gas combined cycle | TRUE | 20860 | Wisconsin Public Service Corp | 56031 | Fox Energy Center | WI | Outagamie | CTG1 | Natural Gas Fired Combined Cycle | CT | CC1 | S | 198.9 | 0.85 | 170.8 | 200.3 | 140 | N |  |  | N | Electric Utility | 1 | X | NG
Natural Gas Fired Combined Cycle.NG | natural gas combined cycle | TRUE | 20860 | Wisconsin Public Service Corp | 56031 | Fox Energy Center | WI | Outagamie | CTG2 | Natural Gas Fired Combined Cycle | CT | CC1 | S | 198.9 | 0.85 | 162.8 | 200.3 | 140 | N |  |  | N | Electric Utility | 1 | X | NG
Natural Gas Fired Combined Cycle.NG | natural gas combined cycle | TRUE | 20860 | Wisconsin Public Service Corp | 56031 | Fox Energy Center | WI | Outagamie | STG | Natural Gas Fired Combined Cycle | CA | CC1 | S | 221 | 0.85 | 243.9 | 244.2 | 140 | N |  |  | N | Electric Utility | 1 | X | NG
Natural Gas Fired Combustion Turbine.NG | natural gas peaker | TRUE | 49845 | Equus Power I, L.P., | 56032 | Equus Freeport Power | NY | Nassau | 0001 | Natural Gas Fired Combustion Turbine | GT |  | W | 60 | 0.9 | 45.9 | 47.7 | 28 | N |  |  | N | IPP Non-CHP | 2 | X | NG | KER
Natural Gas Fired Combustion Turbine.NG | natural gas peaker | TRUE | 49845 | Equus Power I, L.P., | 56032 | Equus Freeport Power | NY | Nassau | 001 | Natural Gas Fired Combustion Turbine | GT |  | W | 60 | 0.9 | 48.1 | 49.7 | 28 | N |  |  | N | IPP Non-CHP | 2 | X | NG | KER
Petroleum Liquids.DFO | petroleum | TRUE | 18065 | Smithfield Packaged Meats Corp. | 56035 | Smithfield Packaged Meats Corp. | NC | WILSON | 1 | Petroleum Liquids | IC |  | S | 1.4 | 0.98 | 1.3 | 1.3 | 1 | N |  |  | N | IPP CHP | 3 | X | DFO
Petroleum Liquids.DFO | petroleum | TRUE | 18065 | Smithfield Packaged Meats Corp. | 56035 | Smithfield Packaged Meats Corp. | NC | WILSON | 2 | Petroleum Liquids | IC |  | S | 1.4 | 0.98 | 1.3 | 1.3 | 1 | N |  |  | Y | IPP CHP | 3 | T | DFO
Other Waste Biomass.OBG | biomass | TRUE | 5571 | East Bay Municipal Util Dist | 56036 | WWTP Power Generation Station | CA | Alameda | GEN1 | Other Waste Biomass | IC |  | S | 2.2 | 0.8 | 2 | 2 | 1.5 | N |  |  | Y | Commercial CHP | 5 | T | OBG | DFO
Other Waste Biomass.OBG | biomass | TRUE | 5571 | East Bay Municipal Util Dist | 56036 | WWTP Power Generation Station | CA | Alameda | GEN2 | Other Waste Biomass | IC |  | S | 2.2 | 0.8 | 2 | 2 | 1.5 | N |  |  | Y | Commercial CHP | 5 | T | OBG | DFO
Other Waste Biomass.OBG | biomass | TRUE | 5571 | East Bay Municipal Util Dist | 56036 | WWTP Power Generation Station | CA | Alameda | GEN3 | Other Waste Biomass | IC |  | S | 2.2 | 0.8 | 2 | 2 | 1.5 | N |  |  | Y | Commercial CHP | 5 | T | OBG | DFO
Natural Gas Fired Combustion Turbine.NG | natural gas peaker | TRUE | 19165 | Trigen-Cinergy Solutions College Park | 56038 | UMCP CHP Plant | MD | Prince Georges | 1 | Natural Gas Fired Combustion Turbine | GT |  | W | 11 | 0.9 | 9.4 | 10.8 | 6 | N |  |  | Y | IPP CHP | 3 | T | NG | DFO
Natural Gas Fired Combustion Turbine.NG | natural gas peaker | TRUE | 19165 | Trigen-Cinergy Solutions College Park | 56038 | UMCP CHP Plant | MD | Prince Georges | 2 | Natural Gas Fired Combustion Turbine | GT |  | W | 11 | 0.9 | 9.4 | 10.8 | 6 | N |  |  | Y | IPP CHP | 3 | T | NG | DFO
Natural Gas Steam Turbine.NG | natural gas steam turbine | TRUE | 19165 | Trigen-Cinergy Solutions College Park | 56038 | UMCP CHP Plant | MD | Prince Georges | 3 | Natural Gas Steam Turbine | ST |  | W | 5.4 | 0.9 | 2 | 5.1 | 2 | N |  |  | Y | IPP CHP | 3 | T | NG | DFO
Natural Gas Fired Combustion Turbine.NG | natural gas peaker | TRUE | 19798 | City of Vernon | 56039 | H. Gonzales | CA | Los Angeles | G1 | Natural Gas Fired Combustion Turbine | GT |  | S | 5.9 | 0.8 | 5.4 | 5.9 | 5.4 | N |  |  | N | Electric Utility | 1 | X | NG
Natural Gas Fired Combustion Turbine.NG | natural gas peaker | TRUE | 19798 | City of Vernon | 56039 | H. Gonzales | CA | Los Angeles | G2 | Natural Gas Fired Combustion Turbine | GT |  | S | 5.9 | 0.8 | 5.4 | 5.9 | 5.4 | N |  |  | N | Electric Utility | 1 | X | NG
Natural Gas Fired Combined Cycle.NG | natural gas combined cycle | TRUE | 19798 | City of Vernon | 56041 | Malburg | CA | Los Angeles | M1 | Natural Gas Fired Combined Cycle | CT | MGS | S | 40 | 0.8 | 44 | 44 | 22 | N |  |  | N | Electric Utility | 1 | X | NG | OBG
Natural Gas Fired Combined Cycle.NG | natural gas combined cycle | TRUE | 19798 | City of Vernon | 56041 | Malburg | CA | Los Angeles | M2 | Natural Gas Fired Combined Cycle | CT | MGS | S | 40 | 0.8 | 44 | 44 | 22 | N |  |  | N | Electric Utility | 1 | X | NG | OBG
Natural Gas Fired Combined Cycle.NG | natural gas combined cycle | TRUE | 19798 | City of Vernon | 56041 | Malburg | CA | Los Angeles | M3 | Natural Gas Fired Combined Cycle | CA | MGS | S | 50 | 0.85 | 51 | 51 | 13 | N |  |  | N | Electric Utility | 1 | X | NG | OBG
Natural Gas Fired Combined Cycle.NG | natural gas combined cycle | TRUE | 2507 | City of Burbank Water and Power | 56046 | Magnolia Power Project | CA | Los Angeles | 1 | Natural Gas Fired Combined Cycle | CT | CC1 | W | 198.9 | 0.85 | 161 | 165 | 39 | N |  |  | N | Electric Utility | 1 | X | NG
Natural Gas Fired Combined Cycle.NG | natural gas combined cycle | TRUE | 2507 | City of Burbank Water and Power | 56046 | Magnolia Power Project | CA | Los Angeles | 2 | Natural Gas Fired Combined Cycle | CA | CC1 | W | 188.7 | 0.85 | 140 | 140 | 48 | N |  |  | N | Electric Utility | 1 | X | NG
Natural Gas Fired Combined Cycle.NG | natural gas combined cycle | TRUE | 19002 | CPV Towantic, LLC | 56047 | CPV Towantic Energy Center | CT | New Haven | CTG1 | Natural Gas Fired Combined Cycle | CT | CC1 | S | 280.5 | 0.85 | 248 | 288 |  | N |  |  | N | IPP Non-CHP | 2 | X | NG | DFO
Natural Gas Fired Combined Cycle.NG | natural gas combined cycle | TRUE | 19002 | CPV Towantic, LLC | 56047 | CPV Towantic Energy Center | CT | New Haven | CTG2 | Natural Gas Fired Combined Cycle | CT | CC1 | S | 280.5 | 0.85 | 248 | 288 |  | N |  |  | N | IPP Non-CHP | 2 | X | NG | DFO
Natural Gas Fired Combined Cycle.NG | natural gas combined cycle | TRUE | 19002 | CPV Towantic, LLC | 56047 | CPV Towantic Energy Center | CT | New Haven | STG | Natural Gas Fired Combined Cycle | CA | CC1 | S | 280.5 | 0.85 | 273.9 | 293 |  | N |  |  | N | IPP Non-CHP | 2 | X | NG | DFO
Natural Gas Internal Combustion Engine.NG | natural gas peaker | FALSE | 19198 | Trigen Inner Harbor East, LLC | 56050 | Inner Harbor East Heating | MD | Baltimore City | 1 | Natural Gas Internal Combustion Engine | IC |  | S | 2.1 | 0.8 | 2.1 | 2.1 | 0.8 | N |  |  | Y | Commercial CHP | 5 | T | NG
Natural Gas Fired Combustion Turbine.NG | natural gas peaker | FALSE | 18986 | THUMS Long Beach Company | 56051 | THUMS | CA | Los Angeles | GEN1 | Natural Gas Fired Combustion Turbine | GT |  | S | 57.4 | 0.85 | 45 | 45 | 10 | N |  |  | N | Industrial Non-CHP | 6 | X | NG
Onshore Wind Turbine.WND | onshore wind | TRUE | 65240 | Sequitur Renewables, LLC | 56052 | Meyersdale Windpower, LLC | PA | Somerset | GE15 | Onshore Wind Turbine | WT |  | S | 30 |  | 30 | 30 | 1.5 | N |  |  | N | IPP Non-CHP | 2 | X | WND
Petroleum Liquids.DFO | petroleum | TRUE | 3153 | City of Casey - (IL) | 56053 | Casey City of | IL | Clark | 1 | Petroleum Liquids | IC |  | S | 1.8 | 0.8 | 1.8 | 1.8 | 0.5 | N |  |  | N | Electric Utility | 1 | X | DFO
Petroleum Liquids.DFO | petroleum | TRUE | 3153 | City of Casey - (IL) | 56053 | Casey City of | IL | Clark | 2 | Petroleum Liquids | IC |  | S | 1.8 | 0.8 | 1.8 | 1.8 | 0.5 | N |  |  | N | Electric Utility | 1 | X | DFO
Petroleum Liquids.DFO | petroleum | TRUE | 3153 | City of Casey - (IL) | 56053 | Casey City of | IL | Clark | 3 | Petroleum Liquids | IC |  | S | 1.8 | 0.8 | 1.8 | 1.8 | 0.5 | N |  |  | N | Electric Utility | 1 | X | DFO
Onshore Wind Turbine.WND | onshore wind | TRUE | 6985 | Justin McNeilus | 56054 | G McNeilus Wind Farm Dodge Center | MN | Dodge | GM1 | Onshore Wind Turbine | WT |  | S | 32 |  | 32 | 32 | 0.1 | N |  |  | N | IPP Non-CHP | 2 | X | WND
Onshore Wind Turbine.WND | onshore wind | TRUE | 6985 | Justin McNeilus | 56054 | G McNeilus Wind Farm Dodge Center | MN | Dodge | GM2 | Onshore Wind Turbine | WT |  | S | 8 |  | 8 | 8 | 0.1 | N |  |  | N | IPP Non-CHP | 2 | X | WND
Onshore Wind Turbine.WND | onshore wind | TRUE | 6985 | Justin McNeilus | 56054 | G McNeilus Wind Farm Dodge Center | MN | Dodge | GM3 | Onshore Wind Turbine | WT |  | S | 3 |  | 3 | 3 | 0.1 | N |  |  | N | IPP Non-CHP | 2 | X | WND
Petroleum Liquids.DFO | petroleum | TRUE | 11843 | Maui Electric Co Ltd | 56055 | Hana Substation | HI | Maui | MH1 | Petroleum Liquids | IC |  | S | 1 | 0.8 | 1 | 1 | 0.5 | N |  |  | N | Electric Utility | 1 | X | DFO
Petroleum Liquids.DFO | petroleum | TRUE | 11843 | Maui Electric Co Ltd | 56055 | Hana Substation | HI | Maui | MH2 | Petroleum Liquids | IC |  | S | 1 | 0.8 | 1 | 1 | 0.5 | N |  |  | N | Electric Utility | 1 | X | DFO
Petroleum Liquids.DFO | petroleum | TRUE | 13630 | North Carolina Mun Power Agny #1 | 56059 | High Point, Fairfield | NC | Guilford | 1 | Petroleum Liquids | IC |  | S | 1.8 | 0.8 | 1.8 | 1.8 | 0.1 | N |  |  | N | Electric Utility | 1 | X | DFO
Petroleum Liquids.DFO | petroleum | TRUE | 13630 | North Carolina Mun Power Agny #1 | 56062 | Statesville, Highway 64 | NC | Iredell | 1 | Petroleum Liquids | IC |  | S | 1.8 | 0.8 | 1.8 | 1.8 | 0.1 | N |  |  | N | Electric Utility | 1 | X | DFO
Petroleum Liquids.DFO | petroleum | TRUE | 13630 | North Carolina Mun Power Agny #1 | 56063 | Shelby, Toms Street | NC | Cleveland | 1 | Petroleum Liquids | IC |  | S | 1.8 | 0.8 | 1.8 | 1.8 | 0.1 | N |  |  | N | Electric Utility | 1 | X | DFO
Petroleum Liquids.DFO | petroleum | TRUE | 13630 | North Carolina Mun Power Agny #1 | 56064 | Morganton, Parker Road | NC | Burke | 1 | Petroleum Liquids | IC |  | S | 1.8 | 0.8 | 1.8 | 1.8 | 0.1 | N |  |  | N | Electric Utility | 1 | X | DFO
Petroleum Liquids.DFO | petroleum | TRUE | 13630 | North Carolina Mun Power Agny #1 | 56067 | Lexington Health Center | NC | Davidson | 1 | Petroleum Liquids | IC |  | S | 1.8 | 0.8 | 1.8 | 1.8 | 0.1 | N |  |  | N | Electric Utility | 1 | X | DFO
Conventional Steam Coal.SUB | hard coal | TRUE | 20847 | Wisconsin Electric Power Co | 56068 | Elm Road Generating Station | WI | Milwaukee | 1 | Conventional Steam Coal | ST |  | J | 701.3 | 0.85 | 635.9 | 637.3 | 340 | N |  |  | N | Electric Utility | 1 | X | SUB | BIT | NG
Conventional Steam Coal.SUB | hard coal | TRUE | 20847 | Wisconsin Electric Power Co | 56068 | Elm Road Generating Station | WI | Milwaukee | 2 | Conventional Steam Coal | ST |  | J | 701.3 | 0.85 | 634.9 | 638.1 | 340 | N |  |  | N | Electric Utility | 1 | X | SUB | BIT | NG
Landfill Gas.LFG | natural gas peaker | TRUE | 54842 | WM Renewable Energy LLC | 56069 | Berlin Landfill Gas | WI | Green Lake | 1 | Landfill Gas | IC |  | S | 0.8 | 0.98 | 0.8 | 0.8 | 0.5 | N |  |  | N | IPP Non-CHP | 2 | X | LFG
Landfill Gas.LFG | natural gas peaker | TRUE | 54842 | WM Renewable Energy LLC | 56069 | Berlin Landfill Gas | WI | Green Lake | 2 | Landfill Gas | IC |  | S | 0.8 | 0.98 | 0.8 | 0.8 | 0.5 | N |  |  | N | IPP Non-CHP | 2 | X | LFG
Landfill Gas.LFG | natural gas peaker | TRUE | 54842 | WM Renewable Energy LLC | 56069 | Berlin Landfill Gas | WI | Green Lake | 3 | Landfill Gas | IC |  | S | 0.8 | 0.98 | 0.8 | 0.8 | 0.5 | N |  |  | N | IPP Non-CHP | 2 | X | LFG
Petroleum Liquids.DFO | petroleum | TRUE | 11479 | Madison Gas & Electric Co | 56070 | Diesel Generators | WI | Dane | 1 | Petroleum Liquids | IC |  | S | 54 | 0.8 | 53.8 | 53.8 | 0 | N |  |  | N | Electric Utility | 1 | X | DFO
Natural Gas Internal Combustion Engine.NG | natural gas peaker | TRUE | 361 | Industrial Energy Applications Inc | 56073 | Alliant SBG 9802 Toyota | IA | Linn | 01 | Natural Gas Internal Combustion Engine | IC |  | S | 1 | 0.8 | 1 | 1 | 0.1 | N |  |  | N | IPP Non-CHP | 2 | X | NG
Onshore Wind Turbine.WND | onshore wind | TRUE | 8565 | FPLE High Winds, LLC | 56075 | High Winds LLC | CA | Solano | 1 | Onshore Wind Turbine | WT |  | W | 145.8 |  | 145.8 | 145.8 | 8.1 | N |  |  | N | IPP Non-CHP | 2 | X | WND
Onshore Wind Turbine.WND | onshore wind | TRUE | 8565 | FPLE High Winds, LLC | 56075 | High Winds LLC | CA | Solano | 2 | Onshore Wind Turbine | WT |  | S | 16.2 |  | 16.2 | 16.2 | 1.1 | N |  |  | N | IPP Non-CHP | 2 | X | WND
Other Gases.OG | other | FALSE | 5321 | Drummond Company, Inc. | 56076 | ABC Coke | AL | Jefferson | 1 | Other Gases | ST |  | S | 3.8 | 0.95 | 3.8 | 3.8 | 1.2 | N |  |  | Y | Industrial CHP | 7 | B | OG | NG
Natural Gas Fired Combined Cycle.NG | natural gas combined cycle | TRUE | 19281 | Turlock Irrigation District | 56078 | Walnut Energy Center | CA | Stanislaus | 1 | Natural Gas Fired Combined Cycle | CT | WEC | S | 94.9 | 0.85 | 84 | 84 | 42 | N |  |  | N | Electric Utility | 1 | X | NG
Natural Gas Fired Combined Cycle.NG | natural gas combined cycle | TRUE | 19281 | Turlock Irrigation District | 56078 | Walnut Energy Center | CA | Stanislaus | 2 | Natural Gas Fired Combined Cycle | CT | WEC | S | 94.9 | 0.85 | 84 | 84 | 42 | N |  |  | N | Electric Utility | 1 | X | NG
Natural Gas Fired Combined Cycle.NG | natural gas combined cycle | TRUE | 19281 | Turlock Irrigation District | 56078 | Walnut Energy Center | CA | Stanislaus | 3 | Natural Gas Fired Combined Cycle | CA | WEC | S | 110.8 | 0.85 | 101 | 101 | 38 | N |  |  | N | Electric Utility | 1 | X | NG
Natural Gas Internal Combustion Engine.NG | natural gas peaker | FALSE | 16657 | San Jose/Santa Clara Water P C | 56080 | SJ/SC WPCP | CA | Santa Clara | EG4 | Natural Gas Internal Combustion Engine | IC |  | S | 3.5 | 0.8 | 3.2 | 3.2 | 1.8 | N |  |  | Y | Commercial CHP | 5 | T | NG | OBG | DFO
Natural Gas Internal Combustion Engine.NG | natural gas peaker | FALSE | 16657 | San Jose/Santa Clara Water P C | 56080 | SJ/SC WPCP | CA | Santa Clara | EG5 | Natural Gas Internal Combustion Engine | IC |  | S | 3.5 | 0.8 | 3.2 | 3.2 | 1.8 | N |  |  | Y | Commercial CHP | 5 | T | NG | OBG | DFO
Natural Gas Internal Combustion Engine.NG | natural gas peaker | FALSE | 16657 | San Jose/Santa Clara Water P C | 56080 | SJ/SC WPCP | CA | Santa Clara | EG6 | Natural Gas Internal Combustion Engine | IC |  | S | 3.5 | 0.8 | 3.2 | 3.2 | 1.8 | N |  |  | Y | Commercial CHP | 5 | T | NG | OBG | DFO
Natural Gas Internal Combustion Engine.NG | natural gas peaker | FALSE | 16657 | San Jose/Santa Clara Water P C | 56080 | SJ/SC WPCP | CA | Santa Clara | EG7 | Natural Gas Internal Combustion Engine | IC |  | S | 3.5 | 0.8 | 3.2 | 3.2 | 1.8 | N |  |  | Y | Commercial CHP | 5 | T | NG | OBG | DFO
Onshore Wind Turbine.WND | onshore wind | TRUE | 1881 | Blue Canyon Windpower LLC | 56081 | Blue Canyon Windpower | OK | Comanche | EW | Onshore Wind Turbine | WT |  | S | 74.3 |  | 74.3 | 74.3 | 2.9 | N |  |  | N | IPP Non-CHP | 2 | X | WND
Natural Gas Fired Combustion Turbine.NG | natural gas peaker | FALSE | 61143 | Bridge Energy LLC | 56090 | Blacksand Generating Facility | CA | Orange | D182 | Natural Gas Fired Combustion Turbine | GT |  | S | 4 | 0.8 | 2.5 | 2.5 | 2.1 | N |  |  | N | Industrial Non-CHP | 6 | X | NG
Natural Gas Fired Combustion Turbine.NG | natural gas peaker | FALSE | 61143 | Bridge Energy LLC | 56090 | Blacksand Generating Facility | CA | Orange | D189 | Natural Gas Fired Combustion Turbine | GT |  | S | 3.7 | 0.8 | 3 | 3 | 2.1 | N |  |  | N | Industrial Non-CHP | 6 | X | NG
Natural Gas Fired Combustion Turbine.NG | natural gas peaker | FALSE | 61143 | Bridge Energy LLC | 56090 | Blacksand Generating Facility | CA | Orange | D190 | Natural Gas Fired Combustion Turbine | GT |  | S | 0.3 | 1 | 0.3 | 0.3 | 0.3 | N |  |  | N | Industrial Non-CHP | 6 | X | NG
Onshore Wind Turbine.WND | onshore wind | TRUE | 34721 | FPL Energy South Dakota Wind LLC | 56092 | South Dakota Wind Energy Cente | SD | Hyde | GE15 | Onshore Wind Turbine | WT |  | S | 40.5 |  | 40.5 | 40.5 | 2 | N |  |  | N | IPP Non-CHP | 2 | X | WND
Onshore Wind Turbine.WND | onshore wind | TRUE | 58528 | NextEra Energy Operating Services LLC | 56093 | TransAlta Wyoming Wind | WY | Uinta | GE15 | Onshore Wind Turbine | WT |  | W | 144 |  | 142.2 | 142.2 | 8 | N |  |  | N | IPP Non-CHP | 2 | X | WND
Onshore Wind Turbine.WND | onshore wind | TRUE | 34719 | FPL Energy Oklahoma Wind LLC | 56094 | Oklahoma Wind Energy Center | OK | Woodward | GE15 | Onshore Wind Turbine | WT |  | J | 51 |  | 51 | 51 | 5.1 | N |  |  | N | IPP Non-CHP | 2 | X | WND
Onshore Wind Turbine.WND | onshore wind | TRUE | 34719 | FPL Energy Oklahoma Wind LLC | 56094 | Oklahoma Wind Energy Center | OK | Woodward | GSOO | Onshore Wind Turbine | WT |  | J | 51 |  | 51 | 51 | 5.1 | N |  |  | N | IPP Non-CHP | 2 | X | WND
Onshore Wind Turbine.WND | onshore wind | TRUE | 34717 | FPL Energy New Mexico Wind LLC | 56097 | New Mexico Wind Energy Center | NM | Quay | GE15 | Onshore Wind Turbine | WT |  | S | 204 |  | 204 | 204 | 0 | N |  |  | N | IPP Non-CHP | 2 | X | WND
Petroleum Liquids.DFO | petroleum | TRUE | 8628 | City of Hillsboro - (ND) | 56098 | Hillsboro | ND | Traill | 1 | Petroleum Liquids | IC |  | S | 2 | 0.8 | 2 | 2 | 1.5 | N |  |  | N | Electric Utility | 1 | X | DFO
Petroleum Liquids.DFO | petroleum | TRUE | 8628 | City of Hillsboro - (ND) | 56098 | Hillsboro | ND | Traill | 2 | Petroleum Liquids | IC |  | S | 2 | 0.8 | 2 | 2 | 1.5 | N |  |  | N | Electric Utility | 1 | X | DFO
Onshore Wind Turbine.WND | onshore wind | TRUE | 34723 | FPL Energy North Dakota Wind LLC | 56099 | FPL Energy North Dakota Wind I/II | ND | LaMoure | GE15 | Onshore Wind Turbine | WT |  | S | 61.5 |  | 61.5 | 61.5 | 3.1 | N |  |  | N | IPP Non-CHP | 2 | X | WND
Petroleum Liquids.DFO | petroleum | TRUE | 17862 | City of St Charles - (MN) | 56100 | St. Charles Power Plant | MN | Winona | 1 | Petroleum Liquids | IC |  | S | 2.2 | 0.8 | 2 | 2 | 1.6 | N |  |  | N | Electric Utility | 1 | X | DFO
Petroleum Liquids.DFO | petroleum | TRUE | 17862 | City of St Charles - (MN) | 56100 | St. Charles Power Plant | MN | Winona | 2 | Petroleum Liquids | IC |  | S | 2.2 | 0.8 | 2 | 2 | 1.6 | N |  |  | N | Electric Utility | 1 | X | DFO
Petroleum Liquids.DFO | petroleum | TRUE | 17862 | City of St Charles - (MN) | 56100 | St. Charles Power Plant | MN | Winona | 3 | Petroleum Liquids | IC |  | S | 2.2 | 0.8 | 2 | 2 | 1.6 | N |  |  | N | Electric Utility | 1 | X | DFO
Petroleum Liquids.DFO | petroleum | TRUE | 17862 | City of St Charles - (MN) | 56100 | St. Charles Power Plant | MN | Winona | 4 | Petroleum Liquids | IC |  | S | 2.2 | 0.8 | 2 | 2 | 1.6 | N |  |  | N | Electric Utility | 1 | X | DFO
Natural Gas Fired Combined Cycle.NG | natural gas combined cycle | TRUE | 14354 | PacifiCorp | 56102 | Currant Creek | UT | Juab | CT1A | Natural Gas Fired Combined Cycle | CT | CC1 | S | 172 | 0.85 | 135 | 143 | 75 | N |  |  | N | Electric Utility | 1 | X | NG
Natural Gas Fired Combined Cycle.NG | natural gas combined cycle | TRUE | 14354 | PacifiCorp | 56102 | Currant Creek | UT | Juab | CT1B | Natural Gas Fired Combined Cycle | CT | CC1 | S | 172 | 0.85 | 135 | 143 | 75 | N |  |  | N | Electric Utility | 1 | X | NG
Natural Gas Fired Combined Cycle.NG | natural gas combined cycle | TRUE | 14354 | PacifiCorp | 56102 | Currant Creek | UT | Juab | ST1 | Natural Gas Fired Combined Cycle | CA | CC1 | S | 305 | 0.9 | 254 | 269 | 130 | N |  |  | N | Electric Utility | 1 | X | NG
Natural Gas Fired Combined Cycle.NG | natural gas combined cycle | TRUE | 63705 | MEC Holdings, LLC | 56104 | Mankato Energy Center | MN | Blue Earth | CTG1 | Natural Gas Fired Combined Cycle | CT | MKST | S | 188.7 | 0.85 | 187 | 210 | 120 | N |  |  | N | IPP Non-CHP | 2 | X | NG
Natural Gas Fired Combined Cycle.NG | natural gas combined cycle | TRUE | 63705 | MEC Holdings, LLC | 56104 | Mankato Energy Center | MN | Blue Earth | CTG2 | Natural Gas Fired Combined Cycle | CT | MKST | S | 192.1 | 0.85 | 167 | 205 | 120 | N |  |  | N | IPP Non-CHP | 2 | X | NG | DFO
Natural Gas Fired Combined Cycle.NG | natural gas combined cycle | TRUE | 63705 | MEC Holdings, LLC | 56104 | Mankato Energy Center | MN | Blue Earth | STG1 | Natural Gas Fired Combined Cycle | CA | MKST | S | 360 | 0.9 | 300 | 305 | 145 | N |  |  | N | IPP Non-CHP | 2 | X | NG
Onshore Wind Turbine.WND | onshore wind | TRUE | 61369 | Kimball Wind, LLC | 56106 | Kimball Wind | NE | Kimball | KIM01 | Onshore Wind Turbine | WT |  | S | 30 |  | 30 | 30 | 0 | N |  |  | N | IPP Non-CHP | 2 | X | WND
Natural Gas Fired Combustion Turbine.NG | natural gas peaker | TRUE | 50111 | Lafayette Utilities System | 56108 | T J Labbe Electric Generating | LA | Lafayette | U-1 | Natural Gas Fired Combustion Turbine | GT |  | S | 50.4 | 1 | 47.9 | 47.9 | 20 | N |  |  | N | Electric Utility | 1 | X | NG
Natural Gas Fired Combustion Turbine.NG | natural gas peaker | TRUE | 50111 | Lafayette Utilities System | 56108 | T J Labbe Electric Generating | LA | Lafayette | U-2 | Natural Gas Fired Combustion Turbine | GT |  | S | 50.4 | 1 | 47.6 | 46.4 | 20 | N |  |  | N | Electric Utility | 1 | X | NG
Onshore Wind Turbine.WND | onshore wind | TRUE | 17058 | Shell Wind Energy Inc. | 56111 | Brazos Wind Farm | TX | Scurry | GEN1 | Onshore Wind Turbine | WT |  | S | 160 |  | 160 | 160 | 10.4 | N |  |  | N | IPP Non-CHP | 2 | X | WND
Onshore Wind Turbine.WND | onshore wind | TRUE | 15399 | Avangrid Renewables LLC | 56112 | Mountain View III | CA | Riverside | V47 | Onshore Wind Turbine | WT |  | S | 22.4 |  | 22.4 | 22.4 | 0 | N |  |  | N | IPP Non-CHP | 2 | X | WND
Petroleum Liquids.DFO | petroleum | TRUE | 8573 | City of Highland | 56114 | IMEA Highland | IL | Madison | 1 | Petroleum Liquids | IC |  | S | 1.8 | 0.8 | 1.8 | 1.8 | 0.9 | N |  |  | N | Electric Utility | 1 | X | DFO
Petroleum Liquids.DFO | petroleum | TRUE | 8573 | City of Highland | 56114 | IMEA Highland | IL | Madison | 2 | Petroleum Liquids | IC |  | S | 1.8 | 0.8 | 1.8 | 1.8 | 0.9 | N |  |  | N | Electric Utility | 1 | X | DFO
Petroleum Liquids.DFO | petroleum | TRUE | 9286 | Illinois Municipal Elec Agency | 56116 | IMEA Flora | IL | Clay | 10 | Petroleum Liquids | IC |  | S | 1.8 | 0.8 | 1.8 | 1.8 | 0.5 | N |  |  | N | Electric Utility | 1 | X | DFO
Petroleum Liquids.DFO | petroleum | TRUE | 9286 | Illinois Municipal Elec Agency | 56116 | IMEA Flora | IL | Clay | 6 | Petroleum Liquids | IC |  | S | 1.8 | 0.8 | 1.8 | 1.8 | 0.5 | N |  |  | N | Electric Utility | 1 | X | DFO
Petroleum Liquids.DFO | petroleum | TRUE | 9286 | Illinois Municipal Elec Agency | 56116 | IMEA Flora | IL | Clay | 7 | Petroleum Liquids | IC |  | S | 1.8 | 0.8 | 1.8 | 1.8 | 0.5 | N |  |  | N | Electric Utility | 1 | X | DFO
Petroleum Liquids.DFO | petroleum | TRUE | 9286 | Illinois Municipal Elec Agency | 56116 | IMEA Flora | IL | Clay | 8 | Petroleum Liquids | IC |  | S | 1.8 | 0.8 | 1.8 | 1.8 | 0.5 | N |  |  | N | Electric Utility | 1 | X | DFO
Petroleum Liquids.DFO | petroleum | TRUE | 9286 | Illinois Municipal Elec Agency | 56116 | IMEA Flora | IL | Clay | 9 | Petroleum Liquids | IC |  | S | 1.8 | 0.8 | 1.8 | 1.8 | 0.5 | N |  |  | N | Electric Utility | 1 | X | DFO
Petroleum Liquids.DFO | petroleum | TRUE | 6417 | City of Flora - (IL) | 56117 | Flora Site A | IL | Clay | 1 | Petroleum Liquids | IC |  | S | 1.8 | 0.8 | 1.8 | 1.8 | 0.5 | N |  |  | N | Electric Utility | 1 | X | DFO
Petroleum Liquids.DFO | petroleum | TRUE | 6417 | City of Flora - (IL) | 56117 | Flora Site A | IL | Clay | 2 | Petroleum Liquids | IC |  | S | 1.8 | 0.8 | 1.8 | 1.8 | 0.5 | N |  |  | N | Electric Utility | 1 | X | DFO
Petroleum Liquids.DFO | petroleum | TRUE | 6417 | City of Flora - (IL) | 56117 | Flora Site A | IL | Clay | 3 | Petroleum Liquids | IC |  | S | 1.8 | 0.8 | 1.8 | 1.8 | 0.5 | N |  |  | N | Electric Utility | 1 | X | DFO
Petroleum Liquids.DFO | petroleum | TRUE | 6417 | City of Flora - (IL) | 56118 | Flora Site B | IL | Clay | 4 | Petroleum Liquids | IC |  | S | 1.8 | 0.8 | 1.8 | 1.8 | 0.5 | N |  |  | N | Electric Utility | 1 | X | DFO
Petroleum Liquids.DFO | petroleum | TRUE | 6417 | City of Flora - (IL) | 56118 | Flora Site B | IL | Clay | 5 | Petroleum Liquids | IC |  | S | 1.8 | 0.8 | 1.8 | 1.8 | 0.5 | N |  |  | N | Electric Utility | 1 | X | DFO
Landfill Gas.LFG | natural gas peaker | TRUE | 49775 | Middlesex County Utilities Authority | 56119 | Middlesex County Utilities Authority | NJ | Middlesex | 100 | Landfill Gas | CT | CA1 | S | 6 | 1 | 4.1 | 4.9 | 3 | N |  |  | Y | IPP CHP | 3 | T | LFG | NG
Landfill Gas.LFG | natural gas peaker | TRUE | 49775 | Middlesex County Utilities Authority | 56119 | Middlesex County Utilities Authority | NJ | Middlesex | 200 | Landfill Gas | CT | CA1 | S | 6 | 1 | 4.1 | 4.9 | 3 | N |  |  | Y | IPP CHP | 3 | T | LFG | NG
Landfill Gas.LFG | natural gas peaker | TRUE | 49775 | Middlesex County Utilities Authority | 56119 | Middlesex County Utilities Authority | NJ | Middlesex | 300 | Landfill Gas | CA | CA1 | S | 10.5 | 1 | 10.6 | 10.6 | 1.5 | N |  |  | Y | IPP CHP | 3 | B | LFG | NG
Landfill Gas.LFG | natural gas peaker | TRUE | 17543 | South Carolina Public Service Authority | 56120 | Lee County Landfill | SC | Lee | L1 | Landfill Gas | IC |  | S | 1.9 | 0.9 | 1.8 | 1.8 | 0.9 | N |  |  | N | Electric Utility | 1 | X | LFG
Landfill Gas.LFG | natural gas peaker | TRUE | 17543 | South Carolina Public Service Authority | 56120 | Lee County Landfill | SC | Lee | L2 | Landfill Gas | IC |  | S | 1.9 | 0.9 | 1.8 | 1.8 | 0.9 | N |  |  | N | Electric Utility | 1 | X | LFG
Landfill Gas.LFG | natural gas peaker | TRUE | 17543 | South Carolina Public Service Authority | 56120 | Lee County Landfill | SC | Lee | L3 | Landfill Gas | IC |  | S | 1.9 | 0.9 | 1.8 | 1.8 | 0.9 | N |  |  | N | Electric Utility | 1 | X | LFG
Landfill Gas.LFG | natural gas peaker | TRUE | 17543 | South Carolina Public Service Authority | 56120 | Lee County Landfill | SC | Lee | L4 | Landfill Gas | GT |  | S | 5.5 | 0.8 | 5.2 | 5.2 | 3.7 | N |  |  | N | Electric Utility | 1 | X | LFG
Landfill Gas.LFG | natural gas peaker | TRUE | 17543 | South Carolina Public Service Authority | 56121 | Anderson Regional Landfill | SC | Anderson | A2 | Landfill Gas | IC |  | S | 1.6 | 0.8 | 1.5 | 1.5 | 0.6 | N |  |  | N | Electric Utility | 1 | X | LFG
Landfill Gas.LFG | natural gas peaker | TRUE | 17543 | South Carolina Public Service Authority | 56121 | Anderson Regional Landfill | SC | Anderson | A3 | Landfill Gas | IC |  | S | 1.6 | 0.8 | 1.5 | 1.5 | 0.6 | N |  |  | N | Electric Utility | 1 | X | LFG
Landfill Gas.LFG | natural gas peaker | TRUE | 17543 | South Carolina Public Service Authority | 56122 | Richland County Landfill | SC | Richland | R1 | Landfill Gas | GT |  | S | 5.7 | 0.8 | 5.2 | 5.2 | 3.7 | N |  |  | N | Electric Utility | 1 | X | LFG
Landfill Gas.LFG | natural gas peaker | TRUE | 17543 | South Carolina Public Service Authority | 56122 | Richland County Landfill | SC | Richland | R2 | Landfill Gas | IC |  | S | 1.6 | 0.8 | 1.5 | 1.5 | 0.6 | N |  |  | N | Electric Utility | 1 | X | LFG
Landfill Gas.LFG | natural gas peaker | TRUE | 17543 | South Carolina Public Service Authority | 56122 | Richland County Landfill | SC | Richland | R3 | Landfill Gas | IC |  | S | 1.6 | 0.8 | 1.5 | 1.5 | 0.6 | N |  |  | N | Electric Utility | 1 | X | LFG
Conventional Hydroelectric.WAT | hydro | TRUE | 30076 | Calleguas Mun Water District | 56125 | Springville Hydroelectric | CA | Ventura | 4152 | Conventional Hydroelectric | HY |  | S | 1 | 1 | 1 | 1 | 0.4 | N |  |  | N | IPP Non-CHP | 2 | X | WAT
Petroleum Liquids.DFO | petroleum | TRUE | 11460 | City of Macon - (MO) | 56126 | Sub 2 Generating Station | MO | Macon | 1 | Petroleum Liquids | IC |  | S | 1.8 | 0.8 | 1.8 | 1.8 | 1.3 | N |  |  | N | Electric Utility | 1 | X | DFO
Petroleum Liquids.DFO | petroleum | TRUE | 11460 | City of Macon - (MO) | 56126 | Sub 2 Generating Station | MO | Macon | 2 | Petroleum Liquids | IC |  | S | 1.8 | 0.8 | 1.8 | 1.8 | 1.3 | N |  |  | N | Electric Utility | 1 | X | DFO
Natural Gas Fired Combustion Turbine.NG | natural gas peaker | TRUE | 11460 | City of Macon - (MO) | 56127 | Macon Energy Center | MO | Macon | 1 | Natural Gas Fired Combustion Turbine | GT |  | S | 10 | 0.8 | 10.9 | 11.9 | 8 | N |  |  | Y | Electric Utility | 1 | T | NG
Petroleum Liquids.DFO | petroleum | TRUE | 11460 | City of Macon - (MO) | 56128 | Sub 3 Generating Station | MO | Macon | 1 | Petroleum Liquids | IC |  | S | 1.8 | 0.8 | 1.8 | 1.8 | 1.3 | N |  |  | N | Electric Utility | 1 | X | DFO
Petroleum Liquids.DFO | petroleum | TRUE | 11460 | City of Macon - (MO) | 56128 | Sub 3 Generating Station | MO | Macon | 2 | Petroleum Liquids | IC |  | S | 1.8 | 0.8 | 1.8 | 1.8 | 1.3 | N |  |  | N | Electric Utility | 1 | X | DFO
Petroleum Liquids.DFO | petroleum | TRUE | 11460 | City of Macon - (MO) | 56128 | Sub 3 Generating Station | MO | Macon | 3 | Petroleum Liquids | IC |  | S | 1.8 | 0.8 | 1.8 | 1.8 | 1.3 | N |  |  | N | Electric Utility | 1 | X | DFO
Petroleum Liquids.DFO | petroleum | TRUE | 11460 | City of Macon - (MO) | 56128 | Sub 3 Generating Station | MO | Macon | 4 | Petroleum Liquids | IC |  | S | 1.8 | 0.8 | 1.8 | 1.8 | 1.3 | N |  |  | N | Electric Utility | 1 | X | DFO
Petroleum Liquids.DFO | petroleum | TRUE | 59159 | Central Electric Power | 56129 | Thermal Kem | SC | York | 1 | Petroleum Liquids | IC |  | S | 2.9 | 0.8 | 2.4 | 2.4 | 2 | N |  |  | N | Electric Utility | 1 | X | DFO
Petroleum Liquids.DFO | petroleum | TRUE | 59159 | Central Electric Power | 56131 | Valenite | SC | Oconee | 1 | Petroleum Liquids | IC |  | S | 2.9 | 0.8 | 2.4 | 2.4 | 2 | N |  |  | N | Electric Utility | 1 | X | DFO
Petroleum Liquids.DFO | petroleum | TRUE | 59159 | Central Electric Power | 56132 | Honea Path | SC | Abbeville | 1 | Petroleum Liquids | IC |  | S | 2.9 | 0.8 | 2.4 | 2.4 | 2 | N |  |  | N | Electric Utility | 1 | X | DFO
Other Waste Biomass.OBG | biomass | TRUE | 55934 | City of Stockton MUD | 56134 | Regional Wastewater Control Facility | CA | San Joaquin | 0101 | Other Waste Biomass | IC |  | S | 1 | 1 | 1 | 1 | 0.8 | N |  |  | Y | Commercial CHP | 5 | T | OBG | NG
Other Waste Biomass.OBG | biomass | TRUE | 55934 | City of Stockton MUD | 56134 | Regional Wastewater Control Facility | CA | San Joaquin | 0301 | Other Waste Biomass | IC |  | S | 1 | 1 | 1 | 1 | 0.8 | N |  |  | Y | Commercial CHP | 5 | T | OBG | NG
Other Waste Biomass.OBG | biomass | TRUE | 55934 | City of Stockton MUD | 56134 | Regional Wastewater Control Facility | CA | San Joaquin | 0401 | Other Waste Biomass | IC |  | S | 1 | 1 | 1 | 1 | 0.8 | N |  |  | Y | Commercial CHP | 5 | T | OBG | NG
Petroleum Liquids.DFO | petroleum | FALSE | 55934 | City of Stockton MUD | 56134 | Regional Wastewater Control Facility | CA | San Joaquin | 0501 | Petroleum Liquids | IC |  | S | 1.8 | 1 | 1 | 1 | 0.8 | N |  |  | Y | Commercial CHP | 5 | T | DFO
Natural Gas Fired Combustion Turbine.NG | natural gas peaker | TRUE | 12745 | Modesto Irrigation District | 56135 | Ripon Generation Station | CA | San Joaquin | 1 | Natural Gas Fired Combustion Turbine | GT |  | S | 60.5 | 0.85 | 50 | 50 | 20 | N |  |  | N | Electric Utility | 1 | X | NG
Natural Gas Fired Combustion Turbine.NG | natural gas peaker | TRUE | 12745 | Modesto Irrigation District | 56135 | Ripon Generation Station | CA | San Joaquin | 2 | Natural Gas Fired Combustion Turbine | GT |  | S | 60.5 | 0.85 | 50 | 50 | 20 | N |  |  | N | Electric Utility | 1 | X | NG
Petroleum Liquids.DFO | petroleum | FALSE | 64814 | Anderson Erickson Dairy | 56138 | Anderson Erickson | IA | Polk | 1 | Petroleum Liquids | IC |  | S | 2 | 0.8 | 2 | 2 | 2 | N |  |  | N | Industrial Non-CHP | 6 | X | DFO
All Other.OTH | other | FALSE | 29925 | Enterprise Products Optg LP | 56139 | Neptune Gas Processing Plant | LA | St Mary | NPCG | All Other | OT |  | S | 4.5 | 1 | 3.1 | 3.5 | 1.6 | N |  |  | Y | Industrial CHP | 7 | B | OTH
Natural Gas Fired Combustion Turbine.NG | natural gas peaker | TRUE | 49786 | Jamaica Bay Peaking Facility, LLC | 56141 | Jamaica Bay Peaking | NY | Queens | 2 | Natural Gas Fired Combustion Turbine | GT |  | S | 60.5 | 1 | 55.8 | 60.5 | 26 | N |  |  | N | IPP Non-CHP | 2 | X | NG | KER
Natural Gas Fired Combustion Turbine.NG | natural gas peaker | TRUE | 16088 | City of Riverside - (CA) | 56143 | Riverside Energy Resource Center | CA | Riverside | 1 | Natural Gas Fired Combustion Turbine | GT |  | S | 50 | 0.9 | 50 | 50 | 20 | N |  |  | N | Electric Utility | 1 | X | NG
Natural Gas Fired Combustion Turbine.NG | natural gas peaker | TRUE | 16088 | City of Riverside - (CA) | 56143 | Riverside Energy Resource Center | CA | Riverside | 2 | Natural Gas Fired Combustion Turbine | GT |  | S | 50 | 0.9 | 50 | 50 | 20 | N |  |  | N | Electric Utility | 1 | X | NG
Natural Gas Fired Combustion Turbine.NG | natural gas peaker | TRUE | 16088 | City of Riverside - (CA) | 56143 | Riverside Energy Resource Center | CA | Riverside | 3 | Natural Gas Fired Combustion Turbine | GT |  | S | 48 | 0.9 | 48 | 48 | 20 | N |  |  | N | Electric Utility | 1 | X | NG
Natural Gas Fired Combustion Turbine.NG | natural gas peaker | TRUE | 16088 | City of Riverside - (CA) | 56143 | Riverside Energy Resource Center | CA | Riverside | 4 | Natural Gas Fired Combustion Turbine | GT |  | S | 48 | 0.9 | 48 | 48 | 20 | N |  |  | N | Electric Utility | 1 | X | NG
Natural Gas Fired Combustion Turbine.NG | natural gas peaker | TRUE | 16088 | City of Riverside - (CA) | 56144 | Springs Generating Station | CA | Riverside | 1 | Natural Gas Fired Combustion Turbine | GT |  | S | 10 | 0.8 | 10 | 10 | 8 | N |  |  | N | Electric Utility | 1 | X | NG
Natural Gas Fired Combustion Turbine.NG | natural gas peaker | TRUE | 16088 | City of Riverside - (CA) | 56144 | Springs Generating Station | CA | Riverside | 2 | Natural Gas Fired Combustion Turbine | GT |  | S | 10 | 0.8 | 10 | 10 | 8 | N |  |  | N | Electric Utility | 1 | X | NG
Natural Gas Fired Combustion Turbine.NG | natural gas peaker | TRUE | 16088 | City of Riverside - (CA) | 56144 | Springs Generating Station | CA | Riverside | 3 | Natural Gas Fired Combustion Turbine | GT |  | S | 10 | 0.8 | 10 | 10 | 8 | N |  |  | N | Electric Utility | 1 | X | NG
Natural Gas Fired Combustion Turbine.NG | natural gas peaker | TRUE | 16088 | City of Riverside - (CA) | 56144 | Springs Generating Station | CA | Riverside | 4 | Natural Gas Fired Combustion Turbine | GT |  | S | 10 | 0.8 | 10 | 10 | 8 | N |  |  | N | Electric Utility | 1 | X | NG
Petroleum Liquids.DFO | petroleum | TRUE | 219 | Alaska Power and Telephone Co | 56146 | False Island | AK | Prince of Wales Ketchikan | 1 | Petroleum Liquids | IC |  | S | 1.3 | 0.8 | 1.3 | 1.3 | 0.5 | N |  |  | N | Electric Utility | 1 | X | DFO
Petroleum Liquids.DFO | petroleum | TRUE | 219 | Alaska Power and Telephone Co | 56147 | Viking | AK | Prince of Wales Ketchikan | 1 | Petroleum Liquids | IC |  | S | 1 | 0.8 | 1 | 1 | 0.4 | N |  |  | N | Electric Utility | 1 | X | DFO
Petroleum Liquids.DFO | petroleum | TRUE | 6615 | City of Fort Pierre - (SD) | 56148 | Ft. Pierre | SD | Stanley | 5 | Petroleum Liquids | IC |  | S | 2 | 0.8 | 2 | 2 | 1.5 | N |  |  | N | Electric Utility | 1 | X | DFO
Petroleum Liquids.DFO | petroleum | TRUE | 6615 | City of Fort Pierre - (SD) | 56148 | Ft. Pierre | SD | Stanley | 6 | Petroleum Liquids | IC |  | S | 2 | 0.8 | 2 | 2 | 1.5 | N |  |  | N | Electric Utility | 1 | X | DFO
Petroleum Liquids.DFO | petroleum | TRUE | 6615 | City of Fort Pierre - (SD) | 56148 | Ft. Pierre | SD | Stanley | 7 | Petroleum Liquids | IC |  | S | 2 | 0.8 | 2 | 2 | 1.5 | N |  |  | N | Electric Utility | 1 | X | DFO
Natural Gas Fired Combined Cycle.NG | natural gas combined cycle | TRUE | 7140 | Georgia Power Co | 56150 | McIntosh Combined Cycle Facility | GA | Effingham | 10ST | Natural Gas Fired Combined Cycle | CA | G110 | S | 281.9 | 0.9 | 295 | 295 | 130 | N |  |  | N | Electric Utility | 1 | X | NG
Natural Gas Fired Combined Cycle.NG | natural gas combined cycle | TRUE | 7140 | Georgia Power Co | 56150 | McIntosh Combined Cycle Facility | GA | Effingham | 11ST | Natural Gas Fired Combined Cycle | CA | G111 | S | 281.9 | 0.9 | 295 | 295 | 130 | N |  |  | N | Electric Utility | 1 | X | NG
Natural Gas Fired Combined Cycle.NG | natural gas combined cycle | TRUE | 7140 | Georgia Power Co | 56150 | McIntosh Combined Cycle Facility | GA | Effingham | C10A | Natural Gas Fired Combined Cycle | CT | G110 | S | 203.2 | 0.85 | 181.8 | 192.6 | 125 | N |  |  | N | Electric Utility | 1 | X | NG | DFO
Natural Gas Fired Combined Cycle.NG | natural gas combined cycle | TRUE | 7140 | Georgia Power Co | 56150 | McIntosh Combined Cycle Facility | GA | Effingham | C10B | Natural Gas Fired Combined Cycle | CT | G110 | S | 203.2 | 0.85 | 181.8 | 192.6 | 125 | N |  |  | N | Electric Utility | 1 | X | NG | DFO
Natural Gas Fired Combined Cycle.NG | natural gas combined cycle | TRUE | 7140 | Georgia Power Co | 56150 | McIntosh Combined Cycle Facility | GA | Effingham | C11A | Natural Gas Fired Combined Cycle | CT | G111 | S | 203.2 | 0.85 | 181 | 192.3 | 125 | N |  |  | N | Electric Utility | 1 | X | NG | DFO
Natural Gas Fired Combined Cycle.NG | natural gas combined cycle | TRUE | 7140 | Georgia Power Co | 56150 | McIntosh Combined Cycle Facility | GA | Effingham | C11B | Natural Gas Fired Combined Cycle | CT | G111 | S | 203.2 | 0.85 | 181 | 192.3 | 125 | N |  |  | N | Electric Utility | 1 | X | NG | DFO
Natural Gas Fired Combustion Turbine.NG | natural gas peaker | TRUE | 56211 | Evergy Missouri West | 56151 | South Harper | MO | Cass | GT1 | Natural Gas Fired Combustion Turbine | GT |  | S | 117 | 0.85 | 104.6 | 104.6 | 80 | N |  |  | N | Electric Utility | 1 | X | NG
Natural Gas Fired Combustion Turbine.NG | natural gas peaker | TRUE | 56211 | Evergy Missouri West | 56151 | South Harper | MO | Cass | GT2 | Natural Gas Fired Combustion Turbine | GT |  | S | 117 | 0.85 | 104.6 | 104.6 | 80 | N |  |  | N | Electric Utility | 1 | X | NG
Natural Gas Fired Combustion Turbine.NG | natural gas peaker | TRUE | 56211 | Evergy Missouri West | 56151 | South Harper | MO | Cass | GT3 | Natural Gas Fired Combustion Turbine | GT |  | S | 117 | 0.85 | 103.6 | 103.6 | 80 | N |  |  | N | Electric Utility | 1 | X | NG
Natural Gas Fired Combined Cycle.NG | natural gas combined cycle | FALSE | 5338 | Dow Chemical Co | 56152 | Freeport Energy Center | TX | Brazoria | CTG1 | Natural Gas Fired Combined Cycle | CT | PLTB | W | 180 | 0.85 | 169.4 | 188.7 | 110 | N |  |  | Y | Industrial CHP | 7 | T | NG
Natural Gas Fired Combined Cycle.NG | natural gas combined cycle | FALSE | 5338 | Dow Chemical Co | 56152 | Freeport Energy Center | TX | Brazoria | STG1 | Natural Gas Fired Combined Cycle | CA | PLTB | W | 80 | 0.85 | 50 | 70 | 4 | N |  |  | Y | Industrial CHP | 7 | T | NG
Onshore Wind Turbine.WND | onshore wind | TRUE | 50123 | Leeward Asset Management, LLC | 56160 | Mendota Hills, LLC | IL | Lee | GEN1 | Onshore Wind Turbine | WT |  | S | 76.2 |  | 76.2 | 76.2 | 0.1 | N |  |  | N | IPP Non-CHP | 2 | X | WND
Onshore Wind Turbine.WND | onshore wind | TRUE | 13337 | Nebraska Public Power District | 56162 | Ainsworth Wind | NE | Brown | 1 | Onshore Wind Turbine | WT |  | S | 59.4 |  | 59.4 | 59.4 | 0 | N |  |  | N | Electric Utility | 1 | X | WND
Natural Gas Fired Combustion Turbine.NG | natural gas peaker | FALSE | 49805 | Kennecott Utah Copper | 56163 | Kennecott Power Plant | UT | Salt Lake | RCHP | Natural Gas Fired Combustion Turbine | GT |  | S | 6.4 | 0.8 | 5.9 | 6.4 | 0.3 | N |  |  | Y | Industrial CHP | 7 | T | NG
All Other.WH | other | FALSE | 49805 | Kennecott Utah Copper | 56163 | Kennecott Power Plant | UT | Salt Lake | SM58 | All Other | ST |  | S | 31.8 | 0.85 | 31.8 | 31.8 | 3.1 | N |  |  | N | Industrial CHP | 7 | X | WH
Natural Gas Fired Combined Cycle.NG | natural gas combined cycle | TRUE | 12667 | Minnesota Municipal Power Agny | 56164 | Faribault Energy Park | MN | Rice | EU01 | Natural Gas Fired Combined Cycle | CT | G861 | S | 212.5 | 0.85 | 153 | 182 | 110 | N |  |  | N | Electric Utility | 1 | X | NG | DFO
Natural Gas Fired Combined Cycle.NG | natural gas combined cycle | TRUE | 12667 | Minnesota Municipal Power Agny | 56164 | Faribault Energy Park | MN | Rice | HRSG | Natural Gas Fired Combined Cycle | CA | G861 | S | 122 | 0.85 | 108 | 108 | 70 | N |  |  | N | Electric Utility | 1 | X | NG | DFO
Natural Gas Fired Combustion Turbine.NG | natural gas peaker | TRUE | 20856 | Wisconsin Power & Light Co | 56166 | Sheboygan Falls | WI | Sheboygan | 1 | Natural Gas Fired Combustion Turbine | GT |  | W | 173.4 | 0.85 | 151.9 | 172.6 | 100 | N |  |  | N | Electric Utility | 1 | X | NG
Natural Gas Fired Combustion Turbine.NG | natural gas peaker | TRUE | 20856 | Wisconsin Power & Light Co | 56166 | Sheboygan Falls | WI | Sheboygan | 2 | Natural Gas Fired Combustion Turbine | GT |  | W | 173.4 | 0.85 | 149.2 | 169.5 | 100 | N |  |  | N | Electric Utility | 1 | X | NG
Onshore Wind Turbine.WND | onshore wind | TRUE | 15399 | Avangrid Renewables LLC | 56172 | Flying Cloud Power Partners LLC | IA | Dickinson | FC | Onshore Wind Turbine | WT |  | S | 43.5 |  | 43.5 | 43.5 | 0 | N |  |  | N | IPP Non-CHP | 2 | X | WND
Onshore Wind Turbine.WND | onshore wind | TRUE | 15399 | Avangrid Renewables LLC | 56173 | Colorado Green Holdings LLC | CO | Prowers | CG | Onshore Wind Turbine | WT |  | S | 162 |  | 162 | 162 | 0 | N |  |  | N | IPP Non-CHP | 2 | X | WND
Onshore Wind Turbine.WND | onshore wind | TRUE | 15399 | Avangrid Renewables LLC | 56174 | Moraine Wind LLC | MN | Pipestone | MOR | Onshore Wind Turbine | WT |  | S | 51 |  | 51 | 51 | 0 | N |  |  | N | IPP Non-CHP | 2 | X | WND
Natural Gas Fired Combined Cycle.NG | natural gas combined cycle | TRUE | 40575 | Utah Associated Mun Power Sys | 56177 | Nebo Power Station | UT | Utah | GT1 | Natural Gas Fired Combined Cycle | CT | CC1 | S | 65 | 0.85 | 65 | 65 | 5 | N |  |  | N | Electric Utility | 1 | X | NG
Natural Gas Fired Combined Cycle.NG | natural gas combined cycle | TRUE | 40575 | Utah Associated Mun Power Sys | 56177 | Nebo Power Station | UT | Utah | ST1 | Natural Gas Fired Combined Cycle | CA | CC1 | S | 75 | 0.85 | 65 | 75 | 5 | N |  |  | N | Electric Utility | 1 | X | NG
Petroleum Liquids.DFO | petroleum | TRUE | 7100 | Village of Genoa - (OH) | 56181 | Genoa Diesel Generating Station | OH | Ottawa | 1 | Petroleum Liquids | IC |  | S | 2 | 0.8 | 2 | 2 | 2 | N |  |  | N | Electric Utility | 1 | X | DFO
Petroleum Liquids.DFO | petroleum | TRUE | 7100 | Village of Genoa - (OH) | 56181 | Genoa Diesel Generating Station | OH | Ottawa | 2 | Petroleum Liquids | IC |  | S | 2 | 0.8 | 2 | 2 | 2 | N |  |  | N | Electric Utility | 1 | X | DFO
Petroleum Liquids.DFO | petroleum | TRUE | 7100 | Village of Genoa - (OH) | 56181 | Genoa Diesel Generating Station | OH | Ottawa | 3 | Petroleum Liquids | IC |  | S | 2 | 0.8 | 2 | 2 | 2 | N |  |  | N | Electric Utility | 1 | X | DFO
Natural Gas Internal Combustion Engine.NG | natural gas peaker | TRUE | 55784 | California Power Holdings LLC | 56184 | Red Bluff | CA | Tehama | IC1 | Natural Gas Internal Combustion Engine | IC |  | S | 2.9 | 0.8 | 2.8 | 2.8 | 1.2 | N |  |  | N | IPP Non-CHP | 2 | X | NG
Natural Gas Internal Combustion Engine.NG | natural gas peaker | TRUE | 55784 | California Power Holdings LLC | 56184 | Red Bluff | CA | Tehama | IC10 | Natural Gas Internal Combustion Engine | IC |  | S | 2.9 | 0.8 | 2.8 | 2.8 | 1.2 | N |  |  | N | IPP Non-CHP | 2 | X | NG
Natural Gas Internal Combustion Engine.NG | natural gas peaker | TRUE | 55784 | California Power Holdings LLC | 56184 | Red Bluff | CA | Tehama | IC11 | Natural Gas Internal Combustion Engine | IC |  | S | 2.9 | 0.8 | 2.8 | 2.8 | 1.2 | N |  |  | N | IPP Non-CHP | 2 | X | NG
Natural Gas Internal Combustion Engine.NG | natural gas peaker | TRUE | 55784 | California Power Holdings LLC | 56184 | Red Bluff | CA | Tehama | IC12 | Natural Gas Internal Combustion Engine | IC |  | S | 2.9 | 0.8 | 2.8 | 2.8 | 1.2 | N |  |  | N | IPP Non-CHP | 2 | X | NG
Natural Gas Internal Combustion Engine.NG | natural gas peaker | TRUE | 55784 | California Power Holdings LLC | 56184 | Red Bluff | CA | Tehama | IC13 | Natural Gas Internal Combustion Engine | IC |  | S | 2.9 | 0.8 | 2.8 | 2.8 | 1.2 | N |  |  | N | IPP Non-CHP | 2 | X | NG
Natural Gas Internal Combustion Engine.NG | natural gas peaker | TRUE | 55784 | California Power Holdings LLC | 56184 | Red Bluff | CA | Tehama | IC14 | Natural Gas Internal Combustion Engine | IC |  | S | 2.9 | 0.8 | 2.8 | 2.8 | 1.2 | N |  |  | N | IPP Non-CHP | 2 | X | NG
Natural Gas Internal Combustion Engine.NG | natural gas peaker | TRUE | 55784 | California Power Holdings LLC | 56184 | Red Bluff | CA | Tehama | IC15 | Natural Gas Internal Combustion Engine | IC |  | S | 2.9 | 0.8 | 2.8 | 2.8 | 1.2 | N |  |  | N | IPP Non-CHP | 2 | X | NG
Natural Gas Internal Combustion Engine.NG | natural gas peaker | TRUE | 55784 | California Power Holdings LLC | 56184 | Red Bluff | CA | Tehama | IC16 | Natural Gas Internal Combustion Engine | IC |  | S | 2.9 | 0.8 | 2.8 | 2.8 | 1.2 | N |  |  | N | IPP Non-CHP | 2 | X | NG
Natural Gas Internal Combustion Engine.NG | natural gas peaker | TRUE | 55784 | California Power Holdings LLC | 56184 | Red Bluff | CA | Tehama | IC2 | Natural Gas Internal Combustion Engine | IC |  | S | 2.9 | 0.8 | 2.8 | 2.8 | 1.2 | N |  |  | N | IPP Non-CHP | 2 | X | NG
Natural Gas Internal Combustion Engine.NG | natural gas peaker | TRUE | 55784 | California Power Holdings LLC | 56184 | Red Bluff | CA | Tehama | IC3 | Natural Gas Internal Combustion Engine | IC |  | S | 2.9 | 0.8 | 2.8 | 2.8 | 1.2 | N |  |  | N | IPP Non-CHP | 2 | X | NG
Natural Gas Internal Combustion Engine.NG | natural gas peaker | TRUE | 55784 | California Power Holdings LLC | 56184 | Red Bluff | CA | Tehama | IC4 | Natural Gas Internal Combustion Engine | IC |  | S | 2.9 | 0.8 | 2.8 | 2.8 | 1.2 | N |  |  | N | IPP Non-CHP | 2 | X | NG
Natural Gas Internal Combustion Engine.NG | natural gas peaker | TRUE | 55784 | California Power Holdings LLC | 56184 | Red Bluff | CA | Tehama | IC5 | Natural Gas Internal Combustion Engine | IC |  | S | 2.9 | 0.8 | 2.8 | 2.8 | 1.2 | N |  |  | N | IPP Non-CHP | 2 | X | NG
Natural Gas Internal Combustion Engine.NG | natural gas peaker | TRUE | 55784 | California Power Holdings LLC | 56184 | Red Bluff | CA | Tehama | IC6 | Natural Gas Internal Combustion Engine | IC |  | S | 2.9 | 0.8 | 2.8 | 2.8 | 1.2 | N |  |  | N | IPP Non-CHP | 2 | X | NG
Natural Gas Internal Combustion Engine.NG | natural gas peaker | TRUE | 55784 | California Power Holdings LLC | 56184 | Red Bluff | CA | Tehama | IC7 | Natural Gas Internal Combustion Engine | IC |  | S | 2.9 | 0.8 | 2.8 | 2.8 | 1.2 | N |  |  | N | IPP Non-CHP | 2 | X | NG
Natural Gas Internal Combustion Engine.NG | natural gas peaker | TRUE | 55784 | California Power Holdings LLC | 56184 | Red Bluff | CA | Tehama | IC8 | Natural Gas Internal Combustion Engine | IC |  | S | 2.9 | 0.8 | 2.8 | 2.8 | 1.2 | N |  |  | N | IPP Non-CHP | 2 | X | NG
Natural Gas Internal Combustion Engine.NG | natural gas peaker | TRUE | 55784 | California Power Holdings LLC | 56184 | Red Bluff | CA | Tehama | IC9 | Natural Gas Internal Combustion Engine | IC |  | S | 2.9 | 0.8 | 2.8 | 2.8 | 1.2 | N |  |  | N | IPP Non-CHP | 2 | X | NG
Natural Gas Internal Combustion Engine.NG | natural gas peaker | TRUE | 55784 | California Power Holdings LLC | 56185 | Chowchilla II | CA | Madera | IC1 | Natural Gas Internal Combustion Engine | IC |  | S | 3.1 | 0.8 | 3.1 | 3.1 | 2.1 | N |  |  | N | IPP Non-CHP | 2 | X | NG
Natural Gas Internal Combustion Engine.NG | natural gas peaker | TRUE | 55784 | California Power Holdings LLC | 56185 | Chowchilla II | CA | Madera | IC10 | Natural Gas Internal Combustion Engine | IC |  | S | 3.1 | 0.8 | 3.1 | 3.1 | 2.1 | N |  |  | N | IPP Non-CHP | 2 | X | NG
Natural Gas Internal Combustion Engine.NG | natural gas peaker | TRUE | 55784 | California Power Holdings LLC | 56185 | Chowchilla II | CA | Madera | IC11 | Natural Gas Internal Combustion Engine | IC |  | S | 3.1 | 0.8 | 3.1 | 3.1 | 2.1 | N |  |  | N | IPP Non-CHP | 2 | X | NG
Natural Gas Internal Combustion Engine.NG | natural gas peaker | TRUE | 55784 | California Power Holdings LLC | 56185 | Chowchilla II | CA | Madera | IC12 | Natural Gas Internal Combustion Engine | IC |  | S | 3.1 | 0.8 | 3.1 | 3.1 | 2.1 | N |  |  | N | IPP Non-CHP | 2 | X | NG
Natural Gas Internal Combustion Engine.NG | natural gas peaker | TRUE | 55784 | California Power Holdings LLC | 56185 | Chowchilla II | CA | Madera | IC13 | Natural Gas Internal Combustion Engine | IC |  | S | 3.1 | 0.8 | 3.1 | 3.1 | 2.1 | N |  |  | N | IPP Non-CHP | 2 | X | NG
Natural Gas Internal Combustion Engine.NG | natural gas peaker | TRUE | 55784 | California Power Holdings LLC | 56185 | Chowchilla II | CA | Madera | IC14 | Natural Gas Internal Combustion Engine | IC |  | S | 3.1 | 0.8 | 3.1 | 3.1 | 2.1 | N |  |  | N | IPP Non-CHP | 2 | X | NG
Natural Gas Internal Combustion Engine.NG | natural gas peaker | TRUE | 55784 | California Power Holdings LLC | 56185 | Chowchilla II | CA | Madera | IC15 | Natural Gas Internal Combustion Engine | IC |  | S | 3.1 | 0.8 | 3.1 | 3.1 | 2.1 | N |  |  | N | IPP Non-CHP | 2 | X | NG
Natural Gas Internal Combustion Engine.NG | natural gas peaker | TRUE | 55784 | California Power Holdings LLC | 56185 | Chowchilla II | CA | Madera | IC16 | Natural Gas Internal Combustion Engine | IC |  | S | 3.1 | 0.8 | 3.1 | 3.1 | 2.1 | N |  |  | N | IPP Non-CHP | 2 | X | NG
Natural Gas Internal Combustion Engine.NG | natural gas peaker | TRUE | 55784 | California Power Holdings LLC | 56185 | Chowchilla II | CA | Madera | IC2 | Natural Gas Internal Combustion Engine | IC |  | S | 3.1 | 0.8 | 3.1 | 3.1 | 2.1 | N |  |  | N | IPP Non-CHP | 2 | X | NG
Natural Gas Internal Combustion Engine.NG | natural gas peaker | TRUE | 55784 | California Power Holdings LLC | 56185 | Chowchilla II | CA | Madera | IC3 | Natural Gas Internal Combustion Engine | IC |  | S | 3.1 | 0.8 | 3.1 | 3.1 | 2.1 | N |  |  | N | IPP Non-CHP | 2 | X | NG
Natural Gas Internal Combustion Engine.NG | natural gas peaker | TRUE | 55784 | California Power Holdings LLC | 56185 | Chowchilla II | CA | Madera | IC4 | Natural Gas Internal Combustion Engine | IC |  | S | 3.1 | 0.8 | 3.1 | 3.1 | 2.1 | N |  |  | N | IPP Non-CHP | 2 | X | NG
Natural Gas Internal Combustion Engine.NG | natural gas peaker | TRUE | 55784 | California Power Holdings LLC | 56185 | Chowchilla II | CA | Madera | IC5 | Natural Gas Internal Combustion Engine | IC |  | S | 3.1 | 0.8 | 3.1 | 3.1 | 2.1 | N |  |  | N | IPP Non-CHP | 2 | X | NG
Natural Gas Internal Combustion Engine.NG | natural gas peaker | TRUE | 55784 | California Power Holdings LLC | 56185 | Chowchilla II | CA | Madera | IC6 | Natural Gas Internal Combustion Engine | IC |  | S | 3.1 | 0.8 | 3.1 | 3.1 | 2.1 | N |  |  | N | IPP Non-CHP | 2 | X | NG
Natural Gas Internal Combustion Engine.NG | natural gas peaker | TRUE | 55784 | California Power Holdings LLC | 56185 | Chowchilla II | CA | Madera | IC7 | Natural Gas Internal Combustion Engine | IC |  | S | 3.1 | 0.8 | 3.1 | 3.1 | 2.1 | N |  |  | N | IPP Non-CHP | 2 | X | NG
Natural Gas Internal Combustion Engine.NG | natural gas peaker | TRUE | 55784 | California Power Holdings LLC | 56185 | Chowchilla II | CA | Madera | IC8 | Natural Gas Internal Combustion Engine | IC |  | S | 3.1 | 0.8 | 3.1 | 3.1 | 2.1 | N |  |  | N | IPP Non-CHP | 2 | X | NG
Natural Gas Internal Combustion Engine.NG | natural gas peaker | TRUE | 55784 | California Power Holdings LLC | 56185 | Chowchilla II | CA | Madera | IC9 | Natural Gas Internal Combustion Engine | IC |  | S | 3.1 | 0.8 | 3.1 | 3.1 | 2.1 | N |  |  | N | IPP Non-CHP | 2 | X | NG
Natural Gas Fired Combined Cycle.NG | natural gas combined cycle | TRUE | 49837 | Pinelawn Power LLC | 56188 | Pinelawn Power LLC | NY | Suffolk | CTG | Natural Gas Fired Combined Cycle | CT | CC1 | W | 50 | 0.8 | 47 | 47 | 40 | N |  |  | N | IPP Non-CHP | 2 | X | NG | KER
Natural Gas Fired Combined Cycle.NG | natural gas combined cycle | TRUE | 49837 | Pinelawn Power LLC | 56188 | Pinelawn Power LLC | NY | Suffolk | STG | Natural Gas Fired Combined Cycle | CA | CC1 | W | 32 | 0.8 | 27.5 | 30.1 | 5 | N |  |  | N | IPP Non-CHP | 2 | X | NG
Petroleum Liquids.DFO | petroleum | TRUE | 49840 | Waterside Power, LLC | 56189 | Waterside Power, LLC | CT | Fairfield | 4 | Petroleum Liquids | GT |  | W | 23.2 | 0.85 | 23.3 | 23.9 | 15 | N |  |  | N | IPP Non-CHP | 2 | X | DFO
Petroleum Liquids.DFO | petroleum | TRUE | 49840 | Waterside Power, LLC | 56189 | Waterside Power, LLC | CT | Fairfield | 5 | Petroleum Liquids | GT |  | W | 23.2 | 0.85 | 23.3 | 23.9 | 15 | N |  |  | N | IPP Non-CHP | 2 | X | DFO
Petroleum Liquids.DFO | petroleum | TRUE | 49840 | Waterside Power, LLC | 56189 | Waterside Power, LLC | CT | Fairfield | 7 | Petroleum Liquids | GT |  | W | 23.2 | 0.85 | 23.3 | 23.9 | 15 | N |  |  | N | IPP Non-CHP | 2 | X | DFO
Natural Gas Fired Combustion Turbine.NG | natural gas peaker | FALSE | 3304 | Central Michigan University | 56190 | Central Michigan University | MI | Isabella | GT1 | Natural Gas Fired Combustion Turbine | GT |  | S | 3.8 | 0.92 | 3.2 | 3.9 | 0.5 | N |  |  | Y | Commercial CHP | 5 | T | NG | DFO
Natural Gas Steam Turbine.NG | natural gas steam turbine | FALSE | 3304 | Central Michigan University | 56190 | Central Michigan University | MI | Isabella | STM1 | Natural Gas Steam Turbine | ST |  | S | 1 | 0.85 | 1 | 1 | 0.2 | N |  |  | Y | Commercial CHP | 5 | T | NG | WDS
Wood/Wood Waste Biomass.BLQ | biomass | TRUE | 49842 | Georgia-Pacific Consumer Operations LLC-Wauna | 56192 | Georgia-Pacific Wauna Mill | OR | Clatsop | 1 | Wood/Wood Waste Biomass | ST |  | S | 39.8 | 0.85 | 24 | 26 | 4 | Y |  |  | Y | Industrial CHP | 7 | T | BLQ | NG | OBS
Wood/Wood Waste Biomass.WDS | biomass | TRUE | 50082 | Boise Cascade Wood Products LLC | 56193 | Medford Operation | OR | Jackson | 1 | Wood/Wood Waste Biomass | ST |  | S | 3.5 | 0.8 | 3.1 | 3.1 | 1 | N |  |  | Y | Industrial CHP | 7 | B | WDS
Wood/Wood Waste Biomass.WDS | biomass | TRUE | 50082 | Boise Cascade Wood Products LLC | 56193 | Medford Operation | OR | Jackson | 2 | Wood/Wood Waste Biomass | ST |  | S | 5 | 0.8 | 4.4 | 4.4 | 1 | N |  |  | Y | Industrial CHP | 7 | B | WDS
Petroleum Liquids.DFO | petroleum | TRUE | 5155 | City of Dike | 56194 | Dike City Power Plant | IA | Grundy | 001 | Petroleum Liquids | IC |  | S | 2.2 | 0.8 | 2 | 2 | 2 | N |  |  | N | Electric Utility | 1 | X | DFO
Onshore Wind Turbine.WND | onshore wind | TRUE | 49844 | Eurus Combine Hills I LLC | 56195 | Combine Hills I | OR | Umatilla | 001 | Onshore Wind Turbine | WT |  | S | 43 |  | 43 | 43 | 1 | N |  |  | N | IPP Non-CHP | 2 | X | WND
Natural Gas Fired Combined Cycle.NG | natural gas combined cycle | TRUE | 15296 | New York Power Authority | 56196 | 500MW CC | NY | Queens | CA01 | Natural Gas Fired Combined Cycle | CA | CC1 | S | 188 | 1 | 168.7 | 195.6 | 53 | N |  |  | N | Electric Utility | 1 | X | NG
Natural Gas Fired Combined Cycle.NG | natural gas combined cycle | TRUE | 15296 | New York Power Authority | 56196 | 500MW CC | NY | Queens | CT01 | Natural Gas Fired Combined Cycle | CT | CC1 | S | 170 | 1 | 153.3 | 192.7 | 75 | N |  |  | N | Electric Utility | 1 | X | NG | DFO
Natural Gas Fired Combined Cycle.NG | natural gas combined cycle | TRUE | 15296 | New York Power Authority | 56196 | 500MW CC | NY | Queens | CT02 | Natural Gas Fired Combined Cycle | CT | CC1 | S | 170 | 1 | 153.3 | 192.7 | 75 | N |  |  | N | Electric Utility | 1 | X | NG | DFO
Onshore Wind Turbine.WND | onshore wind | TRUE | 61141 | TG Windfarm LLC | 56199 | TG Windfarm LLC | MN | Pipestone | 1 | Onshore Wind Turbine | WT |  | W | 2 |  | 2 | 2 | 1 | N |  |  | N | IPP Non-CHP | 2 | X | WND
Onshore Wind Turbine.WND | onshore wind | TRUE | 61140 | CG Windfarm LLC | 56200 | CG Windfarm LLC | MN | Pipestone | I | Onshore Wind Turbine | WT |  | W | 2 |  | 2 | 2 | 1 | N |  |  | N | IPP Non-CHP | 2 | X | WND
Onshore Wind Turbine.WND | onshore wind | TRUE | 61139 | Bisson Windfarm LLC | 56201 | Bisson Windfarm LLC | MN | Pipestone | I | Onshore Wind Turbine | WT |  | W | 2 |  | 2 | 2 | 1 | N |  |  | N | IPP Non-CHP | 2 | X | WND
Onshore Wind Turbine.WND | onshore wind | TRUE | 49867 | Tofteland Windfarm LLC | 56202 | Tofteland Windfarm LLC | MN | Pipestone | I | Onshore Wind Turbine | WT |  | S | 2 |  | 2 | 2 | 0 | N |  |  | N | IPP Non-CHP | 2 | X | WND
Onshore Wind Turbine.WND | onshore wind | TRUE | 61142 | Westridge Windfarm LLC | 56203 | Westridge Windfarm LLC | MN | Pipestone | 1 | Onshore Wind Turbine | WT |  | W | 2 |  | 2 | 2 | 1 | N |  |  | N | IPP Non-CHP | 2 | X | WND
Onshore Wind Turbine.WND | onshore wind | TRUE | 49869 | Fey Windfarm LLC | 56204 | Fey Windfarm LLC | MN | Pipestone | 1 | Onshore Wind Turbine | WT |  | S | 2 |  | 2 | 2 | 0 | N |  |  | N | IPP Non-CHP | 2 | X | WND
Onshore Wind Turbine.WND | onshore wind | TRUE | 49870 | Windcurrent Farms LLC | 56205 | Windcurrent Farms LLC | MN | Pipestone | 1 | Onshore Wind Turbine | WT |  | S | 2 |  | 2 | 2 | 0 | N |  |  | N | IPP Non-CHP | 2 | X | WND
Onshore Wind Turbine.WND | onshore wind | TRUE | 61120 | K-brink Windfarm, LLC | 56206 | K-Brink Windfarm LLC | MN | Pipestone | 1 | Onshore Wind Turbine | WT |  | S | 2 |  | 2 | 2 | 1 | N |  |  | N | IPP Non-CHP | 2 | X | WND
Onshore Wind Turbine.WND | onshore wind | TRUE | 56800 | Brewster | 56207 | DL Windy Acres LLC | MN | Jackson | 1 | Onshore Wind Turbine | WT |  | S | 2 |  | 2 | 2 | 0 | N |  |  | N | IPP Non-CHP | 2 | X | WND
Onshore Wind Turbine.WND | onshore wind | TRUE | 56800 | Brewster | 56208 | S&P Windfarm LLC | MN | Jackson | 1 | Onshore Wind Turbine | WT |  | S | 2 |  | 2 | 2 | 0 | N |  |  | N | IPP Non-CHP | 2 | X | WND
Onshore Wind Turbine.WND | onshore wind | TRUE | 49874 | Boeve Windfarm LLC | 56209 | Boeve Windfarm LLC | MN | Pipestone | 1 | Onshore Wind Turbine | WT |  | S | 2 |  | 2 | 2 | 1 | N |  |  | N | IPP Non-CHP | 2 | X | WND
Onshore Wind Turbine.WND | onshore wind | TRUE | 56800 | Brewster | 56210 | B&K Energy Systems LLC | MN | Jackson | 1 | Onshore Wind Turbine | WT |  | S | 2 |  | 2 | 2 | 0 | N |  |  | N | IPP Non-CHP | 2 | X | WND
Onshore Wind Turbine.WND | onshore wind | TRUE | 50123 | Leeward Asset Management, LLC | 56211 | Sweetwater Wind 1 LLC | TX | Nolan | SW1 | Onshore Wind Turbine | WT |  | W | 37.5 |  | 37.5 | 37.5 | 0.1 | N |  |  | N | IPP Non-CHP | 2 | X | WND
Onshore Wind Turbine.WND | onshore wind | TRUE | 50123 | Leeward Asset Management, LLC | 56212 | Sweetwater Wind 2 LLC | TX | Nolan | SW2 | Onshore Wind Turbine | WT |  | W | 98.8 |  | 98.8 | 98.8 | 0 | N |  |  | N | IPP Non-CHP | 2 | X | WND
Onshore Wind Turbine.WND | onshore wind | TRUE | 57202 | E&E Enterprises LLC | 56215 | Allendorf | IA | Osceola | A1 | Onshore Wind Turbine | WT |  | S | 1.2 |  | 1.2 | 1.2 | 0.1 | N |  |  | N | IPP Non-CHP | 2 | X | WND
Onshore Wind Turbine.WND | onshore wind | TRUE | 57202 | E&E Enterprises LLC | 56215 | Allendorf | IA | Osceola | ET | Onshore Wind Turbine | WT |  | S | 2 |  | 1.8 | 2 | 0.1 | N |  |  | N | IPP Non-CHP | 2 | X | WND
Onshore Wind Turbine.WND | onshore wind | TRUE | 57202 | E&E Enterprises LLC | 56215 | Allendorf | IA | Osceola | ST | Onshore Wind Turbine | WT |  | S | 0.6 |  | 0.6 | 0.6 | 0.1 | N |  |  | N | IPP Non-CHP | 2 | X | WND
Onshore Wind Turbine.WND | onshore wind | TRUE | 57202 | E&E Enterprises LLC | 56215 | Allendorf | IA | Osceola | WT | Onshore Wind Turbine | WT |  | S | 2 |  | 2 | 2 | 0.1 | N |  |  | N | IPP Non-CHP | 2 | X | WND
Conventional Steam Coal.SUB | hard coal | TRUE | 49896 | Nevada Gold Energy, LLC | 56224 | TS Power Plant | NV | Eureka | 001 | Conventional Steam Coal | ST |  | S | 242 | 0.9 | 218.4 | 219.2 | 80 | N |  |  | N | IPP Non-CHP | 2 | X | SUB
Onshore Wind Turbine.WND | onshore wind | TRUE | 49903 | Aeolus Wind LLC | 56225 | Aeolus Wind Facility | TX | Hansford | V90 | Onshore Wind Turbine | WT |  | S | 3 |  | 3 | 3 | 0.9 | N |  |  | N | IPP Non-CHP | 2 | X | WND
Onshore Wind Turbine.WND | onshore wind | TRUE | 40577 | American Mun Power-Ohio, Inc | 56226 | Bowling Green Wind | OH | Wood | 1 | Onshore Wind Turbine | WT |  | W | 1.8 |  | 1.8 | 1.8 | 1.8 | N |  |  | N | Electric Utility | 1 | X | WND
Onshore Wind Turbine.WND | onshore wind | TRUE | 40577 | American Mun Power-Ohio, Inc | 56226 | Bowling Green Wind | OH | Wood | 2 | Onshore Wind Turbine | WT |  | W | 1.8 |  | 1.8 | 1.8 | 1.8 | N |  |  | N | Electric Utility | 1 | X | WND
Onshore Wind Turbine.WND | onshore wind | TRUE | 40577 | American Mun Power-Ohio, Inc | 56226 | Bowling Green Wind | OH | Wood | 3 | Onshore Wind Turbine | WT |  | W | 1.8 |  | 1.8 | 1.8 | 1.8 | N |  |  | N | Electric Utility | 1 | X | WND
Onshore Wind Turbine.WND | onshore wind | TRUE | 40577 | American Mun Power-Ohio, Inc | 56226 | Bowling Green Wind | OH | Wood | 4 | Onshore Wind Turbine | WT |  | W | 1.8 |  | 1.8 | 1.8 | 1.8 | N |  |  | N | Electric Utility | 1 | X | WND
Natural Gas Fired Combined Cycle.NG | natural gas combined cycle | TRUE | 15248 | Portland General Electric Co | 56227 | Port Westward | OR | Columbia | 1 | Natural Gas Fired Combined Cycle | CT | CCG1 | S | 312 | 0.9 | 256.2 | 267.9 | 135 | N |  |  | N | Electric Utility | 1 | X | NG
Natural Gas Fired Combined Cycle.NG | natural gas combined cycle | TRUE | 15248 | Portland General Electric Co | 56227 | Port Westward | OR | Columbia | 2 | Natural Gas Fired Combined Cycle | CA | CCG1 | S | 171 | 0.9 | 136 | 138.5 | 94.5 | N |  |  | N | Electric Utility | 1 | X | NG
Solar Photovoltaic.SUN | solar PV | TRUE | 803 | Arizona Public Service Co | 56228 | Prescott Airport | AZ | Yavapai | PV1 | Solar Photovoltaic | PV |  | S | 3 |  | 3 | 3 |  | N |  |  | N | Electric Utility | 1 | X | SUN
Natural Gas Fired Combined Cycle.NG | natural gas combined cycle | FALSE | 49913 | University of Arizona | 56229 | Cogeneration 1 | AZ | Pima | CT1 | Natural Gas Fired Combined Cycle | CS |  | S | 9 | 0.8 | 8.3 | 6.6 | 3.5 | N |  |  | Y | Commercial CHP | 5 | T | NG
Petroleum Liquids.DFO | petroleum | FALSE | 50109 | DeKalb Regional Health System | 56231 | Emory Hillandale Hospital | GA | DeKalb | 01 | Petroleum Liquids | IC |  | S | 0.8 | 0.8 | 0.7 | 0.7 | 0 | N |  |  | N | Commercial Non-CHP | 4 | X | DFO
Petroleum Liquids.DFO | petroleum | FALSE | 50109 | DeKalb Regional Health System | 56231 | Emory Hillandale Hospital | GA | DeKalb | 02 | Petroleum Liquids | IC |  | S | 0.8 | 0.8 | 0.7 | 0.7 | 0 | N |  |  | N | Commercial Non-CHP | 4 | X | DFO
Natural Gas Fired Combustion Turbine.NG | natural gas peaker | TRUE | 16609 | San Diego Gas & Electric Co | 56232 | Miramar Energy Facility | CA | San Diego | 1 | Natural Gas Fired Combustion Turbine | GT |  | S | 53 | 0.85 | 47 | 47 | 45 | N |  |  | N | Electric Utility | 1 | X | NG
Natural Gas Fired Combustion Turbine.NG | natural gas peaker | TRUE | 16609 | San Diego Gas & Electric Co | 56232 | Miramar Energy Facility | CA | San Diego | 2 | Natural Gas Fired Combustion Turbine | GT |  | S | 53 | 0.85 | 47 | 47 | 45 | N |  |  | N | Electric Utility | 1 | X | NG
Natural Gas Fired Combined Cycle.NG | natural gas combined cycle | FALSE | 49949 | Kinder Morgan Production Company LP | 56233 | EG178 Facility | TX | Scurry | CT02 | Natural Gas Fired Combined Cycle | CT | CC01 | S | 60.5 | 0.85 | 42 | 45 | 12 | N |  |  | N | Industrial Non-CHP | 6 | X | NG
Natural Gas Fired Combined Cycle.NG | natural gas combined cycle | FALSE | 49949 | Kinder Morgan Production Company LP | 56233 | EG178 Facility | TX | Scurry | CTG1 | Natural Gas Fired Combined Cycle | CT | CC01 | S | 60.5 | 0.85 | 42 | 45 | 12 | N |  |  | N | Industrial Non-CHP | 6 | X | NG
Natural Gas Fired Combined Cycle.NG | natural gas combined cycle | FALSE | 49949 | Kinder Morgan Production Company LP | 56233 | EG178 Facility | TX | Scurry | STG | Natural Gas Fired Combined Cycle | CA | CC01 | S | 32.9 | 0.85 | 16 | 16 | 4 | N |  |  | N | Industrial Non-CHP | 6 | X | NG
Natural Gas Fired Combined Cycle.NG | natural gas combined cycle | TRUE | 49950 | Caithness Long Island, LLC | 56234 | Caithness Long Island Energy Center | NY | Suffolk | CT01 | Natural Gas Fired Combined Cycle | CT | CC01 | S | 196.2 | 0.95 | 187.7 | 216 | 150 | N |  |  | N | IPP Non-CHP | 2 | X | NG | DFO
Natural Gas Fired Combined Cycle.NG | natural gas combined cycle | TRUE | 49950 | Caithness Long Island, LLC | 56234 | Caithness Long Island Energy Center | NY | Suffolk | ST01 | Natural Gas Fired Combined Cycle | CA | CC01 | S | 152.7 | 0.95 | 129.6 | 149.2 | 80 | N |  |  | N | IPP Non-CHP | 2 | X | NG
Natural Gas Fired Combined Cycle.NG | natural gas combined cycle | TRUE | 14354 | PacifiCorp | 56237 | Lake Side Power Plant | UT | Utah | CT01 | Natural Gas Fired Combined Cycle | CT | CC1 | S | 203 | 0.9 | 169 | 174 | 120 | N |  |  | N | Electric Utility | 1 | X | NG
Natural Gas Fired Combined Cycle.NG | natural gas combined cycle | TRUE | 14354 | PacifiCorp | 56237 | Lake Side Power Plant | UT | Utah | CT02 | Natural Gas Fired Combined Cycle | CT | CC1 | S | 203 | 0.9 | 169 | 174 | 120 | N |  |  | N | Electric Utility | 1 | X | NG
Natural Gas Fired Combined Cycle.NG | natural gas combined cycle | TRUE | 14354 | PacifiCorp | 56237 | Lake Side Power Plant | UT | Utah | CT21 | Natural Gas Fired Combined Cycle | CT | CC2 | S | 206 | 0.9 | 178 | 183.2 |  | N |  |  | N | Electric Utility | 1 | X | NG
Natural Gas Fired Combined Cycle.NG | natural gas combined cycle | TRUE | 14354 | PacifiCorp | 56237 | Lake Side Power Plant | UT | Utah | CT22 | Natural Gas Fired Combined Cycle | CT | CC2 | S | 206 | 0.9 | 178 | 183.2 |  | N |  |  | N | Electric Utility | 1 | X | NG
Natural Gas Fired Combined Cycle.NG | natural gas combined cycle | TRUE | 14354 | PacifiCorp | 56237 | Lake Side Power Plant | UT | Utah | ST01 | Natural Gas Fired Combined Cycle | CA | CC1 | S | 251 | 0.9 | 209 | 215 | 140 | N |  |  | N | Electric Utility | 1 | X | NG
Natural Gas Fired Combined Cycle.NG | natural gas combined cycle | TRUE | 14354 | PacifiCorp | 56237 | Lake Side Power Plant | UT | Utah | ST2 | Natural Gas Fired Combined Cycle | CA | CC2 | S | 316 | 0.9 | 273 | 281 |  | N |  |  | N | Electric Utility | 1 | X | NG
Natural Gas Fired Combustion Turbine.NG | natural gas peaker | TRUE | 1307 | Basin Electric Power Coop | 56238 | Groton Generation Station | SD | Brown | GT01 | Natural Gas Fired Combustion Turbine | GT |  | S | 108.2 | 0.85 | 85 | 95 | 46.1 | N |  |  | N | Electric Utility | 1 | X | NG
Natural Gas Fired Combustion Turbine.NG | natural gas peaker | TRUE | 1307 | Basin Electric Power Coop | 56238 | Groton Generation Station | SD | Brown | GT02 | Natural Gas Fired Combustion Turbine | GT |  | S | 108.2 | 0.85 | 85 | 93 | 46.1 | N |  |  | N | Electric Utility | 1 | X | NG
Natural Gas Fired Combustion Turbine.NG | natural gas peaker | TRUE | 59527 | CalPeak Power, LLC | 56239 | Malaga Power LLC | CA | Fresno | GT-1 | Natural Gas Fired Combustion Turbine | GT |  | W | 60.5 | 0.85 | 48 | 48 | 46 | N |  |  | N | IPP Non-CHP | 2 | X | NG
Natural Gas Fired Combustion Turbine.NG | natural gas peaker | TRUE | 59527 | CalPeak Power, LLC | 56239 | Malaga Power LLC | CA | Fresno | GT-2 | Natural Gas Fired Combustion Turbine | GT |  | W | 60.5 | 0.85 | 48 | 48 | 46 | N |  |  | N | IPP Non-CHP | 2 | X | NG
Onshore Wind Turbine.WND | onshore wind | TRUE | 61012 | AES Distributed Energy | 56240 | Buffalo Gap Wind Farm | TX | Taylor | 1 | Onshore Wind Turbine | WT |  | S | 120.6 |  | 120.6 | 120.6 | 0 | N |  |  | N | IPP Non-CHP | 2 | X | WND
Natural Gas Fired Combustion Turbine.NG | natural gas peaker | TRUE | 49893 | Invenergy Services LLC | 56241 | Cannon Falls Energy Center | MN | Goodhue | UNT1 | Natural Gas Fired Combustion Turbine | GT |  | S | 173.4 | 0.85 | 158 | 181 | 90 | N |  |  | N | IPP Non-CHP | 2 | X | NG | DFO
Natural Gas Fired Combustion Turbine.NG | natural gas peaker | TRUE | 49893 | Invenergy Services LLC | 56241 | Cannon Falls Energy Center | MN | Goodhue | UNT2 | Natural Gas Fired Combustion Turbine | GT |  | S | 173.4 | 0.85 | 158 | 181 | 90 | N |  |  | N | IPP Non-CHP | 2 | X | NG | DFO
Petroleum Liquids.DFO | petroleum | FALSE | 49991 | Kindred Public School | 56242 | Kindred School | ND | Cass | 1 | Petroleum Liquids | IC |  | S | 2 | 0.8 | 2 | 1.3 | 1 | N |  |  | N | Commercial Non-CHP | 4 | X | DFO
Petroleum Liquids.DFO | petroleum | FALSE | 64173 | SLB Milbank LLC | 56244 | State Auto Insurance | SD | Grant | 1 | Petroleum Liquids | IC |  | S | 1.7 | 0.8 | 1.7 | 1.7 | 1 | N |  |  | N | Commercial Non-CHP | 4 | X | DFO
Petroleum Liquids.DFO | petroleum | FALSE | 49993 | Stevens Community Medical Center | 56245 | Stevens Community Medical Center | MN | Stevens | 1 | Petroleum Liquids | IC |  | S | 1 | 0.8 | 1 | 1 | 1 | N |  |  | N | Commercial Non-CHP | 4 | X | DFO
Petroleum Liquids.DFO | petroleum | FALSE | 18981 | Thomson Corp | 56247 | West Group Data Center F | MN | Dakota | 1 | Petroleum Liquids | IC |  | S | 2 | 0.8 | 0.6 | 0.4 | 0 | N |  |  | N | Commercial Non-CHP | 4 | X | DFO
Petroleum Liquids.DFO | petroleum | FALSE | 18981 | Thomson Corp | 56247 | West Group Data Center F | MN | Dakota | 2 | Petroleum Liquids | IC |  | S | 2 | 0.8 | 0.6 | 0.4 | 0 | N |  |  | N | Commercial Non-CHP | 4 | X | DFO
Petroleum Liquids.DFO | petroleum | FALSE | 18981 | Thomson Corp | 56247 | West Group Data Center F | MN | Dakota | 3 | Petroleum Liquids | IC |  | S | 2 | 0.8 | 0.6 | 0.4 | 0 | N |  |  | N | Commercial Non-CHP | 4 | X | DFO
Petroleum Liquids.DFO | petroleum | FALSE | 18981 | Thomson Corp | 56247 | West Group Data Center F | MN | Dakota | 4 | Petroleum Liquids | IC |  | S | 2 | 0.8 | 0.6 | 0.4 | 0 | N |  |  | N | Commercial Non-CHP | 4 | X | DFO
Natural Gas Fired Combustion Turbine.NG | natural gas peaker | FALSE | 63888 | Shell Chemical LP - Geismar | 56248 | Shell Chemical | LA | Ascension | 101G | Natural Gas Fired Combustion Turbine | GT |  | S | 40 | 0.85 | 34.5 | 38.2 | 33 | N |  |  | Y | Industrial CHP | 7 | T | NG
Natural Gas Fired Combustion Turbine.NG | natural gas peaker | FALSE | 63888 | Shell Chemical LP - Geismar | 56248 | Shell Chemical | LA | Ascension | 201G | Natural Gas Fired Combustion Turbine | GT |  | S | 40 | 0.85 | 34.5 | 38.2 | 33 | N |  |  | Y | Industrial CHP | 7 | T | NG
Natural Gas Fired Combustion Turbine.NG | natural gas peaker | TRUE | 13683 | North Carolina El Member Corp | 56249 | Anson County Generation Facility | NC | Anson | 1 | Natural Gas Fired Combustion Turbine | GT |  | S | 57.3 | 0.85 | 56.5 | 61.1 | 28 | N |  |  | N | Electric Utility | 1 | X | NG | DFO
Natural Gas Fired Combustion Turbine.NG | natural gas peaker | TRUE | 13683 | North Carolina El Member Corp | 56249 | Anson County Generation Facility | NC | Anson | 2 | Natural Gas Fired Combustion Turbine | GT |  | S | 57.3 | 0.85 | 56.5 | 61.1 | 28 | N |  |  | N | Electric Utility | 1 | X | NG | DFO
Natural Gas Fired Combustion Turbine.NG | natural gas peaker | TRUE | 13683 | North Carolina El Member Corp | 56249 | Anson County Generation Facility | NC | Anson | 3 | Natural Gas Fired Combustion Turbine | GT |  | S | 57.3 | 0.85 | 56.5 | 61.1 | 28 | N |  |  | N | Electric Utility | 1 | X | NG | DFO
Natural Gas Fired Combustion Turbine.NG | natural gas peaker | TRUE | 13683 | North Carolina El Member Corp | 56249 | Anson County Generation Facility | NC | Anson | 4 | Natural Gas Fired Combustion Turbine | GT |  | S | 57.3 | 0.85 | 56.5 | 61.1 | 28 | N |  |  | N | Electric Utility | 1 | X | NG | DFO
Natural Gas Fired Combustion Turbine.NG | natural gas peaker | TRUE | 13683 | North Carolina El Member Corp | 56249 | Anson County Generation Facility | NC | Anson | 5 | Natural Gas Fired Combustion Turbine | GT |  | S | 57.3 | 0.85 | 56.5 | 61.1 | 28 | N |  |  | N | Electric Utility | 1 | X | NG | DFO
Natural Gas Fired Combustion Turbine.NG | natural gas peaker | TRUE | 13683 | North Carolina El Member Corp | 56249 | Anson County Generation Facility | NC | Anson | 6 | Natural Gas Fired Combustion Turbine | GT |  | S | 57.3 | 0.85 | 56.5 | 61.1 | 28 | N |  |  | N | Electric Utility | 1 | X | NG | DFO
Landfill Gas.LFG | natural gas peaker | TRUE | 17283 | Seneca Energy II | 56250 | Ontario LFGTE | NY | Ontario | GEN1 | Landfill Gas | IC |  | S | 0.8 | 0.8 | 0.8 | 0.8 | 0.6 | N |  |  | N | IPP Non-CHP | 2 | X | LFG
Landfill Gas.LFG | natural gas peaker | TRUE | 17283 | Seneca Energy II | 56250 | Ontario LFGTE | NY | Ontario | GEN10 | Landfill Gas | IC |  | S | 1.6 | 0.8 | 1.6 | 1.6 | 0.8 | N |  |  | N | IPP Non-CHP | 2 | X | LFG
Landfill Gas.LFG | natural gas peaker | TRUE | 17283 | Seneca Energy II | 56250 | Ontario LFGTE | NY | Ontario | GEN11 | Landfill Gas | IC |  | S | 1.6 | 0.8 | 1.6 | 1.6 | 0.8 | N |  |  | N | IPP Non-CHP | 2 | X | LFG
Landfill Gas.LFG | natural gas peaker | TRUE | 17283 | Seneca Energy II | 56250 | Ontario LFGTE | NY | Ontario | GEN2 | Landfill Gas | IC |  | S | 0.8 | 0.8 | 0.8 | 0.8 | 0.6 | N |  |  | N | IPP Non-CHP | 2 | X | LFG
Landfill Gas.LFG | natural gas peaker | TRUE | 17283 | Seneca Energy II | 56250 | Ontario LFGTE | NY | Ontario | GEN3 | Landfill Gas | IC |  | S | 0.8 | 0.8 | 0.8 | 0.8 | 0.6 | N |  |  | N | IPP Non-CHP | 2 | X | LFG
Landfill Gas.LFG | natural gas peaker | TRUE | 17283 | Seneca Energy II | 56250 | Ontario LFGTE | NY | Ontario | GEN4 | Landfill Gas | IC |  | S | 0.8 | 0.8 | 0.8 | 0.8 | 0.6 | N |  |  | N | IPP Non-CHP | 2 | X | LFG
Landfill Gas.LFG | natural gas peaker | TRUE | 17283 | Seneca Energy II | 56250 | Ontario LFGTE | NY | Ontario | GEN5 | Landfill Gas | IC |  | S | 0.8 | 0.8 | 0.8 | 0.8 | 0.6 | N |  |  | N | IPP Non-CHP | 2 | X | LFG
Landfill Gas.LFG | natural gas peaker | TRUE | 17283 | Seneca Energy II | 56250 | Ontario LFGTE | NY | Ontario | GEN6 | Landfill Gas | IC |  | S | 0.8 | 0.8 | 0.8 | 0.8 | 0.6 | N |  |  | N | IPP Non-CHP | 2 | X | LFG
Landfill Gas.LFG | natural gas peaker | TRUE | 17283 | Seneca Energy II | 56250 | Ontario LFGTE | NY | Ontario | GEN7 | Landfill Gas | IC |  | S | 0.8 | 0.8 | 0.8 | 0.8 | 0.6 | N |  |  | N | IPP Non-CHP | 2 | X | LFG
Landfill Gas.LFG | natural gas peaker | TRUE | 17283 | Seneca Energy II | 56250 | Ontario LFGTE | NY | Ontario | GEN8 | Landfill Gas | IC |  | S | 0.8 | 0.8 | 0.8 | 0.8 | 0.6 | N |  |  | N | IPP Non-CHP | 2 | X | LFG
Landfill Gas.LFG | natural gas peaker | TRUE | 17283 | Seneca Energy II | 56250 | Ontario LFGTE | NY | Ontario | GEN9 | Landfill Gas | IC |  | S | 1.6 | 0.8 | 1.6 | 1.6 | 0.8 | N |  |  | N | IPP Non-CHP | 2 | X | LFG
Onshore Wind Turbine.WND | onshore wind | TRUE | 12341 | MidAmerican Energy Co | 56251 | Intrepid | IA | Buena Vista | INWF | Onshore Wind Turbine | WT |  | S | 160.5 |  | 160.5 | 160.5 | 0.1 | N |  |  | N | Electric Utility | 1 | X | WND
Onshore Wind Turbine.WND | onshore wind | TRUE | 12341 | MidAmerican Energy Co | 56251 | Intrepid | IA | Buena Vista | INWF2 | Onshore Wind Turbine | WT |  | S | 15 |  | 15 | 15 | 0.1 | N |  |  | N | Electric Utility | 1 | X | WND
Onshore Wind Turbine.WND | onshore wind | TRUE | 12341 | MidAmerican Energy Co | 56252 | Century | IA | Hamilton | CWF | Onshore Wind Turbine | WT |  | S | 150 |  | 150 | 150 | 0.1 | N |  |  | N | Electric Utility | 1 | X | WND
Onshore Wind Turbine.WND | onshore wind | TRUE | 12341 | MidAmerican Energy Co | 56252 | Century | IA | Hamilton | CWF2 | Onshore Wind Turbine | WT |  | S | 35 |  | 35 | 35 | 0.1 | N |  |  | N | Electric Utility | 1 | X | WND
Onshore Wind Turbine.WND | onshore wind | TRUE | 12341 | MidAmerican Energy Co | 56252 | Century | IA | Hamilton | CWF3 | Onshore Wind Turbine | WT |  | S | 16.2 |  | 16.2 | 16.2 | 0.1 | N |  |  | N | Electric Utility | 1 | X | WND
Natural Gas Fired Combustion Turbine.NG | natural gas peaker | TRUE | 17874 | City of St George | 56253 | Millcreek Power Generation | UT | Washington | MC1 | Natural Gas Fired Combustion Turbine | GT |  | S | 40 | 0.9 | 36.8 | 39 | 32 | N |  |  | N | Electric Utility | 1 | X | NG
Natural Gas Fired Combustion Turbine.NG | natural gas peaker | TRUE | 17874 | City of St George | 56253 | Millcreek Power Generation | UT | Washington | MC2 | Natural Gas Fired Combustion Turbine | GT |  | S | 40 | 0.85 | 36.8 | 39 | 32 | N |  |  | N | Electric Utility | 1 | X | NG
Onshore Wind Turbine.WND | onshore wind | TRUE | 15500 | Puget Sound Energy Inc | 56255 | Hopkins Ridge Wind | WA | Columbia | 1 | Onshore Wind Turbine | WT |  | S | 149.4 |  | 149.4 | 149.4 | 0 | N |  |  | N | Electric Utility | 1 | X | WND
Onshore Wind Turbine.WND | onshore wind | TRUE | 15500 | Puget Sound Energy Inc | 56255 | Hopkins Ridge Wind | WA | Columbia | 2 | Onshore Wind Turbine | WT |  | S | 7.2 |  | 7.2 | 7.2 | 0 | N |  |  | N | Electric Utility | 1 | X | WND
All Other.OTH | other | TRUE | 10071 | Kauai Island Utility Cooperative | 56258 | Kapaia Power Station | HI | Kauai | CT1 | All Other | GT |  | S | 39.1 | 0.8 | 27.5 | 27.5 | 8 | N |  |  | N | Electric Utility | 1 | X | OTH | DFO
Natural Gas Fired Combined Cycle.NG | natural gas combined cycle | TRUE | 56480 | Empire Generating Co LLC | 56259 | Empire Generating Co LLC | NY | Rensselaer | CT11 | Natural Gas Fired Combined Cycle | CT | CC1 | S | 179 | 0.85 | 155 | 190 | 90 | N |  |  | Y | IPP CHP | 3 | T | NG | DFO
Natural Gas Fired Combined Cycle.NG | natural gas combined cycle | TRUE | 56480 | Empire Generating Co LLC | 56259 | Empire Generating Co LLC | NY | Rensselaer | CT12 | Natural Gas Fired Combined Cycle | CT | CC1 | S | 179 | 0.85 | 155 | 190 | 90 | N |  |  | Y | IPP CHP | 3 | T | NG | DFO
Natural Gas Fired Combined Cycle.NG | natural gas combined cycle | TRUE | 56480 | Empire Generating Co LLC | 56259 | Empire Generating Co LLC | NY | Rensselaer | ST13 | Natural Gas Fired Combined Cycle | CA | CC1 | S | 295.7 | 0.85 | 270 | 295.7 | 135 | N |  |  | Y | IPP CHP | 3 | B | NG | DFO
Petroleum Liquids.DFO | petroleum | TRUE | 13630 | North Carolina Mun Power Agny #1 | 56260 | High Point, Pump Station Rd | NC | Guilford | Unit1 | Petroleum Liquids | IC |  | S | 1.8 | 0.8 | 1.8 | 1.8 | 0.1 | N |  |  | N | Electric Utility | 1 | X | DFO
Petroleum Liquids.DFO | petroleum | TRUE | 13630 | North Carolina Mun Power Agny #1 | 56260 | High Point, Pump Station Rd | NC | Guilford | Unit2 | Petroleum Liquids | IC |  | S | 1.8 | 0.8 | 1.8 | 1.8 | 0.1 | N |  |  | N | Electric Utility | 1 | X | DFO
Petroleum Liquids.DFO | petroleum | TRUE | 13630 | North Carolina Mun Power Agny #1 | 56261 | Lexington | NC | Davidson | Unit1 | Petroleum Liquids | IC |  | S | 1.8 | 0.8 | 1.8 | 1.8 | 0.1 | N |  |  | N | Electric Utility | 1 | X | DFO
Petroleum Liquids.DFO | petroleum | TRUE | 13630 | North Carolina Mun Power Agny #1 | 56261 | Lexington | NC | Davidson | Unit2 | Petroleum Liquids | IC |  | S | 1.8 | 0.8 | 1.8 | 1.8 | 0.1 | N |  |  | N | Electric Utility | 1 | X | DFO
Petroleum Liquids.DFO | petroleum | TRUE | 13630 | North Carolina Mun Power Agny #1 | 56262 | Gastonia, Tulip Drive | NC | Gaston | DG3 | Petroleum Liquids | IC |  | W | 1.8 | 0.8 | 1.8 | 1.8 | 0.1 | N |  |  | N | Electric Utility | 1 | X | DFO
Petroleum Liquids.DFO | petroleum | TRUE | 13630 | North Carolina Mun Power Agny #1 | 56262 | Gastonia, Tulip Drive | NC | Gaston | Unit1 | Petroleum Liquids | IC |  | S | 1.8 | 0.8 | 1.8 | 1.8 | 0.1 | N |  |  | N | Electric Utility | 1 | X | DFO
Petroleum Liquids.DFO | petroleum | TRUE | 13630 | North Carolina Mun Power Agny #1 | 56262 | Gastonia, Tulip Drive | NC | Gaston | Unit2 | Petroleum Liquids | IC |  | S | 1.8 | 0.8 | 1.8 | 1.8 | 0.1 | N |  |  | N | Electric Utility | 1 | X | DFO
Petroleum Liquids.DFO | petroleum | TRUE | 13630 | North Carolina Mun Power Agny #1 | 56263 | Albemarle Prime Power Park | NC | Stanly | Unit1 | Petroleum Liquids | IC |  | S | 1.8 | 0.8 | 1.8 | 1.8 | 0.1 | N |  |  | N | Electric Utility | 1 | X | DFO
Petroleum Liquids.DFO | petroleum | TRUE | 13630 | North Carolina Mun Power Agny #1 | 56263 | Albemarle Prime Power Park | NC | Stanly | Unit2 | Petroleum Liquids | IC |  | S | 1.8 | 0.8 | 1.8 | 1.8 | 0.1 | N |  |  | N | Electric Utility | 1 | X | DFO
Conventional Hydroelectric.WAT | hydro | TRUE | 219 | Alaska Power and Telephone Co | 56265 | South Fork | AK | Prince of Wales Ketchikan | 1 | Conventional Hydroelectric | HY |  | S | 2 | 0.8 | 1.9 | 1.8 | 0.8 | N |  |  | N | Electric Utility | 1 | X | WAT
Petroleum Liquids.DFO | petroleum | TRUE | 16181 | Rochester Public Utilities | 56269 | IBM West | MN | Olmsted | 1 | Petroleum Liquids | IC |  | S | 1.8 | 0.95 | 1.8 | 1.8 | 0.5 | N |  |  | N | Electric Utility | 1 | X | DFO
Petroleum Liquids.DFO | petroleum | TRUE | 16181 | Rochester Public Utilities | 56269 | IBM West | MN | Olmsted | 2 | Petroleum Liquids | IC |  | S | 1.8 | 0.95 | 1.8 | 1.8 | 0.5 | N |  |  | N | Electric Utility | 1 | X | DFO
Onshore Wind Turbine.WND | onshore wind | TRUE | 50012 | FPL Energy Callahan Wind, LLC | 56270 | Callahan Divide Wind Energy Center | TX | Taylor | 1 | Onshore Wind Turbine | WT |  | S | 114 |  | 114 | 114 | 5.7 | N |  |  | N | IPP Non-CHP | 2 | X | WND
Onshore Wind Turbine.WND | onshore wind | TRUE | 64407 | Huntsman Wind | 56271 | Diablo Winds LLC | CA | Alameda | VEST | Onshore Wind Turbine | WT |  | S | 18 |  | 18 | 18 | 0 | N |  |  | N | IPP Non-CHP | 2 | X | WND
Onshore Wind Turbine.WND | onshore wind | TRUE | 50014 | FPL Energy Weatherford, LLC | 56273 | Weatherford Wind Energy Center | OK | Custer | 1 | Onshore Wind Turbine | WT |  | S | 106.5 |  | 106.5 | 106.5 | 7.4 | N |  |  | N | IPP Non-CHP | 2 | X | WND
Onshore Wind Turbine.WND | onshore wind | TRUE | 50014 | FPL Energy Weatherford, LLC | 56273 | Weatherford Wind Energy Center | OK | Custer | 2 | Onshore Wind Turbine | WT |  | S | 40.5 |  | 40.5 | 40.5 | 7.4 | N |  |  | N | IPP Non-CHP | 2 | X | WND
Petroleum Liquids.DFO | petroleum | TRUE | 49988 | Valley Queen Cheese Factory, Inc. | 56274 | Valley Queen Cheese | SD | Grant | 1 | Petroleum Liquids | IC |  | S | 1.5 | 0.8 | 0.5 | 0.5 | 0.1 | N |  |  | N | IPP Non-CHP | 2 | X | DFO
Petroleum Liquids.DFO | petroleum | TRUE | 49988 | Valley Queen Cheese Factory, Inc. | 56274 | Valley Queen Cheese | SD | Grant | 2 | Petroleum Liquids | IC |  | S | 1.5 | 0.8 | 0.5 | 0.5 | 0.1 | N |  |  | N | IPP Non-CHP | 2 | X | DFO
Petroleum Liquids.DFO | petroleum | TRUE | 49988 | Valley Queen Cheese Factory, Inc. | 56274 | Valley Queen Cheese | SD | Grant | 3 | Petroleum Liquids | IC |  | S | 1.5 | 0.8 | 0.5 | 0.5 | 0.1 | N |  |  | N | IPP Non-CHP | 2 | X | DFO
Onshore Wind Turbine.WND | onshore wind | TRUE | 56899 | Wind Stream Operations LLC | 56275 | Helzel & Schwarzhoff 86 | CA | Kern | WGNS | Onshore Wind Turbine | WT |  | S | 2.4 |  | 2.4 | 2.4 | 2 | N |  |  | N | IPP Non-CHP | 2 | X | WND
Onshore Wind Turbine.WND | onshore wind | TRUE | 56899 | Wind Stream Operations LLC | 56276 | ZCO | CA | Kern | WGNS | Onshore Wind Turbine | WT |  | S | 1.6 |  | 1.6 | 1.6 | 0 | N |  |  | N | IPP Non-CHP | 2 | X | WND
Landfill Gas.LFG | natural gas peaker | TRUE | 5580 | East Kentucky Power Coop, Inc | 56277 | Bavarian LFGTE | KY | Boone | 1 | Landfill Gas | IC |  | S | 0.8 | 0.8 | 0.8 | 0.8 | 0.1 | N |  |  | N | Electric Utility | 1 | X | LFG
Landfill Gas.LFG | natural gas peaker | TRUE | 5580 | East Kentucky Power Coop, Inc | 56277 | Bavarian LFGTE | KY | Boone | 2 | Landfill Gas | IC |  | S | 0.8 | 0.8 | 0.8 | 0.8 | 0.1 | N |  |  | N | Electric Utility | 1 | X | LFG
Landfill Gas.LFG | natural gas peaker | TRUE | 5580 | East Kentucky Power Coop, Inc | 56277 | Bavarian LFGTE | KY | Boone | 3 | Landfill Gas | IC |  | S | 0.8 | 0.8 | 0.8 | 0.8 | 0.1 | N |  |  | N | Electric Utility | 1 | X | LFG
Landfill Gas.LFG | natural gas peaker | TRUE | 5580 | East Kentucky Power Coop, Inc | 56277 | Bavarian LFGTE | KY | Boone | 4 | Landfill Gas | IC |  | S | 0.8 | 0.8 | 0.8 | 0.8 | 0.1 | N |  |  | N | Electric Utility | 1 | X | LFG
Landfill Gas.LFG | natural gas peaker | TRUE | 5580 | East Kentucky Power Coop, Inc | 56277 | Bavarian LFGTE | KY | Boone | 5 | Landfill Gas | IC |  | S | 1.6 | 0.8 | 1.5 | 1.5 | 0.1 | N |  |  | N | Electric Utility | 1 | X | LFG
Landfill Gas.LFG | natural gas peaker | TRUE | 5580 | East Kentucky Power Coop, Inc | 56278 | Green Valley LFGTE | KY | Greenup | 1 | Landfill Gas | IC |  | S | 0.8 | 0.8 | 0.8 | 0.8 | 0.1 | N |  |  | N | Electric Utility | 1 | X | LFG
Landfill Gas.LFG | natural gas peaker | TRUE | 5580 | East Kentucky Power Coop, Inc | 56278 | Green Valley LFGTE | KY | Greenup | 2 | Landfill Gas | IC |  | S | 0.8 | 0.8 | 0.8 | 0.8 | 0.1 | N |  |  | N | Electric Utility | 1 | X | LFG
Landfill Gas.LFG | natural gas peaker | TRUE | 5580 | East Kentucky Power Coop, Inc | 56278 | Green Valley LFGTE | KY | Greenup | 3 | Landfill Gas | IC |  | S | 0.8 | 0.8 | 0.8 | 0.8 | 0.1 | N |  |  | N | Electric Utility | 1 | X | LFG
Landfill Gas.LFG | natural gas peaker | TRUE | 5580 | East Kentucky Power Coop, Inc | 56279 | Laurel Ridge LFGTE | KY | Laurel | 1 | Landfill Gas | IC |  | S | 0.8 | 0.8 | 0.8 | 0.8 | 0.1 | N |  |  | N | Electric Utility | 1 | X | LFG
Landfill Gas.LFG | natural gas peaker | TRUE | 5580 | East Kentucky Power Coop, Inc | 56279 | Laurel Ridge LFGTE | KY | Laurel | 2 | Landfill Gas | IC |  | S | 0.8 | 0.8 | 0.8 | 0.8 | 0.1 | N |  |  | N | Electric Utility | 1 | X | LFG
Landfill Gas.LFG | natural gas peaker | TRUE | 5580 | East Kentucky Power Coop, Inc | 56279 | Laurel Ridge LFGTE | KY | Laurel | 3 | Landfill Gas | IC |  | S | 0.8 | 0.8 | 0.8 | 0.8 | 0.1 | N |  |  | N | Electric Utility | 1 | X | LFG
Landfill Gas.LFG | natural gas peaker | TRUE | 5580 | East Kentucky Power Coop, Inc | 56279 | Laurel Ridge LFGTE | KY | Laurel | 4 | Landfill Gas | IC |  | S | 0.8 | 0.8 | 0.8 | 0.8 | 0.1 | N |  |  | N | Electric Utility | 1 | X | LFG
Landfill Gas.LFG | natural gas peaker | TRUE | 5580 | East Kentucky Power Coop, Inc | 56279 | Laurel Ridge LFGTE | KY | Laurel | 5 | Landfill Gas | IC |  | S | 0.8 | 0.8 | 0.8 | 0.8 | 0.1 | N |  |  | N | Electric Utility | 1 | X | LFG
Landfill Gas.LFG | natural gas peaker | TRUE | 5580 | East Kentucky Power Coop, Inc | 56280 | Hardin County LFGTE | KY | Hardin | 1 | Landfill Gas | IC |  | S | 0.8 | 0.8 | 0.8 | 0.8 | 0.1 | N |  |  | N | Electric Utility | 1 | X | LFG
Landfill Gas.LFG | natural gas peaker | TRUE | 5580 | East Kentucky Power Coop, Inc | 56280 | Hardin County LFGTE | KY | Hardin | 2 | Landfill Gas | IC |  | S | 0.8 | 0.8 | 0.8 | 0.8 | 0.1 | N |  |  | N | Electric Utility | 1 | X | LFG
Landfill Gas.LFG | natural gas peaker | TRUE | 5580 | East Kentucky Power Coop, Inc | 56280 | Hardin County LFGTE | KY | Hardin | 3 | Landfill Gas | IC |  | S | 0.8 | 0.8 | 0.8 | 0.8 | 0.1 | N |  |  | N | Electric Utility | 1 | X | LFG
Natural Gas Fired Combustion Turbine.NG | natural gas peaker | TRUE | 50111 | Lafayette Utilities System | 56283 | Hargis-Hebert Electric Generating | LA | Lafayette | U-1 | Natural Gas Fired Combustion Turbine | GT |  | S | 50.4 | 1 | 48 | 48 | 20 | N |  |  | N | Electric Utility | 1 | X | NG
Natural Gas Fired Combustion Turbine.NG | natural gas peaker | TRUE | 50111 | Lafayette Utilities System | 56283 | Hargis-Hebert Electric Generating | LA | Lafayette | U-2 | Natural Gas Fired Combustion Turbine | GT |  | S | 50.4 | 1 | 47.1 | 45.6 | 20 | N |  |  | N | Electric Utility | 1 | X | NG
Petroleum Liquids.DFO | petroleum | FALSE | 16558 | City of Salem - (VA) | 56288 | Salem Water Plant | VA | Salem City | 1 | Petroleum Liquids | IC |  | S | 2 | 0.8 | 2 | 2 | 0.1 | N |  |  | N | Commercial Non-CHP | 4 | X | DFO
Petroleum Liquids.DFO | petroleum | FALSE | 16558 | City of Salem - (VA) | 56289 | Salem Street Dept | VA | Salem City | 1 | Petroleum Liquids | IC |  | S | 1.8 | 0.8 | 2 | 2 | 0.1 | N |  |  | N | Commercial Non-CHP | 4 | X | DFO
Onshore Wind Turbine.WND | onshore wind | TRUE | 54684 | Flat Rock Windpower, LLC | 56290 | Maple Ridge Wind Farm | NY | Lewis | 1 | Onshore Wind Turbine | WT |  | J | 137 |  | 137 | 137 | 1.1 | N |  |  | N | IPP Non-CHP | 2 | X | WND
Onshore Wind Turbine.WND | onshore wind | TRUE | 54684 | Flat Rock Windpower, LLC | 56290 | Maple Ridge Wind Farm | NY | Lewis | 1A | Onshore Wind Turbine | WT |  | J | 61.1 |  | 61.1 | 61.1 | 0.5 | N |  |  | N | IPP Non-CHP | 2 | X | WND
Onshore Wind Turbine.WND | onshore wind | TRUE | 54684 | Flat Rock Windpower, LLC | 56290 | Maple Ridge Wind Farm | NY | Lewis | 2 | Onshore Wind Turbine | WT |  | J | 33 |  | 33 | 33 | 0.3 | N |  |  | N | IPP Non-CHP | 2 | X | WND
Onshore Wind Turbine.WND | onshore wind | TRUE | 54684 | Flat Rock Windpower, LLC | 56290 | Maple Ridge Wind Farm | NY | Lewis | 3 | Onshore Wind Turbine | WT |  | J | 90.1 |  | 91 | 91 | 0.7 | N |  |  | N | IPP Non-CHP | 2 | X | WND
Onshore Wind Turbine.WND | onshore wind | TRUE | 50063 | FPL Energy Horse Hollow LLC | 56291 | Horse Hollow Wind Energy Center | TX | Taylor | 1 | Onshore Wind Turbine | WT |  | S | 213 |  | 213 | 213 | 0.1 | N |  |  | N | IPP Non-CHP | 2 | X | WND
Onshore Wind Turbine.WND | onshore wind | TRUE | 50063 | FPL Energy Horse Hollow LLC | 56291 | Horse Hollow Wind Energy Center | TX | Taylor | 2 | Onshore Wind Turbine | WT |  | S | 223.5 |  | 223.5 | 223.5 | 0.1 | N |  |  | N | IPP Non-CHP | 2 | X | WND
Onshore Wind Turbine.WND | onshore wind | TRUE | 50063 | FPL Energy Horse Hollow LLC | 56291 | Horse Hollow Wind Energy Center | TX | Taylor | 3 | Onshore Wind Turbine | WT |  | S | 299 |  | 299 | 299 | 0.1 | N |  |  | N | IPP Non-CHP | 2 | X | WND
Natural Gas Fired Combustion Turbine.NG | natural gas peaker | TRUE | 13683 | North Carolina El Member Corp | 56292 | Hamlet Generating Facility | NC | Richmond | ES1 | Natural Gas Fired Combustion Turbine | GT |  | S | 57.3 | 0.85 | 56.5 | 61.1 | 28 | N |  |  | N | Electric Utility | 1 | X | NG | DFO
Natural Gas Fired Combustion Turbine.NG | natural gas peaker | TRUE | 13683 | North Carolina El Member Corp | 56292 | Hamlet Generating Facility | NC | Richmond | ES2 | Natural Gas Fired Combustion Turbine | GT |  | S | 57.3 | 0.85 | 56.5 | 61.1 | 28 | N |  |  | N | Electric Utility | 1 | X | NG | DFO
Natural Gas Fired Combustion Turbine.NG | natural gas peaker | TRUE | 13683 | North Carolina El Member Corp | 56292 | Hamlet Generating Facility | NC | Richmond | ES3 | Natural Gas Fired Combustion Turbine | GT |  | S | 57.3 | 0.85 | 56.5 | 61.1 | 28 | N |  |  | N | Electric Utility | 1 | X | NG | DFO
Natural Gas Fired Combustion Turbine.NG | natural gas peaker | TRUE | 13683 | North Carolina El Member Corp | 56292 | Hamlet Generating Facility | NC | Richmond | ES4 | Natural Gas Fired Combustion Turbine | GT |  | S | 57.3 | 0.85 | 56.5 | 61.1 | 28 | N |  |  | N | Electric Utility | 1 | X | NG | DFO
Natural Gas Fired Combustion Turbine.NG | natural gas peaker | TRUE | 13683 | North Carolina El Member Corp | 56292 | Hamlet Generating Facility | NC | Richmond | ES5 | Natural Gas Fired Combustion Turbine | GT |  | S | 57.3 | 0.85 | 56.5 | 61.1 | 28 | N |  |  | N | Electric Utility | 1 | X | NG | DFO
Natural Gas Fired Combustion Turbine.NG | natural gas peaker | TRUE | 13683 | North Carolina El Member Corp | 56292 | Hamlet Generating Facility | NC | Richmond | ES6 | Natural Gas Fired Combustion Turbine | GT |  | S | 57.3 | 0.85 | 56.5 | 61.1 | 28 | N |  |  | N | Electric Utility | 1 | X | NG | DFO
Onshore Wind Turbine.WND | onshore wind | TRUE | 50123 | Leeward Asset Management, LLC | 56293 | Caprock Wind Farm | NM | Quay | 1 | Onshore Wind Turbine | WT |  | W | 60 |  | 60 | 60 | 0 | N |  |  | N | IPP Non-CHP | 2 | X | WND
Onshore Wind Turbine.WND | onshore wind | TRUE | 50123 | Leeward Asset Management, LLC | 56293 | Caprock Wind Farm | NM | Quay | 2 | Onshore Wind Turbine | WT |  | W | 20 |  | 20 | 20 | 0 | N |  |  | N | IPP Non-CHP | 2 | X | WND
All Other.WH | other | FALSE | 50095 | Phillips 66 | 56294 | Bayway Refinery | NJ | Union | FGX | All Other | OT |  | S | 11.2 | 0.94 | 11.2 | 11.2 | 0 | N |  |  | N | Industrial Non-CHP | 6 | X | WH
Onshore Wind Turbine.WND | onshore wind | TRUE | 50123 | Leeward Asset Management, LLC | 56295 | Kumeyaay Wind | CA | San Diego | 1 | Onshore Wind Turbine | WT |  | W | 50 |  | 50 | 50 | 0 | N |  |  | N | IPP Non-CHP | 2 | X | WND
Onshore Wind Turbine.WND | onshore wind | TRUE | 15399 | Avangrid Renewables LLC | 56296 | Trimont Area Wind Farm | MN | Martin | 1 | Onshore Wind Turbine | WT |  | S | 100.5 |  | 100.5 | 100.5 | 0 | N |  |  | N | IPP Non-CHP | 2 | X | WND
Onshore Wind Turbine.WND | onshore wind | TRUE | 50123 | Leeward Asset Management, LLC | 56297 | Crescent Ridge | IL | Bureau | 1 | Onshore Wind Turbine | WT |  | W | 53 |  | 53 | 53 | 0 | N |  |  | N | IPP Non-CHP | 2 | X | WND
Natural Gas Fired Combined Cycle.NG | natural gas combined cycle | TRUE | 16295 | City of Roseville - (CA) | 56298 | Roseville Energy Park | CA | Placer | 0001 | Natural Gas Fired Combined Cycle | CT | A101 | S | 40 | 0.8 | 38 | 42 | 23 | N |  |  | N | Electric Utility | 1 | X | NG
Natural Gas Fired Combined Cycle.NG | natural gas combined cycle | TRUE | 16295 | City of Roseville - (CA) | 56298 | Roseville Energy Park | CA | Placer | 0002 | Natural Gas Fired Combined Cycle | CT | A101 | S | 40 | 0.8 | 38 | 42 | 23 | N |  |  | N | Electric Utility | 1 | X | NG
Natural Gas Fired Combined Cycle.NG | natural gas combined cycle | TRUE | 16295 | City of Roseville - (CA) | 56298 | Roseville Energy Park | CA | Placer | 0003 | Natural Gas Fired Combined Cycle | CA | A101 | S | 85 | 0.85 | 75 | 78 | 23 | N |  |  | N | Electric Utility | 1 | X | NG
Natural Gas Fired Combustion Turbine.NG | natural gas peaker | TRUE | 16295 | City of Roseville - (CA) | 56298 | Roseville Energy Park | CA | Placer | 0004 | Natural Gas Fired Combustion Turbine | GT |  | W | 30 | 0.8 | 30.6 | 33.6 |  | N |  |  | N | Electric Utility | 1 | X | NG
Natural Gas Fired Combustion Turbine.NG | natural gas peaker | TRUE | 16295 | City of Roseville - (CA) | 56298 | Roseville Energy Park | CA | Placer | 0005 | Natural Gas Fired Combustion Turbine | GT |  | W | 30 | 0.8 | 30.6 | 33.6 |  | N |  |  | N | Electric Utility | 1 | X | NG
Onshore Wind Turbine.WND | onshore wind | TRUE | 50123 | Leeward Asset Management, LLC | 56299 | Wind Park Bear Creek | PA | Luzerne | 1 | Onshore Wind Turbine | WT |  | W | 24 |  | 24 | 24 | 0 | N |  |  | N | IPP Non-CHP | 2 | X | WND
Onshore Wind Turbine.WND | onshore wind | TRUE | 50123 | Leeward Asset Management, LLC | 56300 | Jersey-Atlantic Wind Farm | NJ | Atlantic | 1 | Onshore Wind Turbine | WT |  | W | 7.5 |  | 7.5 | 7.5 | 0 | N |  |  | N | IPP Non-CHP | 2 | X | WND
Onshore Wind Turbine.WND | onshore wind | TRUE | 49893 | Invenergy Services LLC | 56301 | Wolverine Creek | ID | Bonneville | 1 | Onshore Wind Turbine | WT |  | W | 64.5 |  | 64.5 | 64.5 | 0 | N |  |  | N | IPP Non-CHP | 2 | X | WND
Onshore Wind Turbine.WND | onshore wind | TRUE | 2770 | Terra-Gen Operating Co-Wind | 56302 | Oasis Wind | CA | Kern | 1 | Onshore Wind Turbine | WT |  | S | 60.3 |  | 60.3 | 60.3 | 0 | N |  |  | N | IPP Non-CHP | 2 | X | WND
Onshore Wind Turbine.WND | onshore wind | TRUE | 15399 | Avangrid Renewables LLC | 56303 | Elk River Wind | KS | Butler | 1 | Onshore Wind Turbine | WT |  | S | 150 |  | 150 | 150 | 0 | N |  |  | N | IPP Non-CHP | 2 | X | WND
Onshore Wind Turbine.WND | onshore wind | TRUE | 59883 | NRG Energy Gas & Wind Holdings Inc | 56304 | San Juan Mesa Wind Project LLC | NM | Roosevelt | 1 | Onshore Wind Turbine | WT |  | J | 120 |  | 120 | 120 | 1 | N |  |  | N | IPP Non-CHP | 2 | X | WND
Onshore Wind Turbine.WND | onshore wind | TRUE | 56769 | Consolidated Edison Development Inc. | 56307 | Adams Wind Farm | MN | Mower | 1 | Onshore Wind Turbine | WT |  | S | 13.5 |  | 13.5 | 13.5 | 0.1 | N |  |  | N | IPP Non-CHP | 2 | X | WND
Onshore Wind Turbine.WND | onshore wind | TRUE | 56769 | Consolidated Edison Development Inc. | 56307 | Adams Wind Farm | MN | Mower | 2 | Onshore Wind Turbine | WT |  | S | 9.8 |  | 9.8 | 9.8 | 0.1 | N |  |  | N | IPP Non-CHP | 2 | X | WND
Onshore Wind Turbine.WND | onshore wind | TRUE | 60025 | Greenbacker Renewable Energy Corporation | 56308 | Fossil Gulch | ID | Gooding | 1 | Onshore Wind Turbine | WT |  | S | 10.5 |  | 10.5 | 10.5 | 0 | N |  |  | N | IPP Non-CHP | 2 | X | WND
Natural Gas Fired Combined Cycle.NG | natural gas combined cycle | TRUE | 50130 | Ashley Energy LLC | 56309 | Trigen St. Louis | MO | St Louis | CT-1 | Natural Gas Fired Combined Cycle | CS | G401 | S | 7.8 | 0.9 | 5 | 7.8 | 0.5 | N |  |  | Y | IPP CHP | 3 | T | NG
Natural Gas Fired Combined Cycle.NG | natural gas combined cycle | TRUE | 50130 | Ashley Energy LLC | 56309 | Trigen St. Louis | MO | St Louis | CT-2 | Natural Gas Fired Combined Cycle | CS | G401 | S | 7.8 | 0.9 | 5 | 7.8 | 0.5 | N |  |  | Y | IPP CHP | 3 | T | NG
Petroleum Liquids.DFO | petroleum | TRUE | 50130 | Ashley Energy LLC | 56309 | Trigen St. Louis | MO | St Louis | IC-1 | Petroleum Liquids | IC |  | S | 1.2 | 0.8 | 1 | 1 | 0.1 | N |  |  | N | IPP CHP | 3 | X | DFO
Natural Gas Fired Combined Cycle.NG | natural gas combined cycle | TRUE | 50130 | Ashley Energy LLC | 56309 | Trigen St. Louis | MO | St Louis | ST-3 | Natural Gas Fired Combined Cycle | CA | G401 | S | 18.2 | 0.8 | 18 | 18 | 1.1 | N |  |  | Y | IPP CHP | 3 | T | NG
Natural Gas Steam Turbine.NG | natural gas steam turbine | TRUE | 50130 | Ashley Energy LLC | 56309 | Trigen St. Louis | MO | St Louis | ST-4 | Natural Gas Steam Turbine | ST |  | S | 1.5 | 0.9 | 1.5 | 1.5 | 0.1 | N |  |  | Y | IPP CHP | 3 | T | NG
Natural Gas Steam Turbine.NG | natural gas steam turbine | TRUE | 50130 | Ashley Energy LLC | 56309 | Trigen St. Louis | MO | St Louis | ST-5 | Natural Gas Steam Turbine | ST |  | S | 1.5 | 0.9 | 1.5 | 1.5 | 0.1 | N |  |  | Y | IPP CHP | 3 | T | NG
Onshore Wind Turbine.WND | onshore wind | TRUE | 50123 | Leeward Asset Management, LLC | 56311 | Sweetwater Wind 3 LLC | TX | Nolan | SW3 | Onshore Wind Turbine | WT |  | W | 135 |  | 144 | 144 | 0 | N |  |  | N | IPP Non-CHP | 2 | X | WND
Natural Gas Fired Combustion Turbine.NG | natural gas peaker | FALSE | 6529 | Exxon Mobil Production Co | 56312 | Shute Creek Facility | WY | Lincoln | 021A | Natural Gas Fired Combustion Turbine | GT |  | S | 48 | 0.85 | 32.9 | 37 | 12.8 | N |  |  | Y | Industrial CHP | 7 | T | NG | OG
Natural Gas Fired Combustion Turbine.NG | natural gas peaker | FALSE | 6529 | Exxon Mobil Production Co | 56312 | Shute Creek Facility | WY | Lincoln | 021B | Natural Gas Fired Combustion Turbine | GT |  | S | 48 | 0.85 | 32.9 | 37 | 12.8 | N |  |  | Y | Industrial CHP | 7 | T | NG | OG
Natural Gas Fired Combustion Turbine.NG | natural gas peaker | FALSE | 6529 | Exxon Mobil Production Co | 56312 | Shute Creek Facility | WY | Lincoln | 021C | Natural Gas Fired Combustion Turbine | GT |  | S | 48 | 0.85 | 32.9 | 36.6 | 12.8 | N |  |  | Y | Industrial CHP | 7 | T | NG | OG
Conventional Hydroelectric.WAT | hydro | FALSE | 50134 | Holcomb Rock Company | 56313 | Coleman Falls | VA | Bedford | CGH2 | Conventional Hydroelectric | HY |  | S | 0.5 | 0.8 | 0.5 | 0.5 | 0.1 | N |  |  | N | Industrial Non-CHP | 6 | X | WAT
Conventional Hydroelectric.WAT | hydro | FALSE | 50134 | Holcomb Rock Company | 56313 | Coleman Falls | VA | Bedford | CGH3 | Conventional Hydroelectric | HY |  | S | 0.5 | 0.8 | 0.5 | 0.5 | 0.1 | N |  |  | N | Industrial Non-CHP | 6 | X | WAT
Conventional Hydroelectric.WAT | hydro | FALSE | 50134 | Holcomb Rock Company | 56313 | Coleman Falls | VA | Bedford | CHG1 | Conventional Hydroelectric | HY |  | S | 0.5 | 0.8 | 0.5 | 0.5 | 0.1 | N |  |  | N | Industrial Non-CHP | 6 | X | WAT
Conventional Hydroelectric.WAT | hydro | FALSE | 50134 | Holcomb Rock Company | 56314 | Holcomb Rock | VA | Lynchburg City | HG1 | Conventional Hydroelectric | HY |  | S | 0.6 | 0.8 | 0.2 | 0.2 | 0.1 | N |  |  | N | Industrial Non-CHP | 6 | X | WAT
Conventional Hydroelectric.WAT | hydro | FALSE | 50134 | Holcomb Rock Company | 56314 | Holcomb Rock | VA | Lynchburg City | HG2 | Conventional Hydroelectric | HY |  | S | 0.6 | 0.8 | 0.2 | 0.2 | 0.1 | N |  |  | N | Industrial Non-CHP | 6 | X | WAT
Conventional Hydroelectric.WAT | hydro | FALSE | 50134 | Holcomb Rock Company | 56314 | Holcomb Rock | VA | Lynchburg City | HG3 | Conventional Hydroelectric | HY |  | S | 0.6 | 0.8 | 0.2 | 0.2 | 0.1 | N |  |  | N | Industrial Non-CHP | 6 | X | WAT
Geothermal.GEO | geothermal | TRUE | 50147 | US Geothermal Inc. | 56317 | Raft River Geothermal Power Plant | ID | Cassia | 1 | Geothermal | BT |  | W | 18 | 0.85 | 10 | 12.2 | 0.5 | N |  |  | N | IPP Non-CHP | 2 | X | GEO
Conventional Steam Coal.SUB | hard coal | TRUE | 19545 | Black Hills Power, Inc. | 56319 | Wygen 2 | WY | Campbell | 0001 | Conventional Steam Coal | ST |  | W | 95 | 0.9 | 90 | 91 | 62 | N |  |  | N | Electric Utility | 1 | X | SUB
Onshore Wind Turbine.WND | onshore wind | TRUE | 49893 | Invenergy Services LLC | 56320 | Spring Canyon | CO | Logan | 1 | Onshore Wind Turbine | WT |  | S | 60 |  | 60 | 60 | 0 | N |  |  | N | IPP Non-CHP | 2 | X | WND
Geothermal.GEO | geothermal | TRUE | 34691 | Ormat Nevada Inc | 56321 | Richard Burdette Geothermal | NV | Washoe | 1 | Geothermal | BT |  | S | 15 | 0.8 | 10 | 15 | 7.8 | N |  |  | N | IPP Non-CHP | 2 | X | GEO
Geothermal.GEO | geothermal | TRUE | 34691 | Ormat Nevada Inc | 56321 | Richard Burdette Geothermal | NV | Washoe | OEC2 | Geothermal | BT |  | S | 15 | 0.8 | 10 | 15 | 7.8 | N |  |  | N | IPP Non-CHP | 2 | X | GEO
Onshore Wind Turbine.WND | onshore wind | TRUE | 15500 | Puget Sound Energy Inc | 56322 | Wild Horse | WA | Kittitas | 1 | Onshore Wind Turbine | WT |  | S | 228.6 |  | 228.6 | 228.6 | 0 | N |  |  | N | Electric Utility | 1 | X | WND
Onshore Wind Turbine.WND | onshore wind | TRUE | 15500 | Puget Sound Energy Inc | 56322 | Wild Horse | WA | Kittitas | WH2 | Onshore Wind Turbine | WT |  | S | 44 |  | 44 | 44 | 0 | N |  |  | N | Electric Utility | 1 | X | WND
Solar Photovoltaic.SUN | solar PV | TRUE | 15500 | Puget Sound Energy Inc | 56322 | Wild Horse | WA | Kittitas | WHS1 | Solar Photovoltaic | PV |  | S | 0.5 |  | 0.5 | 0.5 |  | N |  |  | N | Electric Utility | 1 | X | SUN
Landfill Gas.LFG | natural gas peaker | TRUE | 50158 | Innovative Energy Systems Inc | 56323 | Modern Innovative Energy LLC | NY | Niagara | GEN1 | Landfill Gas | IC |  | S | 1.6 | 0.8 | 1.6 | 1.6 | 0.8 | N |  |  | N | IPP Non-CHP | 2 | X | LFG
Landfill Gas.LFG | natural gas peaker | TRUE | 50158 | Innovative Energy Systems Inc | 56323 | Modern Innovative Energy LLC | NY | Niagara | GEN2 | Landfill Gas | IC |  | S | 1.6 | 0.8 | 1.6 | 1.6 | 0.8 | N |  |  | N | IPP Non-CHP | 2 | X | LFG
Landfill Gas.LFG | natural gas peaker | TRUE | 50158 | Innovative Energy Systems Inc | 56323 | Modern Innovative Energy LLC | NY | Niagara | GEN3 | Landfill Gas | IC |  | S | 1.6 | 0.8 | 1.6 | 1.6 | 0.8 | N |  |  | N | IPP Non-CHP | 2 | X | LFG
Landfill Gas.LFG | natural gas peaker | TRUE | 50158 | Innovative Energy Systems Inc | 56323 | Modern Innovative Energy LLC | NY | Niagara | GEN4 | Landfill Gas | IC |  | S | 1.6 | 0.8 | 1.6 | 1.6 | 0.8 | N |  |  | N | IPP Non-CHP | 2 | X | LFG
Landfill Gas.LFG | natural gas peaker | TRUE | 50158 | Innovative Energy Systems Inc | 56324 | Colonie LFGTE Facility | NY | Albany | GEN1 | Landfill Gas | IC |  | S | 1.6 | 0.8 | 1.6 | 1.6 | 0.8 | N |  |  | N | IPP Non-CHP | 2 | X | LFG
Landfill Gas.LFG | natural gas peaker | TRUE | 50158 | Innovative Energy Systems Inc | 56324 | Colonie LFGTE Facility | NY | Albany | GEN2 | Landfill Gas | IC |  | S | 1.6 | 0.8 | 1.6 | 1.6 | 0.8 | N |  |  | N | IPP Non-CHP | 2 | X | LFG
Landfill Gas.LFG | natural gas peaker | TRUE | 50158 | Innovative Energy Systems Inc | 56324 | Colonie LFGTE Facility | NY | Albany | GEN3 | Landfill Gas | IC |  | S | 1.6 | 0.8 | 1.6 | 1.6 | 0.8 | N |  |  | N | IPP Non-CHP | 2 | X | LFG
Landfill Gas.LFG | natural gas peaker | TRUE | 50158 | Innovative Energy Systems Inc | 56324 | Colonie LFGTE Facility | NY | Albany | GEN4 | Landfill Gas | IC |  | S | 1.6 | 0.8 | 1.6 | 1.6 | 0.8 | N |  |  | N | IPP Non-CHP | 2 | X | LFG
Petroleum Liquids.DFO | petroleum | TRUE | 7353 | Golden Valley Elec Assn Inc | 56325 | Delta Power | AK | Southeast Fairbanks | 6 | Petroleum Liquids | GT |  | S | 23.1 | 0.9 | 23.1 | 26 | 3 | N |  |  | N | Electric Utility | 1 | X | DFO
Natural Gas Fired Combustion Turbine.NG | natural gas peaker | TRUE | 7349 | Golden Spread Electric Cooperative, Inc | 56326 | Mustang Station Unit 4 | TX | Yoakum | GEN1 | Natural Gas Fired Combustion Turbine | GT |  | S | 153 | 0.9 | 152.4 | 161.5 | 90 | N |  |  | N | Electric Utility | 1 | X | NG
Natural Gas Fired Combustion Turbine.NG | natural gas peaker | TRUE | 7349 | Golden Spread Electric Cooperative, Inc | 56326 | Mustang Station Unit 4 | TX | Yoakum | GEN2 | Natural Gas Fired Combustion Turbine | GT |  | S | 153 | 0.9 | 148.9 | 171.1 | 90 | N |  |  | N | Electric Utility | 1 | X | NG
Natural Gas Fired Combustion Turbine.NG | natural gas peaker | TRUE | 7349 | Golden Spread Electric Cooperative, Inc | 56326 | Mustang Station Unit 4 | TX | Yoakum | GEN3 | Natural Gas Fired Combustion Turbine | GT |  | S | 166.1 | 0.85 | 158 | 165.5 | 90 | N |  |  | N | Electric Utility | 1 | X | NG
Landfill Gas.LFG | natural gas peaker | TRUE | 5580 | East Kentucky Power Coop, Inc | 56327 | Pendleton County LFGTE | KY | Pendleton | 1 | Landfill Gas | IC |  | S | 0.8 | 0.8 | 0.8 | 0.8 | 0.1 | N |  |  | N | Electric Utility | 1 | X | LFG
Landfill Gas.LFG | natural gas peaker | TRUE | 5580 | East Kentucky Power Coop, Inc | 56327 | Pendleton County LFGTE | KY | Pendleton | 2 | Landfill Gas | IC |  | S | 0.8 | 0.8 | 0.8 | 0.8 | 0.1 | N |  |  | N | Electric Utility | 1 | X | LFG
Landfill Gas.LFG | natural gas peaker | TRUE | 5580 | East Kentucky Power Coop, Inc | 56327 | Pendleton County LFGTE | KY | Pendleton | 3 | Landfill Gas | IC |  | S | 0.8 | 0.8 | 0.8 | 0.8 | 0.1 | N |  |  | N | Electric Utility | 1 | X | LFG
Landfill Gas.LFG | natural gas peaker | TRUE | 5580 | East Kentucky Power Coop, Inc | 56327 | Pendleton County LFGTE | KY | Pendleton | 4 | Landfill Gas | IC |  | S | 0.8 | 0.8 | 0.8 | 0.8 | 0.1 | N |  |  | N | Electric Utility | 1 | X | LFG
Natural Gas Fired Combustion Turbine.NG | natural gas peaker | TRUE | 17698 | Southwestern Electric Power Co | 56328 | Harry D Mattison Gas Plant | AR | Washington | 1 | Natural Gas Fired Combustion Turbine | GT |  | S | 86.5 | 0.85 | 75 | 84 | 40 | N |  |  | N | Electric Utility | 1 | X | NG
Natural Gas Fired Combustion Turbine.NG | natural gas peaker | TRUE | 17698 | Southwestern Electric Power Co | 56328 | Harry D Mattison Gas Plant | AR | Washington | 2 | Natural Gas Fired Combustion Turbine | GT |  | S | 86.5 | 0.85 | 75 | 84 | 40 | N |  |  | N | Electric Utility | 1 | X | NG
Natural Gas Fired Combustion Turbine.NG | natural gas peaker | TRUE | 17698 | Southwestern Electric Power Co | 56328 | Harry D Mattison Gas Plant | AR | Washington | 3 | Natural Gas Fired Combustion Turbine | GT |  | S | 88 | 0.85 | 72 | 84 | 40 | N |  |  | N | Electric Utility | 1 | X | NG
Natural Gas Fired Combustion Turbine.NG | natural gas peaker | TRUE | 17698 | Southwestern Electric Power Co | 56328 | Harry D Mattison Gas Plant | AR | Washington | 4 | Natural Gas Fired Combustion Turbine | GT |  | S | 88 | 0.85 | 72 | 84 | 40 | N |  |  | N | Electric Utility | 1 | X | NG
Petroleum Liquids.DFO | petroleum | TRUE | 19547 | Hawaiian Electric Co Inc | 56329 | Campbell Industrial Park | HI | Honolulu | CIP1 | Petroleum Liquids | GT |  | S | 113 | 0.85 | 113 | 113 | 42 | N |  |  | N | Electric Utility | 1 | X | DFO | OBL
Conventional Hydroelectric.WAT | hydro | TRUE | 64079 | Central Rivers Power WV, LLC | 56333 | Gauley River Power Partners | WV | Nicholas | GEN1 | Conventional Hydroelectric | HY |  | S | 40 | 1 | 40 | 25 | 0.1 | N |  |  | N | IPP Non-CHP | 2 | X | WAT
Conventional Hydroelectric.WAT | hydro | TRUE | 64079 | Central Rivers Power WV, LLC | 56333 | Gauley River Power Partners | WV | Nicholas | GEN2 | Conventional Hydroelectric | HY |  | S | 40 | 1 | 40 | 25 | 0.1 | N |  |  | N | IPP Non-CHP | 2 | X | WAT
Onshore Wind Turbine.WND | onshore wind | TRUE | 54707 | Blue Canyon Windpower II LLC | 56335 | Blue Canyon Windpower II | OK | Comanche | EW2 | Onshore Wind Turbine | WT |  | S | 151.4 |  | 151.4 | 151.4 | 7.1 | N |  |  | N | IPP Non-CHP | 2 | X | WND
Onshore Wind Turbine.WND | onshore wind | TRUE | 50123 | Leeward Asset Management, LLC | 56336 | Aragonne Wind LLC | NM | Guadalupe | 1 | Onshore Wind Turbine | WT |  | W | 90 |  | 90 | 90 | 5 | N |  |  | N | IPP Non-CHP | 2 | X | WND
Onshore Wind Turbine.WND | onshore wind | TRUE | 50123 | Leeward Asset Management, LLC | 56336 | Aragonne Wind LLC | NM | Guadalupe | AREXP | Onshore Wind Turbine | WT |  | S | 145 |  | 145 | 145 | 5 | N |  |  | N | IPP Non-CHP | 2 | X | WND
Onshore Wind Turbine.WND | onshore wind | TRUE | 50123 | Leeward Asset Management, LLC | 56337 | Sweetwater Wind 4 LLC | TX | Nolan | SW4 | Onshore Wind Turbine | WT |  | W | 241 |  | 241 | 241 | 0 | N |  |  | N | IPP Non-CHP | 2 | X | WND
Onshore Wind Turbine.WND | onshore wind | TRUE | 54709 | High Trail Wind Farm LLC | 56338 | High Trail Wind Farm LLC | IL | McLean | 1 | Onshore Wind Turbine | WT |  | S | 210.9 |  | 210.9 | 210.9 | 1.5 | N |  |  | N | IPP Non-CHP | 2 | X | WND
Petroleum Liquids.DFO | petroleum | TRUE | 13630 | North Carolina Mun Power Agny #1 | 56339 | Albemarle Hospital Unit | NC | Stanly | 1 | Petroleum Liquids | IC |  | S | 1.8 | 0.8 | 1.8 | 1.8 | 0.1 | N |  |  | N | Electric Utility | 1 | X | DFO
Petroleum Liquids.DFO | petroleum | TRUE | 13630 | North Carolina Mun Power Agny #1 | 56340 | Cherryville City Hall | NC | Gaston | 1 | Petroleum Liquids | IC |  | S | 1.8 | 0.8 | 1.8 | 1.8 | 0.1 | N |  |  | N | Electric Utility | 1 | X | DFO
Petroleum Liquids.DFO | petroleum | TRUE | 13630 | North Carolina Mun Power Agny #1 | 56341 | Lincolnton High School | NC | Lincoln | 1 | Petroleum Liquids | IC |  | S | 1.8 | 0.8 | 1.8 | 1.8 | 0.1 | N |  |  | N | Electric Utility | 1 | X | DFO
Petroleum Liquids.DFO | petroleum | TRUE | 13630 | North Carolina Mun Power Agny #1 | 56342 | Maiden Community Center | NC | Catawba | 1 | Petroleum Liquids | IC |  | S | 1.8 | 0.8 | 1.8 | 1.8 | 0.1 | N |  |  | N | Electric Utility | 1 | X | DFO
Petroleum Liquids.DFO | petroleum | TRUE | 13630 | North Carolina Mun Power Agny #1 | 56343 | Monroe Middle School | NC | Union | 1 | Petroleum Liquids | IC |  | S | 1.8 | 0.8 | 1.8 | 1.8 | 0.1 | N |  |  | N | Electric Utility | 1 | X | DFO
Petroleum Liquids.DFO | petroleum | TRUE | 13630 | North Carolina Mun Power Agny #1 | 56344 | Morganton Station 5 | NC | Burke | 1 | Petroleum Liquids | IC |  | S | 1.8 | 0.8 | 1.8 | 1.8 | 0.1 | N |  |  | N | Electric Utility | 1 | X | DFO
Petroleum Liquids.DFO | petroleum | TRUE | 13630 | North Carolina Mun Power Agny #1 | 56345 | Pineville Delivery 2 | NC | Mecklenburg | 1 | Petroleum Liquids | IC |  | S | 1.8 | 0.8 | 1.8 | 1.8 | 0.1 | N |  |  | N | Electric Utility | 1 | X | DFO
Natural Gas Internal Combustion Engine.NG | natural gas peaker | TRUE | 17612 | Bear Valley Electric Service | 56346 | Bear Valley Power Plant | CA | San Bernardino | ICE1 | Natural Gas Internal Combustion Engine | IC |  | S | 1.2 | 1 | 1.2 | 1.2 | 1.2 | N |  |  | N | Electric Utility | 1 | X | NG
Natural Gas Internal Combustion Engine.NG | natural gas peaker | TRUE | 17612 | Bear Valley Electric Service | 56346 | Bear Valley Power Plant | CA | San Bernardino | ICE2 | Natural Gas Internal Combustion Engine | IC |  | S | 1.2 | 1 | 1.2 | 1.2 | 1.2 | N |  |  | N | Electric Utility | 1 | X | NG
Natural Gas Internal Combustion Engine.NG | natural gas peaker | TRUE | 17612 | Bear Valley Electric Service | 56346 | Bear Valley Power Plant | CA | San Bernardino | ICE3 | Natural Gas Internal Combustion Engine | IC |  | S | 1.2 | 1 | 1.2 | 1.2 | 1.2 | N |  |  | N | Electric Utility | 1 | X | NG
Natural Gas Internal Combustion Engine.NG | natural gas peaker | TRUE | 17612 | Bear Valley Electric Service | 56346 | Bear Valley Power Plant | CA | San Bernardino | ICE4 | Natural Gas Internal Combustion Engine | IC |  | S | 1.2 | 1 | 1.2 | 1.2 | 1.2 | N |  |  | N | Electric Utility | 1 | X | NG
Natural Gas Internal Combustion Engine.NG | natural gas peaker | TRUE | 17612 | Bear Valley Electric Service | 56346 | Bear Valley Power Plant | CA | San Bernardino | ICE5 | Natural Gas Internal Combustion Engine | IC |  | S | 1.2 | 1 | 1.2 | 1.2 | 1.2 | N |  |  | N | Electric Utility | 1 | X | NG
Natural Gas Internal Combustion Engine.NG | natural gas peaker | TRUE | 17612 | Bear Valley Electric Service | 56346 | Bear Valley Power Plant | CA | San Bernardino | ICE6 | Natural Gas Internal Combustion Engine | IC |  | S | 1.2 | 1 | 1.2 | 1.2 | 1.2 | N |  |  | N | Electric Utility | 1 | X | NG
Natural Gas Internal Combustion Engine.NG | natural gas peaker | TRUE | 17612 | Bear Valley Electric Service | 56346 | Bear Valley Power Plant | CA | San Bernardino | ICE7 | Natural Gas Internal Combustion Engine | IC |  | S | 1.2 | 1 | 1.2 | 1.2 | 1.2 | N |  |  | N | Electric Utility | 1 | X | NG
Onshore Wind Turbine.WND | onshore wind | TRUE | 20856 | Wisconsin Power & Light Co | 56347 | Cedar Ridge | WI | Fond Du Lac | 1 | Onshore Wind Turbine | WT |  | S | 67.7 |  | 67.7 | 67.7 | 1.7 | N |  |  | N | Electric Utility | 1 | X | WND
Petroleum Liquids.DFO | petroleum | TRUE | 10777 | Town of Laverne - (OK) | 56348 | Laverne Diesel Generating Plant | OK | Harper | 1 | Petroleum Liquids | IC |  | S | 2 | 0.8 | 2 | 2 | 1 | N |  |  | N | Electric Utility | 1 | X | DFO
Petroleum Liquids.DFO | petroleum | TRUE | 10777 | Town of Laverne - (OK) | 56348 | Laverne Diesel Generating Plant | OK | Harper | 2 | Petroleum Liquids | IC |  | S | 2 | 0.8 | 2 | 2 | 1 | N |  |  | N | Electric Utility | 1 | X | DFO
Natural Gas Fired Combined Cycle.NG | natural gas combined cycle | TRUE | 56766 | CER Quail Run Energy Partners LP | 56349 | Quail Run Energy Center | TX | Ector | CT1A | Natural Gas Fired Combined Cycle | CT | 830 | S | 90.6 | 0.9 | 70 | 84 | 55 | N |  |  | N | IPP Non-CHP | 2 | X | NG
Natural Gas Fired Combined Cycle.NG | natural gas combined cycle | TRUE | 56766 | CER Quail Run Energy Partners LP | 56349 | Quail Run Energy Center | TX | Ector | CT1B | Natural Gas Fired Combined Cycle | CT | 830 | S | 90.6 | 0.9 | 70 | 84 | 55 | N |  |  | N | IPP Non-CHP | 2 | X | NG
Natural Gas Fired Combined Cycle.NG | natural gas combined cycle | TRUE | 56766 | CER Quail Run Energy Partners LP | 56349 | Quail Run Energy Center | TX | Ector | CT2A | Natural Gas Fired Combined Cycle | CT | 831 | S | 86.5 | 0.85 | 68 | 84 | 55 | N |  |  | N | IPP Non-CHP | 2 | X | NG
Natural Gas Fired Combined Cycle.NG | natural gas combined cycle | TRUE | 56766 | CER Quail Run Energy Partners LP | 56349 | Quail Run Energy Center | TX | Ector | CT2B | Natural Gas Fired Combined Cycle | CT | 831 | S | 86.5 | 0.85 | 68 | 84 | 55 | N |  |  | N | IPP Non-CHP | 2 | X | NG
Natural Gas Fired Combined Cycle.NG | natural gas combined cycle | TRUE | 56766 | CER Quail Run Energy Partners LP | 56349 | Quail Run Energy Center | TX | Ector | ST1 | Natural Gas Fired Combined Cycle | CA | 830 | S | 98.1 | 0.9 | 98.1 | 98.1 | 58 | N |  |  | N | IPP Non-CHP | 2 | X | NG
Natural Gas Fired Combined Cycle.NG | natural gas combined cycle | TRUE | 56766 | CER Quail Run Energy Partners LP | 56349 | Quail Run Energy Center | TX | Ector | ST2 | Natural Gas Fired Combined Cycle | CA | 831 | S | 98.1 | 0.9 | 98.1 | 98.1 | 58 | N |  |  | N | IPP Non-CHP | 2 | X | NG
Natural Gas Fired Combined Cycle.NG | natural gas combined cycle | TRUE | 56765 | CER Colorado Bend Energy Partners LP | 56350 | Colorado Bend Energy Center | TX | Wharton | CT1A | Natural Gas Fired Combined Cycle | CT | BLK1 | S | 90 | 0.85 | 85 | 85 | 45 | N |  |  | N | IPP Non-CHP | 2 | X | NG
Natural Gas Fired Combined Cycle.NG | natural gas combined cycle | TRUE | 56765 | CER Colorado Bend Energy Partners LP | 56350 | Colorado Bend Energy Center | TX | Wharton | CT1B | Natural Gas Fired Combined Cycle | CT | BLK1 | S | 90 | 0.85 | 85 | 85 | 45 | N |  |  | N | IPP Non-CHP | 2 | X | NG
Natural Gas Fired Combined Cycle.NG | natural gas combined cycle | TRUE | 56765 | CER Colorado Bend Energy Partners LP | 56350 | Colorado Bend Energy Center | TX | Wharton | CT2A | Natural Gas Fired Combined Cycle | CT | BLK2 | S | 90 | 0.85 | 85 | 85 | 45 | N |  |  | N | IPP Non-CHP | 2 | X | NG
Natural Gas Fired Combined Cycle.NG | natural gas combined cycle | TRUE | 56765 | CER Colorado Bend Energy Partners LP | 56350 | Colorado Bend Energy Center | TX | Wharton | CT2B | Natural Gas Fired Combined Cycle | CT | BLK2 | S | 90 | 0.85 | 85 | 85 | 45 | N |  |  | N | IPP Non-CHP | 2 | X | NG
Natural Gas Fired Combined Cycle.NG | natural gas combined cycle | TRUE | 56765 | CER Colorado Bend Energy Partners LP | 56350 | Colorado Bend Energy Center | TX | Wharton | ST1 | Natural Gas Fired Combined Cycle | CA | BLK1 | S | 105.1 | 0.92 | 103 | 103 | 35 | N |  |  | N | IPP Non-CHP | 2 | X | NG
Natural Gas Fired Combined Cycle.NG | natural gas combined cycle | TRUE | 56765 | CER Colorado Bend Energy Partners LP | 56350 | Colorado Bend Energy Center | TX | Wharton | ST2 | Natural Gas Fired Combined Cycle | CA | BLK2 | S | 115 | 0.85 | 103 | 103 | 35 | N |  |  | N | IPP Non-CHP | 2 | X | NG
Onshore Wind Turbine.WND | onshore wind | TRUE | 10000 | Evergy Metro | 56351 | Spearville | KS | Ford | 1 | Onshore Wind Turbine | WT |  | S | 100.5 |  | 100.5 | 100.5 | 0 | N |  |  | N | Electric Utility | 1 | X | WND
Onshore Wind Turbine.WND | onshore wind | TRUE | 10000 | Evergy Metro | 56351 | Spearville | KS | Ford | 2 | Onshore Wind Turbine | WT |  | S | 48 |  | 48 | 48 | 0 | N |  |  | N | Electric Utility | 1 | X | WND
Onshore Wind Turbine.WND | onshore wind | TRUE | 9417 | Interstate Power and Light Co | 56355 | Whispering Willow Wind Farm - East | IA | Franklin | 1 | Onshore Wind Turbine | WT |  | S | 199.7 |  | 199.7 | 199.7 | 0.4 | N |  |  | N | Electric Utility | 1 | X | WND
Natural Gas Fired Combined Cycle.NG | natural gas combined cycle | TRUE | 16088 | City of Riverside - (CA) | 56356 | Clearwater Power Plant | CA | Riverside | CT1 | Natural Gas Fired Combined Cycle | CT | CC1 | S | 41 | 0.85 | 21 | 21 | 15 | N |  |  | Y | Electric Utility | 1 | T | NG
Natural Gas Fired Combined Cycle.NG | natural gas combined cycle | TRUE | 16088 | City of Riverside - (CA) | 56356 | Clearwater Power Plant | CA | Riverside | ST1 | Natural Gas Fired Combined Cycle | CA | CC1 | S | 8 | 0.8 | 7 | 7 | 5 | N |  |  | Y | Electric Utility | 1 | T | NG
Onshore Wind Turbine.WND | onshore wind | TRUE | 54717 | FPL Energy Burleigh County Wind LLC | 56357 | FPL Energy Burleigh County Wind | ND | Burleigh | GE | Onshore Wind Turbine | WT |  | S | 18 |  | 18 | 18 | 2.5 | N |  |  | N | IPP Non-CHP | 2 | X | WND
Onshore Wind Turbine.WND | onshore wind | TRUE | 54717 | FPL Energy Burleigh County Wind LLC | 56357 | FPL Energy Burleigh County Wind | ND | Burleigh | GE15 | Onshore Wind Turbine | WT |  | S | 31.5 |  | 31.5 | 31.5 | 2.5 | N |  |  | N | IPP Non-CHP | 2 | X | WND
Wood/Wood Waste Biomass.WDS | biomass | TRUE | 54690 | Western Renewable Energy LLC | 56358 | Western Renewable Energy | AZ | Apache | 1 | Wood/Wood Waste Biomass | ST |  | S | 3 | 0.8 | 2.5 | 2.5 | 0.2 | N |  |  | N | IPP Non-CHP | 2 | X | WDS
Onshore Wind Turbine.WND | onshore wind | TRUE | 15399 | Avangrid Renewables LLC | 56359 | Klondike Windpower II | OR | Sherman | PH2 | Onshore Wind Turbine | WT |  | S | 75 |  | 81 | 81 | 0 | Y |  |  | N | IPP Non-CHP | 2 | X | WND
Onshore Wind Turbine.WND | onshore wind | TRUE | 14354 | PacifiCorp | 56360 | Leaning Juniper | OR | Gilliam | 1 | Onshore Wind Turbine | WT |  | S | 110.4 |  | 100.5 | 100.5 | 0 | N |  |  | N | Electric Utility | 1 | X | WND
Onshore Wind Turbine.WND | onshore wind | TRUE | 15399 | Avangrid Renewables LLC | 56361 | Big Horn Wind Project | WA | Klickitat | 1 | Onshore Wind Turbine | WT |  | S | 199 |  | 199 | 199 | 0 | N |  |  | N | IPP Non-CHP | 2 | X | WND
Onshore Wind Turbine.WND | onshore wind | TRUE | 15399 | Avangrid Renewables LLC | 56362 | Shiloh I Wind Project | CA | Solano | 1 | Onshore Wind Turbine | WT |  | S | 150 |  | 150 | 150 | 0 | N |  |  | N | IPP Non-CHP | 2 | X | WND
Petroleum Liquids.DFO | petroleum | TRUE | 4794 | City of Danville - (VA) | 56363 | Danville New Design Plant | VA | Danville City | GEN 1 | Petroleum Liquids | IC |  | S | 1.8 | 0.9 | 1.2 | 1.2 | 0.5 | N |  |  | N | Electric Utility | 1 | X | DFO
Petroleum Liquids.DFO | petroleum | TRUE | 4794 | City of Danville - (VA) | 56364 | Danville Kentuck Road Plant | VA | Pittsylvania | GEN 1 | Petroleum Liquids | IC |  | S | 1.8 | 0.9 | 1.2 | 1.2 | 0.5 | N |  |  | N | Electric Utility | 1 | X | DFO
Petroleum Liquids.DFO | petroleum | TRUE | 4619 | Town of Culpeper- (VA) | 56367 | Electric Avenue Facility | VA | Culpeper | 1 | Petroleum Liquids | IC |  | S | 1.8 | 0.8 | 1.8 | 1.8 | 1.8 | N |  |  | N | Electric Utility | 1 | X | DFO
Petroleum Liquids.DFO | petroleum | TRUE | 4619 | Town of Culpeper- (VA) | 56367 | Electric Avenue Facility | VA | Culpeper | 2 | Petroleum Liquids | IC |  | S | 1.8 | 0.8 | 1.8 | 1.8 | 1.8 | N |  |  | N | Electric Utility | 1 | X | DFO
Petroleum Liquids.DFO | petroleum | TRUE | 4619 | Town of Culpeper- (VA) | 56367 | Electric Avenue Facility | VA | Culpeper | 3 | Petroleum Liquids | IC |  | S | 1.8 | 0.8 | 1.8 | 1.8 | 1.8 | N |  |  | N | Electric Utility | 1 | X | DFO
Petroleum Liquids.DFO | petroleum | TRUE | 4619 | Town of Culpeper- (VA) | 56367 | Electric Avenue Facility | VA | Culpeper | 4 | Petroleum Liquids | IC |  | S | 1.5 | 0.8 | 1.5 | 1.5 | 1 | N |  |  | N | Electric Utility | 1 | X | DFO
Petroleum Liquids.DFO | petroleum | TRUE | 11560 | City of Manassas - (VA) | 56368 | Water Treatment Plant Generators | VA | Prince William | WP1 | Petroleum Liquids | IC |  | S | 1.8 | 0.8 | 1.7 | 1.7 | 0.3 | N |  |  | N | Electric Utility | 1 | X | DFO
Onshore Wind Turbine.WND | onshore wind | TRUE | 15399 | Avangrid Renewables LLC | 56369 | Casselman Wind Power Project | PA | Somerset | 1 | Onshore Wind Turbine | WT |  | S | 34.5 |  | 34.5 | 34.5 | 0 | N |  |  | N | IPP Non-CHP | 2 | X | WND
Onshore Wind Turbine.WND | onshore wind | TRUE | 50123 | Leeward Asset Management, LLC | 56371 | Cedar Creek Wind | CO | Weld | 1 | Onshore Wind Turbine | WT |  | W | 221 |  | 221 | 221 | 0.1 | N |  |  | N | IPP Non-CHP | 2 | X | WND
Onshore Wind Turbine.WND | onshore wind | TRUE | 50123 | Leeward Asset Management, LLC | 56371 | Cedar Creek Wind | CO | Weld | 2 | Onshore Wind Turbine | WT |  | W | 79.5 |  | 79.5 | 79.5 | 0.1 | N |  |  | N | IPP Non-CHP | 2 | X | WND
Onshore Wind Turbine.WND | onshore wind | TRUE | 50123 | Leeward Asset Management, LLC | 56372 | Sweetwater Wind 5 | TX | Nolan | SW5 | Onshore Wind Turbine | WT |  | W | 80.5 |  | 80.5 | 80.5 | 0 | N |  |  | N | IPP Non-CHP | 2 | X | WND
Natural Gas Fired Combustion Turbine.NG | natural gas peaker | TRUE | 1015 | Austin Energy | 56374 | Robert Mueller Energy Center | TX | Travis | CT1 | Natural Gas Fired Combustion Turbine | GT |  | S | 4.6 | 0.8 | 3.7 | 4.6 | 3.7 | N |  |  | Y | Electric Utility | 1 | T | NG
Petroleum Liquids.DFO | petroleum | TRUE | 1015 | Austin Energy | 56374 | Robert Mueller Energy Center | TX | Travis | DG1 | Petroleum Liquids | IC |  | S | 1.5 | 0.8 | 1.5 | 1.5 | 1.5 | N |  |  | N | Electric Utility | 1 | X | DFO
Onshore Wind Turbine.WND | onshore wind | TRUE | 9209 | Illinois Rural Electric Coop | 56376 | Pike County Wind Power | IL | Pike | WTG1 | Onshore Wind Turbine | WT |  | S | 1.7 |  | 1.7 | 1.7 | 0.1 | N |  |  | N | Electric Utility | 1 | X | WND
Onshore Wind Turbine.WND | onshore wind | TRUE | 49893 | Invenergy Services LLC | 56377 | Judith Gap Wind Energy Center | MT | Wheatland | 1 | Onshore Wind Turbine | WT |  | S | 135 |  | 135 | 135 | 0 | N |  |  | N | IPP Non-CHP | 2 | X | WND
Onshore Wind Turbine.WND | onshore wind | TRUE | 794 | Apollo Energy Corp | 56378 | Pakini Nui Wind Farm | HI | Hawaii | 1 | Onshore Wind Turbine | WT |  | J | 21 |  | 21 | 21 | 0.1 | N |  |  | N | IPP Non-CHP | 2 | X | WND
Onshore Wind Turbine.WND | onshore wind | TRUE | 12341 | MidAmerican Energy Co | 56379 | Victory Wind Farm | IA | Carroll | VWF | Onshore Wind Turbine | WT |  | S | 105 |  | 99 | 99 | 0.1 | N |  |  | N | Electric Utility | 1 | X | WND
Onshore Wind Turbine.WND | onshore wind | TRUE | 14063 | Oklahoma Gas & Electric Co | 56380 | Centennial Wind Farm | OK | Harper | WT1 | Onshore Wind Turbine | WT |  | S | 120 |  | 120 | 120 | 0.1 | N |  |  | N | Electric Utility | 1 | X | WND
Onshore Wind Turbine.WND | onshore wind | TRUE | 15399 | Avangrid Renewables LLC | 56383 | Northern Iowa Windpower II | IA | Worth | TOI2 | Onshore Wind Turbine | WT |  | S | 80 |  | 80 | 80 | 0 | N |  |  | N | IPP Non-CHP | 2 | X | WND
Onshore Wind Turbine.WND | onshore wind | TRUE | 11479 | Madison Gas & Electric Co | 56386 | Top of Iowa Windfarm III | IA | Worth | TOI3 | Onshore Wind Turbine | WT |  | S | 29.7 |  | 29.7 | 29.7 | 0 | N |  |  | N | Electric Utility | 1 | X | WND
Onshore Wind Turbine.WND | onshore wind | TRUE | 20847 | Wisconsin Electric Power Co | 56391 | Blue Sky Green Field Wind Project | WI | Fond Du Lac | 1 | Onshore Wind Turbine | WT |  | S | 145.2 |  | 145.2 | 145.2 | 0 | N |  |  | N | Electric Utility | 1 | X | WND
Onshore Wind Turbine.WND | onshore wind | TRUE | 55696 | FPL Energy Oliver County Wind | 56392 | FPL Energy Oliver Wind I LLC | ND | Oliver | 1 | Onshore Wind Turbine | WT |  | S | 50.6 |  | 50.6 | 50.6 | 2.5 | N |  |  | N | IPP Non-CHP | 2 | X | WND
Onshore Wind Turbine.WND | onshore wind | TRUE | 56215 | RWE Renewables Americas, LLC | 56394 | Forest Creek Wind Farm LLC | TX | Glasscock | 1 | Onshore Wind Turbine | WT |  | S | 124.2 |  | 124.2 | 124.2 | 0 | N |  |  | N | IPP Non-CHP | 2 | X | WND
Onshore Wind Turbine.WND | onshore wind | TRUE | 54759 | Mesquite Wind LLC | 56395 | Mesquite Wind Power LLC | TX | Shackelford | 1 | Onshore Wind Turbine | WT |  | S | 200 |  | 200 | 200 | 50 | N |  |  | N | IPP Non-CHP | 2 | X | WND
Natural Gas Fired Combustion Turbine.NG | natural gas peaker | TRUE | 61319 | Hunlock Energy, LLC | 56397 | Hunlock Unit 4 | PA | Luzerne | 4 | Natural Gas Fired Combustion Turbine | GT |  | S | 44 | 0.9 | 44.8 | 50.5 | 4 | N |  |  | N | IPP Non-CHP | 2 | X | NG
Onshore Wind Turbine.WND | onshore wind | TRUE | 15399 | Avangrid Renewables LLC | 56399 | Lempster Wind LLC | NH | Sullivan | 1 | Onshore Wind Turbine | WT |  | S | 24 |  | 24 | 24 | 0 | N |  |  | N | IPP Non-CHP | 2 | X | WND
Natural Gas Fired Combined Cycle.NG | natural gas combined cycle | TRUE | 6616 | Fort Pierce Utilities Authority | 56400 | Treasure Coast Energy Center | FL | St Lucie | CT1 | Natural Gas Fired Combined Cycle | CT | G761 | W | 219.6 | 0.85 | 158.8 | 188.8 | 80 | N |  |  | N | Electric Utility | 1 | X | NG | DFO
Natural Gas Fired Combined Cycle.NG | natural gas combined cycle | TRUE | 6616 | Fort Pierce Utilities Authority | 56400 | Treasure Coast Energy Center | FL | St Lucie | ST1 | Natural Gas Fired Combined Cycle | CA | G761 | W | 191.8 | 0.85 | 159.2 | 163.3 | 65 | N |  |  | N | Electric Utility | 1 | X | NG
Landfill Gas.LFG | natural gas peaker | TRUE | 17833 | City Utilities of Springfield - (MO) | 56404 | Noble Hill Landfill | MO | Greene | NHLC | Landfill Gas | IC |  | S | 3.2 | 0.8 | 3 | 3 | 1 | N |  |  | N | Electric Utility | 1 | X | LFG
Solar Thermal without Energy Storage.SUN | solar thermal | TRUE | 55744 | Acciona Solar Power | 56405 | Nevada Solar One | NV | Clark | ONE | Solar Thermal without Energy Storage | ST |  | S | 75.7 | 0.85 | 68.5 | 40 |  | N |  |  | N | IPP Non-CHP | 2 | X | SUN | NG
Wood/Wood Waste Biomass.WDS | biomass | TRUE | 17164 | Sierra Pacific Industries | 56406 | Sierra Pacific Burlington Facility | WA | Skagit | GEN1 | Wood/Wood Waste Biomass | ST |  | S | 28 | 0.85 | 24.6 | 24.7 | 13 | N |  |  | Y | Industrial CHP | 7 | T | WDS
Natural Gas Fired Combined Cycle.NG | natural gas combined cycle | TRUE | 6452 | Florida Power & Light Co | 56407 | West County Energy Center | FL | Palm Beach | 1A | Natural Gas Fired Combined Cycle | CT | WC1 | S | 298 | 0.85 | 257.6 | 295.6 | 232 | N |  |  | N | Electric Utility | 1 | X | NG | DFO
Natural Gas Fired Combined Cycle.NG | natural gas combined cycle | TRUE | 6452 | Florida Power & Light Co | 56407 | West County Energy Center | FL | Palm Beach | 1B | Natural Gas Fired Combined Cycle | CT | WC1 | S | 298 | 0.85 | 257.6 | 295.6 | 232 | N |  |  | N | Electric Utility | 1 | X | NG | DFO
Natural Gas Fired Combined Cycle.NG | natural gas combined cycle | TRUE | 6452 | Florida Power & Light Co | 56407 | West County Energy Center | FL | Palm Beach | 1C | Natural Gas Fired Combined Cycle | CT | WC1 | S | 298 | 0.85 | 257.6 | 295.6 | 232 | N |  |  | N | Electric Utility | 1 | X | NG | DFO
Natural Gas Fired Combined Cycle.NG | natural gas combined cycle | TRUE | 6452 | Florida Power & Light Co | 56407 | West County Energy Center | FL | Palm Beach | 1ST | Natural Gas Fired Combined Cycle | CA | WC1 | S | 527 | 0.85 | 486.2 | 482.2 | 350 | N |  |  | N | Electric Utility | 1 | X | NG | DFO
Natural Gas Fired Combined Cycle.NG | natural gas combined cycle | TRUE | 6452 | Florida Power & Light Co | 56407 | West County Energy Center | FL | Palm Beach | 2A | Natural Gas Fired Combined Cycle | CT | WC2 | S | 298 | 0.85 | 257.7 | 295.6 | 232 | N |  |  | N | Electric Utility | 1 | X | NG | DFO
Natural Gas Fired Combined Cycle.NG | natural gas combined cycle | TRUE | 6452 | Florida Power & Light Co | 56407 | West County Energy Center | FL | Palm Beach | 2B | Natural Gas Fired Combined Cycle | CT | WC2 | S | 298 | 0.85 | 257.7 | 295.6 | 232 | N |  |  | N | Electric Utility | 1 | X | NG | DFO
Natural Gas Fired Combined Cycle.NG | natural gas combined cycle | TRUE | 6452 | Florida Power & Light Co | 56407 | West County Energy Center | FL | Palm Beach | 2C | Natural Gas Fired Combined Cycle | CT | WC2 | S | 298 | 0.85 | 257.7 | 295.6 | 232 | N |  |  | N | Electric Utility | 1 | X | NG | DFO
Natural Gas Fired Combined Cycle.NG | natural gas combined cycle | TRUE | 6452 | Florida Power & Light Co | 56407 | West County Energy Center | FL | Palm Beach | 2ST | Natural Gas Fired Combined Cycle | CA | WC2 | S | 527 | 0.85 | 485.9 | 482.2 | 350 | N |  |  | N | Electric Utility | 1 | X | NG | DFO
Natural Gas Fired Combined Cycle.NG | natural gas combined cycle | TRUE | 6452 | Florida Power & Light Co | 56407 | West County Energy Center | FL | Palm Beach | 3A | Natural Gas Fired Combined Cycle | CT | WC3 | S | 298 | 0.85 | 257.6 | 295.6 | 232 | N |  |  | N | Electric Utility | 1 | X | NG | DFO
Natural Gas Fired Combined Cycle.NG | natural gas combined cycle | TRUE | 6452 | Florida Power & Light Co | 56407 | West County Energy Center | FL | Palm Beach | 3B | Natural Gas Fired Combined Cycle | CT | WC3 | S | 298 | 0.85 | 257.6 | 295.6 | 244 | N |  |  | N | Electric Utility | 1 | X | NG | DFO
Natural Gas Fired Combined Cycle.NG | natural gas combined cycle | TRUE | 6452 | Florida Power & Light Co | 56407 | West County Energy Center | FL | Palm Beach | 3C | Natural Gas Fired Combined Cycle | CT | WC3 | S | 298 | 0.85 | 257.6 | 295.6 | 232 | N |  |  | N | Electric Utility | 1 | X | NG | DFO
Natural Gas Fired Combined Cycle.NG | natural gas combined cycle | TRUE | 6452 | Florida Power & Light Co | 56407 | West County Energy Center | FL | Palm Beach | 3ST | Natural Gas Fired Combined Cycle | CA | WC3 | S | 527 | 0.85 | 486.2 | 482.2 | 350 | N |  |  | N | Electric Utility | 1 | X | NG | DFO
Onshore Wind Turbine.WND | onshore wind | TRUE | 65300 | Agriwind Holdings, LLC | 56408 | Agriwind | IL | Bureau | AWND1 | Onshore Wind Turbine | WT |  | S | 8.4 |  | 8.4 | 8.4 | 0.1 | N |  |  | N | IPP Non-CHP | 2 | X | WND
Onshore Wind Turbine.WND | onshore wind | TRUE | 61219 | Longroad Energy Services LLC | 56409 | Stahl Wind Energy | MN | Pipestone | 1 | Onshore Wind Turbine | WT |  | J | 1.7 |  | 1.7 | 1.7 | 0 | N |  |  | N | IPP Non-CHP | 2 | X | WND
Onshore Wind Turbine.WND | onshore wind | TRUE | 61219 | Longroad Energy Services LLC | 56410 | Carstensen Wind | MN | Pipestone | 1 | Onshore Wind Turbine | WT |  | J | 1.7 |  | 1.7 | 1.7 | 0 | N |  |  | N | IPP Non-CHP | 2 | X | WND
Onshore Wind Turbine.WND | onshore wind | TRUE | 61219 | Longroad Energy Services LLC | 56411 | Northern Lights Wind LLC | MN | Pipestone | 1 | Onshore Wind Turbine | WT |  | J | 1.7 |  | 1.7 | 1.7 | 0 | N |  |  | N | IPP Non-CHP | 2 | X | WND
Onshore Wind Turbine.WND | onshore wind | TRUE | 61219 | Longroad Energy Services LLC | 56412 | Lucky Wind | MN | Pipestone | 1 | Onshore Wind Turbine | WT |  | J | 1.7 |  | 1.7 | 1.7 | 0 | N |  |  | N | IPP Non-CHP | 2 | X | WND
Onshore Wind Turbine.WND | onshore wind | TRUE | 61219 | Longroad Energy Services LLC | 56413 | Greenback Energy | MN | Pipestone | 1 | Onshore Wind Turbine | WT |  | J | 1.7 |  | 1.7 | 1.7 | 0 | N |  |  | N | IPP Non-CHP | 2 | X | WND
Onshore Wind Turbine.WND | onshore wind | TRUE | 40580 | Southern Minnesota Mun P Agny | 56414 | Redwood Falls Wind | MN | Redwood | WND1 | Onshore Wind Turbine | WT |  | S | 1.7 |  | 1.7 | 1.7 | 0.5 | N |  |  | N | Electric Utility | 1 | X | WND
Onshore Wind Turbine.WND | onshore wind | TRUE | 40580 | Southern Minnesota Mun P Agny | 56414 | Redwood Falls Wind | MN | Redwood | WND2 | Onshore Wind Turbine | WT |  | S | 1.7 |  | 1.7 | 1.7 | 0.5 | N |  |  | N | Electric Utility | 1 | X | WND
Onshore Wind Turbine.WND | onshore wind | TRUE | 40580 | Southern Minnesota Mun P Agny | 56415 | Fairmont Wind | MN | Martin | WND1 | Onshore Wind Turbine | WT |  | S | 1 |  | 0.9 | 0.9 | 0.4 | N |  |  | N | Electric Utility | 1 | X | WND
Onshore Wind Turbine.WND | onshore wind | TRUE | 40580 | Southern Minnesota Mun P Agny | 56415 | Fairmont Wind | MN | Martin | WND2 | Onshore Wind Turbine | WT |  | S | 1 |  | 0.9 | 0.9 | 0.4 | N |  |  | N | Electric Utility | 1 | X | WND
Onshore Wind Turbine.WND | onshore wind | TRUE | 40580 | Southern Minnesota Mun P Agny | 56415 | Fairmont Wind | MN | Martin | WND3 | Onshore Wind Turbine | WT |  | S | 1.7 |  | 1.7 | 1.7 | 0.5 | N |  |  | N | Electric Utility | 1 | X | WND
Onshore Wind Turbine.WND | onshore wind | TRUE | 40580 | Southern Minnesota Mun P Agny | 56415 | Fairmont Wind | MN | Martin | WND4 | Onshore Wind Turbine | WT |  | S | 1.7 |  | 1.7 | 1.7 | 0.5 | N |  |  | N | Electric Utility | 1 | X | WND
Onshore Wind Turbine.WND | onshore wind | TRUE | 54800 | Michigan Wind 1, LLC | 56416 | Michigan Wind 1 | MI | Huron | 1 | Onshore Wind Turbine | WT |  | S | 69 |  | 69 | 69 | 0.9 | N |  |  | N | IPP Non-CHP | 2 | X | WND
Landfill Gas.LFG | natural gas peaker | TRUE | 60539 | Will County Energy LLC | 56419 | Beecher Gas Recovery | IL | Will | B1 | Landfill Gas | IC |  | W | 1.1 | 0.9 | 1.1 | 1.1 | 1.1 | N |  |  | N | IPP Non-CHP | 2 | X | LFG
Landfill Gas.LFG | natural gas peaker | TRUE | 60539 | Will County Energy LLC | 56419 | Beecher Gas Recovery | IL | Will | B2 | Landfill Gas | IC |  | W | 1.1 | 0.9 | 1.1 | 1.1 | 1.1 | N |  |  | N | IPP Non-CHP | 2 | X | LFG
Landfill Gas.LFG | natural gas peaker | TRUE | 60539 | Will County Energy LLC | 56419 | Beecher Gas Recovery | IL | Will | B3 | Landfill Gas | IC |  | W | 1.1 | 0.9 | 1.1 | 1.1 | 1.1 | N |  |  | N | IPP Non-CHP | 2 | X | LFG
Petroleum Liquids.DFO | petroleum | TRUE | 4065 | City of Columbus - (OH) | 56420 | Renick Run Pumping Station 03-04 | OH | Franklin | 0003 | Petroleum Liquids | IC |  | S | 1.4 | 0.8 | 1.1 | 1.1 | 0.1 | N |  |  | N | Electric Utility | 1 | X | DFO
Petroleum Liquids.DFO | petroleum | TRUE | 4065 | City of Columbus - (OH) | 56420 | Renick Run Pumping Station 03-04 | OH | Franklin | 0004 | Petroleum Liquids | IC |  | S | 1.4 | 0.8 | 1.1 | 1.1 | 0.1 | N |  |  | N | Electric Utility | 1 | X | DFO
Petroleum Liquids.DFO | petroleum | TRUE | 4065 | City of Columbus - (OH) | 56421 | PS ST-8 Engine No 1 | OH | Franklin | 0005 | Petroleum Liquids | IC |  | S | 2 | 0.8 | 1.8 | 1.8 | 0.1 | N |  |  | N | Electric Utility | 1 | X | DFO
Petroleum Liquids.DFO | petroleum | TRUE | 4065 | City of Columbus - (OH) | 56422 | ST-1/1A Engine No 1 | OH | Franklin | 0006 | Petroleum Liquids | IC |  | S | 1.3 | 0.8 | 1.1 | 1.1 | 0.1 | N |  |  | N | Electric Utility | 1 | X | DFO
Petroleum Liquids.DFO | petroleum | TRUE | 4065 | City of Columbus - (OH) | 56423 | Dodge Park Engine No 1 | OH | Franklin | 0007 | Petroleum Liquids | IC |  | S | 2 | 0.8 | 1.8 | 1.8 | 0.1 | N |  |  | N | Electric Utility | 1 | X | DFO
Onshore Wind Turbine.WND | onshore wind | TRUE | 13781 | Northern States Power Co - Minnesota | 56424 | Mower County Wind Energy Center | MN | Mower | 1 | Onshore Wind Turbine | WT |  | S | 98.9 |  | 98.9 | 98.9 | 4.9 | N |  |  | N | Electric Utility | 1 | X | WND
Landfill Gas.LFG | natural gas peaker | TRUE | 54812 | AMERESCO Chicopee Energy LLC | 56426 | Ameresco Chicopee Energy | MA | Hampden | UNIT4 | Landfill Gas | IC |  | S | 2.1 | 1 | 2 | 2 | 1 | N |  |  | N | IPP Non-CHP | 2 | X | LFG
Landfill Gas.LFG | natural gas peaker | TRUE | 54812 | AMERESCO Chicopee Energy LLC | 56426 | Ameresco Chicopee Energy | MA | Hampden | Unit1 | Landfill Gas | IC |  | S | 1.9 | 1 | 1.9 | 1.9 | 1 | N |  |  | N | IPP Non-CHP | 2 | X | LFG
Landfill Gas.LFG | natural gas peaker | TRUE | 54812 | AMERESCO Chicopee Energy LLC | 56426 | Ameresco Chicopee Energy | MA | Hampden | Unit2 | Landfill Gas | IC |  | S | 1.9 | 1 | 1.9 | 1.9 | 1 | N |  |  | N | IPP Non-CHP | 2 | X | LFG
Landfill Gas.LFG | natural gas peaker | TRUE | 54812 | AMERESCO Chicopee Energy LLC | 56426 | Ameresco Chicopee Energy | MA | Hampden | Unit3 | Landfill Gas | IC |  | S | 1.9 | 1 | 1.9 | 1.9 | 1 | N |  |  | N | IPP Non-CHP | 2 | X | LFG
Landfill Gas.LFG | natural gas peaker | TRUE | 54813 | AMERESCO Janesville LLC | 56427 | Ameresco Janesville | WI | Rock | Unit1 | Landfill Gas | IC |  | S | 1 | 0.9 | 1 | 1 | 0.5 | N |  |  | N | IPP Non-CHP | 2 | X | LFG
Landfill Gas.LFG | natural gas peaker | TRUE | 54813 | AMERESCO Janesville LLC | 56427 | Ameresco Janesville | WI | Rock | Unit2 | Landfill Gas | IC |  | S | 1 | 0.9 | 1 | 1 | 0.5 | N |  |  | N | IPP Non-CHP | 2 | X | LFG
Landfill Gas.LFG | natural gas peaker | TRUE | 54813 | AMERESCO Janesville LLC | 56427 | Ameresco Janesville | WI | Rock | Unit3 | Landfill Gas | IC |  | S | 1 | 0.9 | 1 | 1 | 0.5 | N |  |  | N | IPP Non-CHP | 2 | X | LFG
Landfill Gas.LFG | natural gas peaker | TRUE | 54814 | AMERESCO Santa Cruz Energy LLC | 56428 | Ameresco Santa Cruz Energy | CA | Santa Cruz | Unit1 | Landfill Gas | IC |  | S | 1 | 1 | 1 | 1 | 0.5 | N |  |  | N | IPP Non-CHP | 2 | X | LFG
Landfill Gas.LFG | natural gas peaker | TRUE | 54814 | AMERESCO Santa Cruz Energy LLC | 56428 | Ameresco Santa Cruz Energy | CA | Santa Cruz | Unit2 | Landfill Gas | IC |  | S | 1 | 1 | 1 | 1 | 0.5 | N |  |  | N | IPP Non-CHP | 2 | X | LFG
Landfill Gas.LFG | natural gas peaker | TRUE | 54814 | AMERESCO Santa Cruz Energy LLC | 56428 | Ameresco Santa Cruz Energy | CA | Santa Cruz | Unit3 | Landfill Gas | IC |  | S | 1 | 1 | 1 | 1 | 0.5 | N |  |  | N | IPP Non-CHP | 2 | X | LFG
Landfill Gas.LFG | natural gas peaker | TRUE | 54815 | AMERESCO Delaware South | 56429 | Ameresco Delaware South | DE | Sussex | 1 | Landfill Gas | IC |  | S | 1 | 1 | 1 | 1 | 0.6 | N |  |  | N | IPP Non-CHP | 2 | X | LFG
Landfill Gas.LFG | natural gas peaker | TRUE | 54815 | AMERESCO Delaware South | 56429 | Ameresco Delaware South | DE | Sussex | 2 | Landfill Gas | IC |  | S | 1 | 1 | 1 | 1 | 0.6 | N |  |  | N | IPP Non-CHP | 2 | X | LFG
Landfill Gas.LFG | natural gas peaker | TRUE | 54815 | AMERESCO Delaware South | 56429 | Ameresco Delaware South | DE | Sussex | 3 | Landfill Gas | IC |  | S | 1 | 1 | 1 | 1 | 0.6 | N |  |  | N | IPP Non-CHP | 2 | X | LFG
Landfill Gas.LFG | natural gas peaker | TRUE | 54815 | AMERESCO Delaware South | 56429 | Ameresco Delaware South | DE | Sussex | 4 | Landfill Gas | IC |  | S | 1 | 1 | 1 | 1 | 0.6 | N |  |  | N | IPP Non-CHP | 2 | X | LFG
Landfill Gas.LFG | natural gas peaker | TRUE | 54815 | AMERESCO Delaware South | 56429 | Ameresco Delaware South | DE | Sussex | 5 | Landfill Gas | IC |  | S | 1 | 1 | 1 | 1 | 0.6 | N |  |  | N | IPP Non-CHP | 2 | X | LFG
Landfill Gas.LFG | natural gas peaker | TRUE | 54816 | AMERESCO Delaware Central | 56430 | Ameresco Delaware Central | DE | Kent | 1C | Landfill Gas | IC |  | S | 1 | 1 | 1 | 1 | 0.6 | N |  |  | N | IPP Non-CHP | 2 | X | LFG
Landfill Gas.LFG | natural gas peaker | TRUE | 54816 | AMERESCO Delaware Central | 56430 | Ameresco Delaware Central | DE | Kent | 2C | Landfill Gas | IC |  | S | 1 | 1 | 1 | 1 | 0.6 | N |  |  | N | IPP Non-CHP | 2 | X | LFG
Landfill Gas.LFG | natural gas peaker | TRUE | 54816 | AMERESCO Delaware Central | 56430 | Ameresco Delaware Central | DE | Kent | 3C | Landfill Gas | IC |  | S | 1 | 1 | 1 | 1 | 0.6 | N |  |  | N | IPP Non-CHP | 2 | X | LFG
Landfill Gas.LFG | natural gas peaker | TRUE | 54816 | AMERESCO Delaware Central | 56430 | Ameresco Delaware Central | DE | Kent | 4C | Landfill Gas | IC |  | S | 1 | 1 | 1 | 1 | 0.6 | N |  |  | N | IPP Non-CHP | 2 | X | LFG
Landfill Gas.LFG | natural gas peaker | TRUE | 54816 | AMERESCO Delaware Central | 56430 | Ameresco Delaware Central | DE | Kent | 5C | Landfill Gas | IC |  | S | 1 | 1 | 1 | 1 | 0.6 | N |  |  | N | IPP Non-CHP | 2 | X | LFG
Onshore Wind Turbine.WND | onshore wind | TRUE | 64668 | Wildorado Wind, LLC | 56432 | Wildorado Wind LLC | TX | Oldham | 1 | Onshore Wind Turbine | WT |  | J | 161 |  | 161 | 161 | 1 | N |  |  | N | IPP Non-CHP | 2 | X | WND
Onshore Wind Turbine.WND | onshore wind | TRUE | 11208 | Los Angeles Department of Water & Power | 56433 | Pine Tree Wind Power Project | CA | Kern | 1 | Onshore Wind Turbine | WT |  | S | 135 |  | 135 | 135 | 0 | N |  |  | N | Electric Utility | 1 | X | WND
Onshore Wind Turbine.WND | onshore wind | TRUE | 56592 | Idaho Wind Partners 1 LLC | 56434 | Burley Butte Windpark | ID | Cassia | BBWP | Onshore Wind Turbine | WT |  | S | 21.3 |  | 21.3 | 21.3 | 0 | N |  |  | N | IPP Non-CHP | 2 | X | WND
Onshore Wind Turbine.WND | onshore wind | TRUE | 56592 | Idaho Wind Partners 1 LLC | 56435 | Golden Valley Wind Park LLC | ID | Cassia | GVWP | Onshore Wind Turbine | WT |  | S | 12 |  | 12 | 12 | 0 | N |  |  | N | IPP Non-CHP | 2 | X | WND
Onshore Wind Turbine.WND | onshore wind | TRUE | 56592 | Idaho Wind Partners 1 LLC | 56437 | Milner Dam Wind Park LLC | ID | Cassia | MDWP | Onshore Wind Turbine | WT |  | S | 19.5 |  | 19.5 | 19.5 | 14 | N |  |  | N | IPP Non-CHP | 2 | X | WND
Onshore Wind Turbine.WND | onshore wind | TRUE | 56592 | Idaho Wind Partners 1 LLC | 56439 | Oregon Trail Wind Park | ID | Twin Falls | OTWP | Onshore Wind Turbine | WT |  | S | 13.5 |  | 13.5 | 13.5 | 0 | N |  |  | N | IPP Non-CHP | 2 | X | WND
Onshore Wind Turbine.WND | onshore wind | TRUE | 56592 | Idaho Wind Partners 1 LLC | 56440 | Pilgrim Stage Wind Park | ID | Twin Falls | PSWP | Onshore Wind Turbine | WT |  | S | 10.5 |  | 10.5 | 10.5 | 0 | N |  |  | N | IPP Non-CHP | 2 | X | WND
Onshore Wind Turbine.WND | onshore wind | TRUE | 56592 | Idaho Wind Partners 1 LLC | 56441 | Salmon Falls Wind Park | ID | Twin Falls | SFWP | Onshore Wind Turbine | WT |  | S | 21 |  | 21 | 21 | 0 | N |  |  | N | IPP Non-CHP | 2 | X | WND
Onshore Wind Turbine.WND | onshore wind | TRUE | 56592 | Idaho Wind Partners 1 LLC | 56442 | Thousand Springs Wind Park | ID | Twin Falls | TSWP | Onshore Wind Turbine | WT |  | S | 12 |  | 12 | 12 | 0 | N |  |  | N | IPP Non-CHP | 2 | X | WND
Onshore Wind Turbine.WND | onshore wind | TRUE | 56592 | Idaho Wind Partners 1 LLC | 56443 | Tuana Gulch Wind Park | ID | Twin Falls | TGWP | Onshore Wind Turbine | WT |  | S | 10.5 |  | 10.5 | 10.5 | 0 | N |  |  | N | IPP Non-CHP | 2 | X | WND
Natural Gas Fired Combustion Turbine.NG | natural gas peaker | TRUE | 49893 | Invenergy Services LLC | 56445 | Spindle Hill Energy Center | CO | Weld | GEN1 | Natural Gas Fired Combustion Turbine | GT |  | S | 210 | 0.85 | 135 | 155 | 80 | N |  |  | N | IPP Non-CHP | 2 | X | NG | DFO
Natural Gas Fired Combustion Turbine.NG | natural gas peaker | TRUE | 49893 | Invenergy Services LLC | 56445 | Spindle Hill Energy Center | CO | Weld | GEN2 | Natural Gas Fired Combustion Turbine | GT |  | S | 210 | 0.85 | 135 | 155 | 80 | N |  |  | N | IPP Non-CHP | 2 | X | NG | DFO
Onshore Wind Turbine.WND | onshore wind | TRUE | 50123 | Leeward Asset Management, LLC | 56446 | Buena Vista Energy LLC | CA | Contra Costa | 1 | Onshore Wind Turbine | WT |  | W | 38 |  | 38 | 38 | 0 | N |  |  | N | IPP Non-CHP | 2 | X | WND
Onshore Wind Turbine.WND | onshore wind | TRUE | 57170 | EDF Renewable Asset Holdings, Inc. | 56447 | Hawi Wind Farm | HI | Hawaii | V-47 | Onshore Wind Turbine | WT |  | S | 10.6 |  | 10.6 | 10.6 | 0 | N |  |  | N | IPP Non-CHP | 2 | X | WND
Onshore Wind Turbine.WND | onshore wind | TRUE | 59155 | Evergreen Wind, LLC | 56448 | Mars Hill Wind Farm Project | ME | Aroostook | 1 | Onshore Wind Turbine | WT |  | S | 42 |  | 42 | 42 | 0 | N |  |  | N | IPP Non-CHP | 2 | X | WND
Onshore Wind Turbine.WND | onshore wind | TRUE | 59155 | Evergreen Wind, LLC | 56449 | Kaheawa Pastures Wind Farm Hybrid | HI | Maui | 1 | Onshore Wind Turbine | WT |  | S | 30 |  | 30 | 30 | 0 | N |  |  | N | IPP Non-CHP | 2 | X | WND
Onshore Wind Turbine.WND | onshore wind | TRUE | 50123 | Leeward Asset Management, LLC | 56450 | GSG LLC | IL | Lee | 1 | Onshore Wind Turbine | WT |  | W | 80 |  | 80 | 80 | 0 | N |  |  | N | IPP Non-CHP | 2 | X | WND
Onshore Wind Turbine.WND | onshore wind | TRUE | 50123 | Leeward Asset Management, LLC | 56451 | Allegheny Ridge Wind Farm | PA | Cambria | 1 | Onshore Wind Turbine | WT |  | W | 80 |  | 80 | 80 | 0 | N |  |  | N | IPP Non-CHP | 2 | X | WND
Conventional Steam Coal.SUB | hard coal | TRUE | 58905 | NRG Energy Services - Plum Point | 56456 | Plum Point Energy Station | AR | Mississippi | STG1 | Conventional Steam Coal | ST |  | J | 720 | 0.9 | 680 | 680 | 285 | N |  |  | N | IPP Non-CHP | 2 | X | SUB
Onshore Wind Turbine.WND | onshore wind | TRUE | 54870 | FPL Energy Red Canyon LLC | 56457 | Post Wind Farm LP | TX | Borden | 1 | Onshore Wind Turbine | WT |  | S | 84 |  | 84 | 84 | 4.2 | N |  |  | N | IPP Non-CHP | 2 | X | WND
Natural Gas Fired Combustion Turbine.NG | natural gas peaker | TRUE | 54874 | Lea Power Partners LLC | 56458 | Hobbs Generating Station | NM | Lea | CHW-T | Natural Gas Fired Combustion Turbine | GT | CC1 | S | 7.2 | 0.9 | 4.3 |  | 0.1 | N |  |  | N | IPP Non-CHP | 2 | X | NG
Natural Gas Fired Combined Cycle.NG | natural gas combined cycle | TRUE | 54874 | Lea Power Partners LLC | 56458 | Hobbs Generating Station | NM | Lea | GT1 | Natural Gas Fired Combined Cycle | CT | CC1 | S | 196.9 | 0.9 | 160.6 | 179.7 | 110 | N |  |  | N | IPP Non-CHP | 2 | X | NG
Natural Gas Fired Combined Cycle.NG | natural gas combined cycle | TRUE | 54874 | Lea Power Partners LLC | 56458 | Hobbs Generating Station | NM | Lea | GT2 | Natural Gas Fired Combined Cycle | CT | CC1 | S | 196.9 | 0.9 | 159.5 | 178.8 | 110 | N |  |  | N | IPP Non-CHP | 2 | X | NG
Natural Gas Fired Combined Cycle.NG | natural gas combined cycle | TRUE | 54874 | Lea Power Partners LLC | 56458 | Hobbs Generating Station | NM | Lea | ST3 | Natural Gas Fired Combined Cycle | CA | CC1 | S | 280.5 | 0.85 | 253.7 | 275.5 | 54 | N |  |  | N | IPP Non-CHP | 2 | X | NG
Onshore Wind Turbine.WND | onshore wind | TRUE | 15399 | Avangrid Renewables LLC | 56459 | MinnDakota Wind LLC | MN | Lincoln | 2 | Onshore Wind Turbine | WT |  | S | 150 |  | 150 | 150 | 0 | N |  |  | N | IPP Non-CHP | 2 | X | WND
Onshore Wind Turbine.WND | onshore wind | TRUE | 15399 | Avangrid Renewables LLC | 56460 | Twin Buttes Wind Project | CO | Bent | WT1 | Onshore Wind Turbine | WT |  | S | 75 |  | 75 | 75 | 0 | N |  |  | N | IPP Non-CHP | 2 | X | WND
Landfill Gas.LFG | natural gas peaker | FALSE | 54878 | Oregon Environmental Industries LLC | 56461 | Dry Creek LFG to Energy Project | OR | Jackson | DC1 | Landfill Gas | IC |  | S | 1.6 | 0.8 | 1.5 | 1.5 | 0.8 | N |  |  | N | Commercial Non-CHP | 4 | X | LFG
Landfill Gas.LFG | natural gas peaker | FALSE | 54878 | Oregon Environmental Industries LLC | 56461 | Dry Creek LFG to Energy Project | OR | Jackson | DC2 | Landfill Gas | IC |  | S | 1.6 | 0.8 | 1.5 | 1.5 | 0.8 | N |  |  | N | Commercial Non-CHP | 4 | X | LFG
Natural Gas Internal Combustion Engine.NG | natural gas peaker | TRUE | 7096 | City of Geneva- (IL) | 56462 | Geneva Generation Facility | IL | Kane | GEN 1 | Natural Gas Internal Combustion Engine | IC |  | S | 5.9 | 0.8 | 5.4 | 5.8 | 1.5 | N |  |  | N | Electric Utility | 1 | X | NG
Natural Gas Internal Combustion Engine.NG | natural gas peaker | TRUE | 7096 | City of Geneva- (IL) | 56462 | Geneva Generation Facility | IL | Kane | GEN 2 | Natural Gas Internal Combustion Engine | IC |  | S | 5.9 | 0.8 | 5.4 | 5.8 | 1.5 | N |  |  | N | Electric Utility | 1 | X | NG
Natural Gas Internal Combustion Engine.NG | natural gas peaker | TRUE | 7096 | City of Geneva- (IL) | 56462 | Geneva Generation Facility | IL | Kane | GEN 3 | Natural Gas Internal Combustion Engine | IC |  | S | 5.9 | 0.8 | 5.4 | 5.8 | 1.5 | N |  |  | N | Electric Utility | 1 | X | NG
Natural Gas Internal Combustion Engine.NG | natural gas peaker | TRUE | 7096 | City of Geneva- (IL) | 56462 | Geneva Generation Facility | IL | Kane | GEN 4 | Natural Gas Internal Combustion Engine | IC |  | S | 5.9 | 0.8 | 5.4 | 5.8 | 1.5 | N |  |  | N | Electric Utility | 1 | X | NG
Natural Gas Internal Combustion Engine.NG | natural gas peaker | TRUE | 7096 | City of Geneva- (IL) | 56462 | Geneva Generation Facility | IL | Kane | GEN 5 | Natural Gas Internal Combustion Engine | IC |  | S | 5.9 | 0.8 | 5.4 | 5.8 | 1.5 | N |  |  | N | Electric Utility | 1 | X | NG
Landfill Gas.LFG | natural gas peaker | TRUE | 40211 | Wabash Valley Power Assn, Inc | 56463 | Oak Ridge LFGTE | IN | Cass | 1 | Landfill Gas | IC |  | S | 0.8 | 0.8 | 0.8 | 0.8 | 0.4 | N |  |  | N | Electric Utility | 1 | X | LFG
Landfill Gas.LFG | natural gas peaker | TRUE | 40211 | Wabash Valley Power Assn, Inc | 56463 | Oak Ridge LFGTE | IN | Cass | 2 | Landfill Gas | IC |  | S | 0.8 | 0.8 | 0.8 | 0.8 | 0.4 | N |  |  | N | Electric Utility | 1 | X | LFG
Landfill Gas.LFG | natural gas peaker | TRUE | 40211 | Wabash Valley Power Assn, Inc | 56463 | Oak Ridge LFGTE | IN | Cass | 3 | Landfill Gas | IC |  | S | 0.8 | 0.8 | 0.8 | 0.8 | 0.4 | N |  |  | N | Electric Utility | 1 | X | LFG
Landfill Gas.LFG | natural gas peaker | TRUE | 40211 | Wabash Valley Power Assn, Inc | 56463 | Oak Ridge LFGTE | IN | Cass | 4 | Landfill Gas | IC |  | S | 0.8 | 0.8 | 0.8 | 0.8 | 0.4 | N |  |  | N | Electric Utility | 1 | X | LFG
Landfill Gas.LFG | natural gas peaker | TRUE | 40211 | Wabash Valley Power Assn, Inc | 56464 | Jay County LFGTE | IN | Jay | 1 | Landfill Gas | IC |  | S | 0.8 | 0.8 | 0.8 | 0.8 | 0.4 | N |  |  | N | Electric Utility | 1 | X | LFG
Landfill Gas.LFG | natural gas peaker | TRUE | 40211 | Wabash Valley Power Assn, Inc | 56464 | Jay County LFGTE | IN | Jay | 2 | Landfill Gas | IC |  | S | 0.8 | 0.8 | 0.8 | 0.8 | 0.4 | N |  |  | N | Electric Utility | 1 | X | LFG
Landfill Gas.LFG | natural gas peaker | TRUE | 40211 | Wabash Valley Power Assn, Inc | 56464 | Jay County LFGTE | IN | Jay | 3 | Landfill Gas | IC |  | S | 0.8 | 0.8 | 0.8 | 0.8 | 0.4 | N |  |  | N | Electric Utility | 1 | X | LFG
Landfill Gas.LFG | natural gas peaker | TRUE | 40211 | Wabash Valley Power Assn, Inc | 56464 | Jay County LFGTE | IN | Jay | 4 | Landfill Gas | IC |  | S | 0.8 | 0.8 | 0.8 | 0.8 | 0.4 | N |  |  | N | Electric Utility | 1 | X | LFG
Landfill Gas.LFG | natural gas peaker | TRUE | 40211 | Wabash Valley Power Assn, Inc | 56465 | Liberty I & II LFGTE | IN | White | 1 | Landfill Gas | IC |  | S | 0.8 | 0.8 | 0.8 | 0.8 | 0.4 | N |  |  | N | Electric Utility | 1 | X | LFG
Landfill Gas.LFG | natural gas peaker | TRUE | 40211 | Wabash Valley Power Assn, Inc | 56465 | Liberty I & II LFGTE | IN | White | 1-II | Landfill Gas | IC |  | S | 0.8 | 0.8 | 0.8 | 0.8 | 0.4 | N |  |  | N | Electric Utility | 1 | X | LFG
Landfill Gas.LFG | natural gas peaker | TRUE | 40211 | Wabash Valley Power Assn, Inc | 56465 | Liberty I & II LFGTE | IN | White | 1-III | Landfill Gas | IC |  | S | 1.6 | 0.8 | 1.6 | 1.6 | 0.8 | N |  |  | N | Electric Utility | 1 | X | LFG
Landfill Gas.LFG | natural gas peaker | TRUE | 40211 | Wabash Valley Power Assn, Inc | 56465 | Liberty I & II LFGTE | IN | White | 2 | Landfill Gas | IC |  | S | 0.8 | 0.8 | 0.8 | 0.8 | 0.4 | N |  |  | N | Electric Utility | 1 | X | LFG
Landfill Gas.LFG | natural gas peaker | TRUE | 40211 | Wabash Valley Power Assn, Inc | 56465 | Liberty I & II LFGTE | IN | White | 2-II | Landfill Gas | IC |  | S | 0.8 | 0.8 | 0.8 | 0.8 | 0.4 | N |  |  | N | Electric Utility | 1 | X | LFG
Landfill Gas.LFG | natural gas peaker | TRUE | 40211 | Wabash Valley Power Assn, Inc | 56465 | Liberty I & II LFGTE | IN | White | 2-III | Landfill Gas | IC |  | S | 1.6 | 0.8 | 1.6 | 1.6 | 0.8 | N |  |  | N | Electric Utility | 1 | X | LFG
Landfill Gas.LFG | natural gas peaker | TRUE | 40211 | Wabash Valley Power Assn, Inc | 56465 | Liberty I & II LFGTE | IN | White | 3 | Landfill Gas | IC |  | S | 0.8 | 0.8 | 0.8 | 0.8 | 0.4 | N |  |  | N | Electric Utility | 1 | X | LFG
Landfill Gas.LFG | natural gas peaker | TRUE | 40211 | Wabash Valley Power Assn, Inc | 56465 | Liberty I & II LFGTE | IN | White | 3-II | Landfill Gas | IC |  | S | 0.8 | 0.8 | 0.8 | 0.8 | 0.4 | N |  |  | N | Electric Utility | 1 | X | LFG
Landfill Gas.LFG | natural gas peaker | TRUE | 40211 | Wabash Valley Power Assn, Inc | 56465 | Liberty I & II LFGTE | IN | White | 3-III | Landfill Gas | IC |  | S | 1.6 | 0.8 | 1.6 | 1.6 | 0.8 | N |  |  | N | Electric Utility | 1 | X | LFG
Landfill Gas.LFG | natural gas peaker | TRUE | 40211 | Wabash Valley Power Assn, Inc | 56465 | Liberty I & II LFGTE | IN | White | 4 | Landfill Gas | IC |  | S | 0.8 | 0.8 | 0.8 | 0.8 | 0.4 | N |  |  | N | Electric Utility | 1 | X | LFG
Landfill Gas.LFG | natural gas peaker | TRUE | 40211 | Wabash Valley Power Assn, Inc | 56465 | Liberty I & II LFGTE | IN | White | 4-II | Landfill Gas | IC |  | S | 0.8 | 0.8 | 0.8 | 0.8 | 0.4 | N |  |  | N | Electric Utility | 1 | X | LFG
Landfill Gas.LFG | natural gas peaker | TRUE | 40211 | Wabash Valley Power Assn, Inc | 56465 | Liberty I & II LFGTE | IN | White | 4-III | Landfill Gas | IC |  | S | 1.6 | 0.8 | 1.6 | 1.6 | 0.8 | N |  |  | N | Electric Utility | 1 | X | LFG
Onshore Wind Turbine.WND | onshore wind | TRUE | 14354 | PacifiCorp | 56466 | Marengo Wind Plant | WA | Columbia | 1 | Onshore Wind Turbine | WT |  | S | 156 |  | 156 | 156 | 0 | N |  |  | N | Electric Utility | 1 | X | WND
Onshore Wind Turbine.WND | onshore wind | TRUE | 14354 | PacifiCorp | 56466 | Marengo Wind Plant | WA | Columbia | 2 | Onshore Wind Turbine | WT |  | S | 78 |  | 78 | 78 | 0 | N |  |  | N | Electric Utility | 1 | X | WND
Natural Gas Fired Combined Cycle.NG | natural gas combined cycle | TRUE | 54890 | Russell City Energy Company LLC | 56467 | Russell City Energy Center | CA | Alameda | CTG1 | Natural Gas Fired Combined Cycle | CT | CC1 | S | 200 | 0.9 | 185 | 200 | 117 | N |  |  | N | IPP Non-CHP | 2 | X | NG
Natural Gas Fired Combined Cycle.NG | natural gas combined cycle | TRUE | 54890 | Russell City Energy Company LLC | 56467 | Russell City Energy Center | CA | Alameda | CTG2 | Natural Gas Fired Combined Cycle | CT | CC1 | S | 200 | 0.9 | 185 | 200 | 117 | N |  |  | N | IPP Non-CHP | 2 | X | NG
Natural Gas Fired Combined Cycle.NG | natural gas combined cycle | TRUE | 54890 | Russell City Energy Company LLC | 56467 | Russell City Energy Center | CA | Alameda | STG1 | Natural Gas Fired Combined Cycle | CA | CC1 | S | 255 | 0.9 | 245 | 248 | 65 | N |  |  | N | IPP Non-CHP | 2 | X | NG
Onshore Wind Turbine.WND | onshore wind | TRUE | 15399 | Avangrid Renewables LLC | 56468 | Klondike Windpower III | OR | Sherman | 1 | Onshore Wind Turbine | WT |  | S | 221 |  | 221 | 221 | 0 | N |  |  | N | IPP Non-CHP | 2 | X | WND
Onshore Wind Turbine.WND | onshore wind | TRUE | 15399 | Avangrid Renewables LLC | 56468 | Klondike Windpower III | OR | Sherman | 2 | Onshore Wind Turbine | WT |  | S | 76.5 |  | 76.5 | 76.5 | 0 | N |  |  | N | IPP Non-CHP | 2 | X | WND
Wood/Wood Waste Biomass.WDS | biomass | TRUE | 54894 | Roseburg Forest Products | 56469 | Roseburg Forest Products Biomass | CA | Siskiyou | 1 | Wood/Wood Waste Biomass | ST |  | S | 13.4 | 1 | 9 | 9 | 5 | N |  |  | Y | Industrial CHP | 7 | T | WDS
Onshore Wind Turbine.WND | onshore wind | TRUE | 15399 | Avangrid Renewables LLC | 56470 | Locust Ridge | PA | Schuylkill | LRWF | Onshore Wind Turbine | WT |  | S | 26 |  | 26 | 26 | 0 | N |  |  | N | IPP Non-CHP | 2 | X | WND
Natural Gas Fired Combustion Turbine.NG | natural gas peaker | TRUE | 17609 | Southern California Edison Co | 56471 | McGrath Peaker | CA | Ventura | 1 | Natural Gas Fired Combustion Turbine | GT |  | S | 49.8 | 0.85 | 49 | 49 | 45.9 | N |  |  | N | Electric Utility | 1 | X | NG
Natural Gas Fired Combustion Turbine.NG | natural gas peaker | TRUE | 17609 | Southern California Edison Co | 56472 | Grapeland Hybrid | CA | San Bernardino | 1 | Natural Gas Fired Combustion Turbine | GT |  | S | 49.8 | 0.85 | 46 | 46 | 1 | N |  |  | N | Electric Utility | 1 | X | NG
Batteries.MWH | battery storage | 0 | 17609 | Southern California Edison Co | 56472 | Grapeland Hybrid | CA | San Bernardino | BA1 | Batteries | BA |  | S | 10 | 0.95 | 10 | 10 | 1 | N |  |  | N | Electric Utility | 1 | X | MWH
Natural Gas Fired Combustion Turbine.NG | natural gas peaker | TRUE | 17609 | Southern California Edison Co | 56473 | Mira Loma Peaker | CA | San Bernardino | 1 | Natural Gas Fired Combustion Turbine | GT |  | S | 49.8 | 0.85 | 49 | 49 | 45.9 | N |  |  | N | Electric Utility | 1 | X | NG
Natural Gas Fired Combustion Turbine.NG | natural gas peaker | TRUE | 17609 | Southern California Edison Co | 56474 | Barre Peaker | CA | Orange | 1 | Natural Gas Fired Combustion Turbine | GT |  | S | 49.8 | 0.85 | 49 | 49 | 46.9 | N |  |  | N | Electric Utility | 1 | X | NG
Natural Gas Fired Combustion Turbine.NG | natural gas peaker | TRUE | 17609 | Southern California Edison Co | 56475 | Center Hybrid | CA | Los Angeles | 1 | Natural Gas Fired Combustion Turbine | GT |  | S | 49.8 | 0.85 | 47 | 47 | 1 | N |  |  | N | Electric Utility | 1 | X | NG
Batteries.MWH | battery storage | 0 | 17609 | Southern California Edison Co | 56475 | Center Hybrid | CA | Los Angeles | BA1 | Batteries | BA |  | S | 10 | 0.95 | 10 | 10 | 1 | N |  |  | N | Electric Utility | 1 | X | MWH
Natural Gas Fired Combined Cycle.NG | natural gas combined cycle | TRUE | 14328 | Pacific Gas & Electric Co. | 56476 | Gateway Generating Station | CA | Contra Costa | A | Natural Gas Fired Combined Cycle | CT | CC1 | S | 203.2 | 0.85 | 177 | 181.4 | 75 | N |  |  | N | Electric Utility | 1 | X | NG
Natural Gas Fired Combined Cycle.NG | natural gas combined cycle | TRUE | 14328 | Pacific Gas & Electric Co. | 56476 | Gateway Generating Station | CA | Contra Costa | B | Natural Gas Fired Combined Cycle | CT | CC1 | S | 203.2 | 0.85 | 177 | 181.4 | 75 | N |  |  | N | Electric Utility | 1 | X | NG
Natural Gas Fired Combined Cycle.NG | natural gas combined cycle | TRUE | 14328 | Pacific Gas & Electric Co. | 56476 | Gateway Generating Station | CA | Contra Costa | C | Natural Gas Fired Combined Cycle | CA | CC1 | S | 213.3 | 0.85 | 209.4 | 223 | 55 | N |  |  | N | Electric Utility | 1 | X | NG
Natural Gas Fired Combustion Turbine.NG | natural gas peaker | TRUE | 12670 | Missouri Jnt Muni.Pwr Elec. Ut. Comm. | 56478 | MJMEUC Generating Station #1 | MO | Audrain | 0001 | Natural Gas Fired Combustion Turbine | GT |  | S | 13.3 | 0.8 | 11.3 | 13 | 9 | N |  |  | Y | Electric Utility | 1 | T | NG
Onshore Wind Turbine.WND | onshore wind | TRUE | 56215 | RWE Renewables Americas, LLC | 56479 | Sand Bluff Wind Farm | TX | Glasscock | 2 | Onshore Wind Turbine | WT |  | S | 89.5 |  | 89.5 | 89.5 | 0 | N |  |  | N | IPP Non-CHP | 2 | X | WND
Natural Gas Fired Combustion Turbine.NG | natural gas peaker | TRUE | 11740 | City of Marshfield - (WI) | 56480 | Marshfield Utilities Gas Plant | WI | Wood | M1 | Natural Gas Fired Combustion Turbine | GT |  | S | 60.4 | 0.85 | 53.3 | 60.2 | 32 | N |  |  | N | Electric Utility | 1 | X | NG | DFO
Solar Photovoltaic.SUN | solar PV | TRUE | 54902 | SunE Alamosa1 LLC | 56481 | SunE Alamosa | CO | Alamosa | 1 | Solar Photovoltaic | PV |  | W | 1 |  | 1 | 1 |  | N |  |  | N | IPP Non-CHP | 2 | X | SUN
Solar Photovoltaic.SUN | solar PV | TRUE | 54902 | SunE Alamosa1 LLC | 56481 | SunE Alamosa | CO | Alamosa | 2 | Solar Photovoltaic | PV |  | W | 7.2 |  | 6.7 | 6.7 |  | N |  |  | N | IPP Non-CHP | 2 | X | SUN
Natural Gas Fired Combustion Turbine.NG | natural gas peaker | TRUE | 19728 | UNS Electric, Inc | 56482 | Black Mountain Generating Station | AZ | Mohave | 1 | Natural Gas Fired Combustion Turbine | GT |  | S | 60.5 | 0.85 | 45 | 45 | 10 | N |  |  | N | Electric Utility | 1 | X | NG
Natural Gas Fired Combustion Turbine.NG | natural gas peaker | TRUE | 19728 | UNS Electric, Inc | 56482 | Black Mountain Generating Station | AZ | Mohave | 2 | Natural Gas Fired Combustion Turbine | GT |  | S | 60.5 | 0.85 | 45 | 45 | 10 | N |  |  | N | Electric Utility | 1 | X | NG
Onshore Wind Turbine.WND | onshore wind | TRUE | 54759 | Mesquite Wind LLC | 56483 | Post Oak Wind LLC | TX | Shackelford | 1 | Onshore Wind Turbine | WT |  | S | 200 |  | 200 | 200 | 50 | N |  |  | N | IPP Non-CHP | 2 | X | WND
Onshore Wind Turbine.WND | onshore wind | TRUE | 61012 | AES Distributed Energy | 56484 | Buffalo Gap 2 Wind Farm | TX | Nolan | 1 | Onshore Wind Turbine | WT |  | S | 232.5 |  | 232.5 | 232.5 | 0 | N |  |  | N | IPP Non-CHP | 2 | X | WND
Onshore Wind Turbine.WND | onshore wind | TRUE | 15248 | Portland General Electric Co | 56485 | Biglow Canyon Wind Farm | OR | Sherman | 1 | Onshore Wind Turbine | WT |  | S | 125.4 |  | 125.4 | 125.4 | 0 | N |  |  | N | Electric Utility | 1 | X | WND
Onshore Wind Turbine.WND | onshore wind | TRUE | 15248 | Portland General Electric Co | 56485 | Biglow Canyon Wind Farm | OR | Sherman | 2 | Onshore Wind Turbine | WT |  | S | 163.3 |  | 163.3 | 163.3 | 0 | N |  |  | N | Electric Utility | 1 | X | WND
Onshore Wind Turbine.WND | onshore wind | TRUE | 15248 | Portland General Electric Co | 56485 | Biglow Canyon Wind Farm | OR | Sherman | 3 | Onshore Wind Turbine | WT |  | S | 161 |  | 161 | 161 | 0 | N |  |  | N | Electric Utility | 1 | X | WND
Onshore Wind Turbine.WND | onshore wind | TRUE | 55907 | White Creek Wind 1 LLC | 56487 | White Creek Wind Farm | WA | Klickitat | 1 | Onshore Wind Turbine | WT |  | S | 204 |  | 204 | 204 | 0 | N |  |  | N | IPP Non-CHP | 2 | X | WND
Onshore Wind Turbine.WND | onshore wind | TRUE | 55886 | Smoky Hills Wind Farm I LLC | 56488 | Smoky Hills Wind Project Phase I | KS | Lincoln | 1 | Onshore Wind Turbine | WT |  | S | 100.8 |  | 100.8 | 100.8 | 0.1 | N |  |  | N | IPP Non-CHP | 2 | X | WND
Natural Gas Fired Combustion Turbine.NG | natural gas peaker | TRUE | 807 | Arkansas Electric Coop Corp | 56489 | Elkins Generating Center | AR | Washington | A | Natural Gas Fired Combustion Turbine | GT |  | S | 22 | 0.8 | 20 | 20 | 12 | N |  |  | N | Electric Utility | 1 | X | NG
Natural Gas Fired Combustion Turbine.NG | natural gas peaker | TRUE | 807 | Arkansas Electric Coop Corp | 56489 | Elkins Generating Center | AR | Washington | B | Natural Gas Fired Combustion Turbine | GT |  | S | 22 | 0.8 | 20 | 20 | 12 | N |  |  | N | Electric Utility | 1 | X | NG
Natural Gas Fired Combustion Turbine.NG | natural gas peaker | TRUE | 807 | Arkansas Electric Coop Corp | 56489 | Elkins Generating Center | AR | Washington | C | Natural Gas Fired Combustion Turbine | GT |  | S | 22 | 0.8 | 20 | 20 | 12 | N |  |  | N | Electric Utility | 1 | X | NG
Onshore Wind Turbine.WND | onshore wind | TRUE | 49893 | Invenergy Services LLC | 56493 | Buffalo Mountain Energy Center | TN | Anderson | 4 | Onshore Wind Turbine | WT |  | S | 27 |  | 27 | 27 | 0 | N |  |  | N | IPP Non-CHP | 2 | X | WND
Onshore Wind Turbine.WND | onshore wind | TRUE | 54904 | High Prairie Wind Farm II LLC | 56494 | Prairie Star Wind Farm | MN | Mower | HP2 | Onshore Wind Turbine | WT |  | S | 100.7 |  | 100.7 | 100.7 | 0.8 | N |  |  | N | IPP Non-CHP | 2 | X | WND
Onshore Wind Turbine.WND | onshore wind | TRUE | 64536 | Clearway Energy Operating LLC | 56495 | NedPower Mount Storm | WV | Grant | MS1 | Onshore Wind Turbine | WT |  | S | 164 |  | 164 | 164 | 8.6 | N |  |  | N | IPP Non-CHP | 2 | X | WND
Onshore Wind Turbine.WND | onshore wind | TRUE | 64536 | Clearway Energy Operating LLC | 56495 | NedPower Mount Storm | WV | Grant | MS2 | Onshore Wind Turbine | WT |  | S | 100 |  | 100 | 100 | 8.6 | N |  |  | N | IPP Non-CHP | 2 | X | WND
Other Gases.OG | other | FALSE | 54916 | Phillips 66 Billings Refinery | 56496 | Phillips 66 Billings Refinery | MT | Yellowstone | 3701 | Other Gases | ST |  | S | 1.6 | 0.8 | 1.5 | 1.5 |  | N |  |  | N | Industrial Non-CHP | 6 | X | OG | NG
Natural Gas Internal Combustion Engine.NG | natural gas peaker | TRUE | 12524 | Midwest Energy Inc | 56497 | Goodman Energy Center | KS | Ellis | 1 | Natural Gas Internal Combustion Engine | IC |  | S | 8.4 | 0.8 | 8.2 | 8.2 | 4.2 | N |  |  | N | Electric Utility | 1 | X | NG
Natural Gas Internal Combustion Engine.NG | natural gas peaker | TRUE | 12524 | Midwest Energy Inc | 56497 | Goodman Energy Center | KS | Ellis | 10 | Natural Gas Internal Combustion Engine | IC |  | S | 9.3 | 0.8 | 9.2 | 9.2 | 3.8 | N |  |  | N | Electric Utility | 1 | X | NG
Natural Gas Internal Combustion Engine.NG | natural gas peaker | TRUE | 12524 | Midwest Energy Inc | 56497 | Goodman Energy Center | KS | Ellis | 11 | Natural Gas Internal Combustion Engine | IC |  | S | 9.3 | 0.8 | 9.2 | 9.2 | 3.8 | N |  |  | N | Electric Utility | 1 | X | NG
Natural Gas Internal Combustion Engine.NG | natural gas peaker | TRUE | 12524 | Midwest Energy Inc | 56497 | Goodman Energy Center | KS | Ellis | 12 | Natural Gas Internal Combustion Engine | IC |  | S | 9.3 | 0.8 | 9.2 | 9.2 | 3.8 | N |  |  | N | Electric Utility | 1 | X | NG
Natural Gas Internal Combustion Engine.NG | natural gas peaker | TRUE | 12524 | Midwest Energy Inc | 56497 | Goodman Energy Center | KS | Ellis | 2 | Natural Gas Internal Combustion Engine | IC |  | S | 8.4 | 0.8 | 8.2 | 8.2 | 4.2 | N |  |  | N | Electric Utility | 1 | X | NG
Natural Gas Internal Combustion Engine.NG | natural gas peaker | TRUE | 12524 | Midwest Energy Inc | 56497 | Goodman Energy Center | KS | Ellis | 3 | Natural Gas Internal Combustion Engine | IC |  | S | 8.4 | 0.8 | 8.2 | 8.2 | 4.2 | N |  |  | N | Electric Utility | 1 | X | NG
Natural Gas Internal Combustion Engine.NG | natural gas peaker | TRUE | 12524 | Midwest Energy Inc | 56497 | Goodman Energy Center | KS | Ellis | 4 | Natural Gas Internal Combustion Engine | IC |  | S | 8.4 | 0.8 | 8.2 | 8.2 | 4.2 | N |  |  | N | Electric Utility | 1 | X | NG
Natural Gas Internal Combustion Engine.NG | natural gas peaker | TRUE | 12524 | Midwest Energy Inc | 56497 | Goodman Energy Center | KS | Ellis | 5 | Natural Gas Internal Combustion Engine | IC |  | S | 8.4 | 0.8 | 8.2 | 8.2 | 4.2 | N |  |  | N | Electric Utility | 1 | X | NG
Natural Gas Internal Combustion Engine.NG | natural gas peaker | TRUE | 12524 | Midwest Energy Inc | 56497 | Goodman Energy Center | KS | Ellis | 6 | Natural Gas Internal Combustion Engine | IC |  | S | 8.4 | 0.8 | 8.2 | 8.2 | 4.2 | N |  |  | N | Electric Utility | 1 | X | NG
Natural Gas Internal Combustion Engine.NG | natural gas peaker | TRUE | 12524 | Midwest Energy Inc | 56497 | Goodman Energy Center | KS | Ellis | 7 | Natural Gas Internal Combustion Engine | IC |  | S | 8.4 | 0.8 | 8.2 | 8.2 | 4.2 | N |  |  | N | Electric Utility | 1 | X | NG
Natural Gas Internal Combustion Engine.NG | natural gas peaker | TRUE | 12524 | Midwest Energy Inc | 56497 | Goodman Energy Center | KS | Ellis | 8 | Natural Gas Internal Combustion Engine | IC |  | S | 8.4 | 0.8 | 8.2 | 8.2 | 4.2 | N |  |  | N | Electric Utility | 1 | X | NG
Natural Gas Internal Combustion Engine.NG | natural gas peaker | TRUE | 12524 | Midwest Energy Inc | 56497 | Goodman Energy Center | KS | Ellis | 9 | Natural Gas Internal Combustion Engine | IC |  | S | 8.4 | 0.8 | 8.2 | 8.2 | 4.2 | N |  |  | N | Electric Utility | 1 | X | NG
Conventional Hydroelectric.WAT | hydro | TRUE | 1932 | Boise-Kuna Irrigation District | 56498 | Mora Drop Hydroelectric Project | ID | Ada | 1 | Conventional Hydroelectric | HY |  | S | 1.7 | 0.9 | 0.8 | 0.8 | 0.1 | N |  |  | N | IPP Non-CHP | 2 | X | WAT
Conventional Hydroelectric.WAT | hydro | TRUE | 55704 | Tiber Montana LLC | 56499 | Tiber Dam Hydroelectric Plant | MT | Liberty | HY1 | Conventional Hydroelectric | HY |  | S | 7.5 | 1 | 7.5 | 7.5 | 1 | N |  |  | N | IPP Non-CHP | 2 | X | WAT
Natural Gas Internal Combustion Engine.NG | natural gas peaker | FALSE | 55710 | Nevada Gold Mines | 56500 | Western 102 Power Plant | NV | Storey | A101 | Natural Gas Internal Combustion Engine | IC |  | S | 8.4 | 0.8 | 7.9 | 8.4 | 7 | N |  |  | N | Industrial Non-CHP | 6 | X | NG
Natural Gas Internal Combustion Engine.NG | natural gas peaker | FALSE | 55710 | Nevada Gold Mines | 56500 | Western 102 Power Plant | NV | Storey | B102 | Natural Gas Internal Combustion Engine | IC |  | S | 8.4 | 0.8 | 7.9 | 8.4 | 7 | N |  |  | N | Industrial Non-CHP | 6 | X | NG
Natural Gas Internal Combustion Engine.NG | natural gas peaker | FALSE | 55710 | Nevada Gold Mines | 56500 | Western 102 Power Plant | NV | Storey | B202 | Natural Gas Internal Combustion Engine | IC |  | S | 8.4 | 0.8 | 7.9 | 8.4 | 7 | N |  |  | N | Industrial Non-CHP | 6 | X | NG
Natural Gas Internal Combustion Engine.NG | natural gas peaker | FALSE | 55710 | Nevada Gold Mines | 56500 | Western 102 Power Plant | NV | Storey | C102 | Natural Gas Internal Combustion Engine | IC |  | S | 8.4 | 0.8 | 7.9 | 8.4 | 7 | N |  |  | N | Industrial Non-CHP | 6 | X | NG
Natural Gas Internal Combustion Engine.NG | natural gas peaker | FALSE | 55710 | Nevada Gold Mines | 56500 | Western 102 Power Plant | NV | Storey | C202 | Natural Gas Internal Combustion Engine | IC |  | S | 8.4 | 0.8 | 7.9 | 8.4 | 7 | N |  |  | N | Industrial Non-CHP | 6 | X | NG
Natural Gas Internal Combustion Engine.NG | natural gas peaker | FALSE | 55710 | Nevada Gold Mines | 56500 | Western 102 Power Plant | NV | Storey | D101 | Natural Gas Internal Combustion Engine | IC |  | S | 8.4 | 0.8 | 7.9 | 8.4 | 7 | N |  |  | N | Industrial Non-CHP | 6 | X | NG
Natural Gas Internal Combustion Engine.NG | natural gas peaker | FALSE | 55710 | Nevada Gold Mines | 56500 | Western 102 Power Plant | NV | Storey | E102 | Natural Gas Internal Combustion Engine | IC |  | S | 8.4 | 0.8 | 7.9 | 8.4 | 7 | N |  |  | N | Industrial Non-CHP | 6 | X | NG
Natural Gas Internal Combustion Engine.NG | natural gas peaker | FALSE | 55710 | Nevada Gold Mines | 56500 | Western 102 Power Plant | NV | Storey | E202 | Natural Gas Internal Combustion Engine | IC |  | S | 8.4 | 0.8 | 7.9 | 8.4 | 7 | N |  |  | N | Industrial Non-CHP | 6 | X | NG
Natural Gas Internal Combustion Engine.NG | natural gas peaker | FALSE | 55710 | Nevada Gold Mines | 56500 | Western 102 Power Plant | NV | Storey | F102 | Natural Gas Internal Combustion Engine | IC |  | S | 8.4 | 0.8 | 7.9 | 8.4 | 7 | N |  |  | N | Industrial Non-CHP | 6 | X | NG
Natural Gas Internal Combustion Engine.NG | natural gas peaker | FALSE | 55710 | Nevada Gold Mines | 56500 | Western 102 Power Plant | NV | Storey | F202 | Natural Gas Internal Combustion Engine | IC |  | S | 8.4 | 0.8 | 7.9 | 8.4 | 7 | N |  |  | N | Industrial Non-CHP | 6 | X | NG
Natural Gas Internal Combustion Engine.NG | natural gas peaker | FALSE | 55710 | Nevada Gold Mines | 56500 | Western 102 Power Plant | NV | Storey | G102 | Natural Gas Internal Combustion Engine | IC |  | S | 8.4 | 0.8 | 7.9 | 8.4 | 7 | N |  |  | N | Industrial Non-CHP | 6 | X | NG
Natural Gas Internal Combustion Engine.NG | natural gas peaker | FALSE | 55710 | Nevada Gold Mines | 56500 | Western 102 Power Plant | NV | Storey | G202 | Natural Gas Internal Combustion Engine | IC |  | S | 8.4 | 0.8 | 7.9 | 8.4 | 7 | N |  |  | N | Industrial Non-CHP | 6 | X | NG
Natural Gas Internal Combustion Engine.NG | natural gas peaker | FALSE | 55710 | Nevada Gold Mines | 56500 | Western 102 Power Plant | NV | Storey | H102 | Natural Gas Internal Combustion Engine | IC |  | S | 8.4 | 0.8 | 7.9 | 8.4 | 7 | N |  |  | N | Industrial Non-CHP | 6 | X | NG
Natural Gas Internal Combustion Engine.NG | natural gas peaker | FALSE | 55710 | Nevada Gold Mines | 56500 | Western 102 Power Plant | NV | Storey | H202 | Natural Gas Internal Combustion Engine | IC |  | S | 8.4 | 0.8 | 7.9 | 8.4 | 7 | N |  |  | N | Industrial Non-CHP | 6 | X | NG
Solar Photovoltaic.SUN | solar PV | FALSE | 55710 | Nevada Gold Mines | 56500 | Western 102 Power Plant | NV | Storey | PV1 | Solar Photovoltaic | PV |  | S | 1 |  | 1 | 1 |  | N |  |  | N | Industrial Non-CHP | 6 | X | SUN
Onshore Wind Turbine.WND | onshore wind | TRUE | 12341 | MidAmerican Energy Co | 56501 | Pomeroy Wind Farm | IA | Pocahontas | PWF | Onshore Wind Turbine | WT |  | S | 123 |  | 123 | 123 | 0.1 | N |  |  | N | Electric Utility | 1 | X | WND
Onshore Wind Turbine.WND | onshore wind | TRUE | 12341 | MidAmerican Energy Co | 56501 | Pomeroy Wind Farm | IA | Pocahontas | PWF2 | Onshore Wind Turbine | WT |  | S | 75 |  | 78 | 78 | 0.1 | N |  |  | N | Electric Utility | 1 | X | WND
Onshore Wind Turbine.WND | onshore wind | TRUE | 12341 | MidAmerican Energy Co | 56501 | Pomeroy Wind Farm | IA | Pocahontas | PWF3 | Onshore Wind Turbine | WT |  | S | 58.5 |  | 62.2 | 62.2 | 0.1 | N |  |  | N | Electric Utility | 1 | X | WND
Onshore Wind Turbine.WND | onshore wind | TRUE | 12341 | MidAmerican Energy Co | 56501 | Pomeroy Wind Farm | IA | Pocahontas | PWF4 | Onshore Wind Turbine | WT |  | S | 29.9 |  | 33.7 | 33.7 | 0.1 | N |  |  | N | Electric Utility | 1 | X | WND
Natural Gas Fired Combustion Turbine.NG | natural gas peaker | TRUE | 22500 | Evergy Kansas Central, Inc | 56502 | Emporia Energy Center | KS | Lyon | 1 | Natural Gas Fired Combustion Turbine | GT |  | S | 54 | 0.85 | 44.5 | 44.5 | 13 | N |  |  | N | Electric Utility | 1 | X | NG
Natural Gas Fired Combustion Turbine.NG | natural gas peaker | TRUE | 22500 | Evergy Kansas Central, Inc | 56502 | Emporia Energy Center | KS | Lyon | 2 | Natural Gas Fired Combustion Turbine | GT |  | S | 54 | 0.85 | 44.4 | 44.4 | 13 | N |  |  | N | Electric Utility | 1 | X | NG
Natural Gas Fired Combustion Turbine.NG | natural gas peaker | TRUE | 22500 | Evergy Kansas Central, Inc | 56502 | Emporia Energy Center | KS | Lyon | 3 | Natural Gas Fired Combustion Turbine | GT |  | S | 54 | 0.85 | 43.8 | 43.8 | 13 | N |  |  | N | Electric Utility | 1 | X | NG
Natural Gas Fired Combustion Turbine.NG | natural gas peaker | TRUE | 22500 | Evergy Kansas Central, Inc | 56502 | Emporia Energy Center | KS | Lyon | 4 | Natural Gas Fired Combustion Turbine | GT |  | S | 54 | 0.85 | 44.5 | 44.5 | 13 | N |  |  | N | Electric Utility | 1 | X | NG
Natural Gas Fired Combustion Turbine.NG | natural gas peaker | TRUE | 22500 | Evergy Kansas Central, Inc | 56502 | Emporia Energy Center | KS | Lyon | 5 | Natural Gas Fired Combustion Turbine | GT |  | S | 171.4 | 0.85 | 161.4 |  | 95 | N |  |  | N | Electric Utility | 1 | X | NG
Natural Gas Fired Combustion Turbine.NG | natural gas peaker | TRUE | 22500 | Evergy Kansas Central, Inc | 56502 | Emporia Energy Center | KS | Lyon | 6 | Natural Gas Fired Combustion Turbine | GT |  | S | 171.4 | 0.85 | 155.1 |  | 95 | N |  |  | N | Electric Utility | 1 | X | NG
Natural Gas Fired Combustion Turbine.NG | natural gas peaker | TRUE | 22500 | Evergy Kansas Central, Inc | 56502 | Emporia Energy Center | KS | Lyon | 7 | Natural Gas Fired Combustion Turbine | GT |  | S | 171.4 | 0.85 | 159.8 |  | 95 | N |  |  | N | Electric Utility | 1 | X | NG
Natural Gas Internal Combustion Engine.NG | natural gas peaker | TRUE | 21158 | City of Zeeland - (MI) | 56503 | Riley Generating Station | MI | Ottawa | 1 | Natural Gas Internal Combustion Engine | IC |  | S | 2 | 0.8 | 2 | 2.1 | 0.2 | N |  |  | N | Electric Utility | 1 | X | NG
Natural Gas Internal Combustion Engine.NG | natural gas peaker | TRUE | 21158 | City of Zeeland - (MI) | 56503 | Riley Generating Station | MI | Ottawa | 2 | Natural Gas Internal Combustion Engine | IC |  | S | 2 | 0.8 | 2 | 2.1 | 0.2 | N |  |  | N | Electric Utility | 1 | X | NG
Natural Gas Internal Combustion Engine.NG | natural gas peaker | TRUE | 21158 | City of Zeeland - (MI) | 56503 | Riley Generating Station | MI | Ottawa | 3 | Natural Gas Internal Combustion Engine | IC |  | S | 2 | 0.8 | 2 | 2.1 | 0.2 | N |  |  | N | Electric Utility | 1 | X | NG
Natural Gas Internal Combustion Engine.NG | natural gas peaker | TRUE | 21158 | City of Zeeland - (MI) | 56503 | Riley Generating Station | MI | Ottawa | 4 | Natural Gas Internal Combustion Engine | IC |  | S | 2 | 0.8 | 2 | 2.1 | 0.2 | N |  |  | N | Electric Utility | 1 | X | NG
Natural Gas Internal Combustion Engine.NG | natural gas peaker | TRUE | 21158 | City of Zeeland - (MI) | 56503 | Riley Generating Station | MI | Ottawa | 5 | Natural Gas Internal Combustion Engine | IC |  | S | 2 | 0.8 | 2 | 2.1 | 0.2 | N |  |  | N | Electric Utility | 1 | X | NG
Natural Gas Internal Combustion Engine.NG | natural gas peaker | TRUE | 21158 | City of Zeeland - (MI) | 56504 | Municipal Power Plant | MI | Ottawa | 1 | Natural Gas Internal Combustion Engine | IC |  | S | 1 | 0.8 | 1 | 1 | 0.2 | N |  |  | N | Electric Utility | 1 | X | NG
Natural Gas Internal Combustion Engine.NG | natural gas peaker | TRUE | 21158 | City of Zeeland - (MI) | 56504 | Municipal Power Plant | MI | Ottawa | 2 | Natural Gas Internal Combustion Engine | IC |  | S | 1 | 0.8 | 1 | 1 | 0.2 | N |  |  | N | Electric Utility | 1 | X | NG
Natural Gas Fired Combustion Turbine.NG | natural gas peaker | TRUE | 9879 | City Water and Light Plant | 56505 | Jonesboro City Water & Light Plant | AR | Craighead | SN01 | Natural Gas Fired Combustion Turbine | GT |  | S | 24.5 | 0.85 | 20 | 23 | 10 | N |  |  | N | Electric Utility | 1 | X | NG | DFO
Natural Gas Fired Combustion Turbine.NG | natural gas peaker | TRUE | 9879 | City Water and Light Plant | 56505 | Jonesboro City Water & Light Plant | AR | Craighead | SN02 | Natural Gas Fired Combustion Turbine | GT |  | S | 21.4 | 0.85 | 19 | 22 | 10 | N |  |  | N | Electric Utility | 1 | X | NG | DFO
Natural Gas Fired Combustion Turbine.NG | natural gas peaker | TRUE | 9879 | City Water and Light Plant | 56505 | Jonesboro City Water & Light Plant | AR | Craighead | SN04 | Natural Gas Fired Combustion Turbine | GT |  | S | 60.5 | 0.85 | 46 | 49 | 15 | N |  |  | N | Electric Utility | 1 | X | NG | DFO
Natural Gas Fired Combustion Turbine.NG | natural gas peaker | TRUE | 9879 | City Water and Light Plant | 56505 | Jonesboro City Water & Light Plant | AR | Craighead | SN06 | Natural Gas Fired Combustion Turbine | GT |  | S | 57.4 | 0.85 | 46 | 49 | 15 | N |  |  | N | Electric Utility | 1 | X | NG | DFO
Natural Gas Fired Combustion Turbine.NG | natural gas peaker | TRUE | 9879 | City Water and Light Plant | 56505 | Jonesboro City Water & Light Plant | AR | Craighead | SN07 | Natural Gas Fired Combustion Turbine | GT |  | S | 60.5 | 0.85 | 46 | 49 | 15 | N |  |  | N | Electric Utility | 1 | X | NG
Onshore Wind Turbine.WND | onshore wind | TRUE | 49893 | Invenergy Services LLC | 56506 | Scurry County Wind LP | TX | Scurry | SCW | Onshore Wind Turbine | WT |  | S | 130.5 |  | 130.5 | 130.5 | 0 | N |  |  | N | IPP Non-CHP | 2 | X | WND
Natural Gas Fired Combustion Turbine.NG | natural gas peaker | FALSE | 54911 | Tesoro Refng Marketing Co Mntn Region | 56509 | Tesoro SLC Cogeneration Plant | UT | Salt Lake | 1 | Natural Gas Fired Combustion Turbine | GT |  | W | 15.2 | 0.8 | 11.5 | 12.8 | 7 | N |  |  | Y | Industrial CHP | 7 | T | NG | OG
Natural Gas Fired Combustion Turbine.NG | natural gas peaker | FALSE | 54911 | Tesoro Refng Marketing Co Mntn Region | 56509 | Tesoro SLC Cogeneration Plant | UT | Salt Lake | 2 | Natural Gas Fired Combustion Turbine | GT |  | W | 15.2 | 0.8 | 11.5 | 12.8 | 7 | N |  |  | Y | Industrial CHP | 7 | T | NG | OG
Landfill Gas.LFG | natural gas peaker | TRUE | 57249 | EPP Renewable Energy | 56510 | Frey Farm Landfill | PA | Lancaster | GEN2 | Landfill Gas | IC |  | S | 1.6 | 0.8 | 1.6 | 1.6 | 0.8 | N |  |  | Y | IPP CHP | 3 | T | LFG
Landfill Gas.LFG | natural gas peaker | TRUE | 57249 | EPP Renewable Energy | 56511 | Pennsauken Landfill | NJ | Camden | GEN1 | Landfill Gas | IC |  | S | 0.9 | 0.8 | 0.9 | 0.9 | 0.5 | N |  |  | N | IPP Non-CHP | 2 | X | LFG
Landfill Gas.LFG | natural gas peaker | TRUE | 57249 | EPP Renewable Energy | 56511 | Pennsauken Landfill | NJ | Camden | GEN2 | Landfill Gas | IC |  | S | 0.9 | 0.8 | 0.9 | 0.9 | 0.5 | N |  |  | N | IPP Non-CHP | 2 | X | LFG
Landfill Gas.LFG | natural gas peaker | TRUE | 57249 | EPP Renewable Energy | 56512 | GLRA Landfill | PA | Lebanon | GEN1 | Landfill Gas | IC |  | S | 1.6 | 0.8 | 1.6 | 1.6 | 0.8 | N |  |  | N | IPP Non-CHP | 2 | X | LFG
Landfill Gas.LFG | natural gas peaker | TRUE | 57249 | EPP Renewable Energy | 56512 | GLRA Landfill | PA | Lebanon | GEN2 | Landfill Gas | IC |  | S | 1.6 | 0.8 | 1.6 | 1.6 | 0.8 | N |  |  | N | IPP Non-CHP | 2 | X | LFG
Natural Gas Internal Combustion Engine.NG | natural gas peaker | TRUE | 57249 | EPP Renewable Energy | 56513 | Whitemarsh Central Utility Plant | PA | Montgomery | CGE | Natural Gas Internal Combustion Engine | IC |  | S | 1.6 | 0.8 | 1.6 | 1.6 | 0.8 | N |  |  | N | IPP Non-CHP | 2 | X | NG
Natural Gas Internal Combustion Engine.NG | natural gas peaker | TRUE | 15142 | Plains End Operating Services LLC | 56516 | Plains End II LLC | CO | Jefferson | 2G01 | Natural Gas Internal Combustion Engine | IC |  | S | 8.4 | 0.8 | 8.3 | 8.3 | 4.2 | N |  |  | N | IPP Non-CHP | 2 | X | NG
Natural Gas Internal Combustion Engine.NG | natural gas peaker | TRUE | 15142 | Plains End Operating Services LLC | 56516 | Plains End II LLC | CO | Jefferson | 2G02 | Natural Gas Internal Combustion Engine | IC |  | S | 8.4 | 0.8 | 8.3 | 8.3 | 4.2 | N |  |  | N | IPP Non-CHP | 2 | X | NG
Natural Gas Internal Combustion Engine.NG | natural gas peaker | TRUE | 15142 | Plains End Operating Services LLC | 56516 | Plains End II LLC | CO | Jefferson | 2G03 | Natural Gas Internal Combustion Engine | IC |  | S | 8.4 | 0.8 | 8.3 | 8.3 | 4.2 | N |  |  | N | IPP Non-CHP | 2 | X | NG
Natural Gas Internal Combustion Engine.NG | natural gas peaker | TRUE | 15142 | Plains End Operating Services LLC | 56516 | Plains End II LLC | CO | Jefferson | 2G04 | Natural Gas Internal Combustion Engine | IC |  | S | 8.4 | 0.8 | 8.3 | 8.3 | 4.2 | N |  |  | N | IPP Non-CHP | 2 | X | NG
Natural Gas Internal Combustion Engine.NG | natural gas peaker | TRUE | 15142 | Plains End Operating Services LLC | 56516 | Plains End II LLC | CO | Jefferson | 2G05 | Natural Gas Internal Combustion Engine | IC |  | S | 8.4 | 0.8 | 8.3 | 8.3 | 4.2 | N |  |  | N | IPP Non-CHP | 2 | X | NG
Natural Gas Internal Combustion Engine.NG | natural gas peaker | TRUE | 15142 | Plains End Operating Services LLC | 56516 | Plains End II LLC | CO | Jefferson | 2G06 | Natural Gas Internal Combustion Engine | IC |  | S | 8.4 | 0.8 | 8.3 | 8.3 | 4.2 | N |  |  | N | IPP Non-CHP | 2 | X | NG
Natural Gas Internal Combustion Engine.NG | natural gas peaker | TRUE | 15142 | Plains End Operating Services LLC | 56516 | Plains End II LLC | CO | Jefferson | 2G07 | Natural Gas Internal Combustion Engine | IC |  | S | 8.4 | 0.8 | 8.3 | 8.3 | 4.2 | N |  |  | N | IPP Non-CHP | 2 | X | NG
Natural Gas Internal Combustion Engine.NG | natural gas peaker | TRUE | 15142 | Plains End Operating Services LLC | 56516 | Plains End II LLC | CO | Jefferson | 2G08 | Natural Gas Internal Combustion Engine | IC |  | S | 8.4 | 0.8 | 8.3 | 8.3 | 4.2 | N |  |  | N | IPP Non-CHP | 2 | X | NG
Natural Gas Internal Combustion Engine.NG | natural gas peaker | TRUE | 15142 | Plains End Operating Services LLC | 56516 | Plains End II LLC | CO | Jefferson | 2G09 | Natural Gas Internal Combustion Engine | IC |  | S | 8.4 | 0.8 | 8.3 | 8.3 | 4.2 | N |  |  | N | IPP Non-CHP | 2 | X | NG
Natural Gas Internal Combustion Engine.NG | natural gas peaker | TRUE | 15142 | Plains End Operating Services LLC | 56516 | Plains End II LLC | CO | Jefferson | 2G10 | Natural Gas Internal Combustion Engine | IC |  | S | 8.4 | 0.8 | 8.3 | 8.3 | 4.2 | N |  |  | N | IPP Non-CHP | 2 | X | NG
Natural Gas Internal Combustion Engine.NG | natural gas peaker | TRUE | 15142 | Plains End Operating Services LLC | 56516 | Plains End II LLC | CO | Jefferson | 2G11 | Natural Gas Internal Combustion Engine | IC |  | S | 8.4 | 0.8 | 8.3 | 8.3 | 4.2 | N |  |  | N | IPP Non-CHP | 2 | X | NG
Natural Gas Internal Combustion Engine.NG | natural gas peaker | TRUE | 15142 | Plains End Operating Services LLC | 56516 | Plains End II LLC | CO | Jefferson | 2G12 | Natural Gas Internal Combustion Engine | IC |  | S | 8.4 | 0.8 | 8.3 | 8.3 | 4.2 | N |  |  | N | IPP Non-CHP | 2 | X | NG
Natural Gas Internal Combustion Engine.NG | natural gas peaker | TRUE | 15142 | Plains End Operating Services LLC | 56516 | Plains End II LLC | CO | Jefferson | 2G13 | Natural Gas Internal Combustion Engine | IC |  | S | 8.4 | 0.8 | 8.3 | 8.3 | 4.2 | N |  |  | N | IPP Non-CHP | 2 | X | NG
Natural Gas Internal Combustion Engine.NG | natural gas peaker | TRUE | 15142 | Plains End Operating Services LLC | 56516 | Plains End II LLC | CO | Jefferson | 2G14 | Natural Gas Internal Combustion Engine | IC |  | S | 8.4 | 0.8 | 8.3 | 8.3 | 4.2 | N |  |  | N | IPP Non-CHP | 2 | X | NG
Petroleum Liquids.DFO | petroleum | TRUE | 15180 | City of Pocahontas - (IA) | 56517 | West Diesel Generation Unit | IA | Pocahontas | East | Petroleum Liquids | IC |  | S | 2 | 1 | 1.9 | 1.9 | 1.9 | N |  |  | N | Electric Utility | 1 | X | DFO
Petroleum Liquids.DFO | petroleum | TRUE | 15180 | City of Pocahontas - (IA) | 56517 | West Diesel Generation Unit | IA | Pocahontas | West | Petroleum Liquids | IC |  | S | 2 | 1 | 1.9 | 1.9 | 1.9 | N |  |  | N | Electric Utility | 1 | X | DFO
Natural Gas Fired Combustion Turbine.NG | natural gas peaker | FALSE | 6909 | Gainesville Regional Utilities | 56518 | South Energy Center | FL | Alachua | GT1 | Natural Gas Fired Combustion Turbine | GT |  | S | 4.1 | 0.8 | 4.3 | 4.3 | 0.2 | N |  |  | Y | Commercial CHP | 5 | T | NG
Natural Gas Internal Combustion Engine.NG | natural gas peaker | FALSE | 6909 | Gainesville Regional Utilities | 56518 | South Energy Center | FL | Alachua | REG1 | Natural Gas Internal Combustion Engine | IC |  | S | 7.4 | 0.8 | 7.4 | 7.4 | 4 | N |  |  | N | Commercial CHP | 5 | X | NG
Petroleum Liquids.DFO | petroleum | TRUE | 16558 | City of Salem - (VA) | 56519 | Salem Electric Department | VA | Salem City | 1 | Petroleum Liquids | IC |  | S | 1.3 | 0.8 | 1.3 | 1.3 | 0.1 | N |  |  | N | Electric Utility | 1 | X | DFO
Landfill Gas.LFG | natural gas peaker | TRUE | 54842 | WM Renewable Energy LLC | 56520 | Deertrack Park Gas Recovery | WI | Jefferson | GEN1 | Landfill Gas | IC |  | S | 0.8 | 0.98 | 0.8 | 0.8 | 0.5 | N |  |  | N | IPP Non-CHP | 2 | X | LFG
Landfill Gas.LFG | natural gas peaker | TRUE | 54842 | WM Renewable Energy LLC | 56520 | Deertrack Park Gas Recovery | WI | Jefferson | GEN2 | Landfill Gas | IC |  | S | 0.8 | 0.98 | 0.8 | 0.8 | 0.5 | N |  |  | N | IPP Non-CHP | 2 | X | LFG
Landfill Gas.LFG | natural gas peaker | TRUE | 54842 | WM Renewable Energy LLC | 56520 | Deertrack Park Gas Recovery | WI | Jefferson | GEN3 | Landfill Gas | IC |  | S | 0.8 | 0.98 | 0.8 | 0.8 | 0.5 | N |  |  | N | IPP Non-CHP | 2 | X | LFG
Landfill Gas.LFG | natural gas peaker | TRUE | 54842 | WM Renewable Energy LLC | 56520 | Deertrack Park Gas Recovery | WI | Jefferson | GEN4 | Landfill Gas | IC |  | S | 0.8 | 0.98 | 0.8 | 0.8 | 0.5 | N |  |  | N | IPP Non-CHP | 2 | X | LFG
Landfill Gas.LFG | natural gas peaker | TRUE | 54842 | WM Renewable Energy LLC | 56520 | Deertrack Park Gas Recovery | WI | Jefferson | GEN5 | Landfill Gas | IC |  | S | 0.8 | 0.98 | 0.8 | 0.8 | 0.5 | N |  |  | N | IPP Non-CHP | 2 | X | LFG
Landfill Gas.LFG | natural gas peaker | TRUE | 54842 | WM Renewable Energy LLC | 56520 | Deertrack Park Gas Recovery | WI | Jefferson | GEN6 | Landfill Gas | IC |  | S | 0.8 | 0.98 | 0.8 | 0.8 | 0.5 | N |  |  | N | IPP Non-CHP | 2 | X | LFG
Landfill Gas.LFG | natural gas peaker | TRUE | 54842 | WM Renewable Energy LLC | 56520 | Deertrack Park Gas Recovery | WI | Jefferson | GEN7 | Landfill Gas | IC |  | S | 0.8 | 0.98 | 0.8 | 0.8 | 0.5 | N |  |  | N | IPP Non-CHP | 2 | X | LFG
Landfill Gas.LFG | natural gas peaker | TRUE | 54842 | WM Renewable Energy LLC | 56520 | Deertrack Park Gas Recovery | WI | Jefferson | GEN8 | Landfill Gas | IC |  | S | 0.8 | 0.98 | 0.8 | 0.8 | 0.5 | N |  |  | N | IPP Non-CHP | 2 | X | LFG
Landfill Gas.LFG | natural gas peaker | TRUE | 54842 | WM Renewable Energy LLC | 56521 | Lake Mills Gas Recovery | IA | Winnebago | GEN1 | Landfill Gas | IC |  | S | 0.8 | 0.98 | 0.8 | 0.8 | 0.5 | N |  |  | N | IPP Non-CHP | 2 | X | LFG
Landfill Gas.LFG | natural gas peaker | TRUE | 54842 | WM Renewable Energy LLC | 56521 | Lake Mills Gas Recovery | IA | Winnebago | GEN2 | Landfill Gas | IC |  | S | 0.8 | 0.98 | 0.8 | 0.8 | 0.5 | N |  |  | N | IPP Non-CHP | 2 | X | LFG
Landfill Gas.LFG | natural gas peaker | TRUE | 54842 | WM Renewable Energy LLC | 56521 | Lake Mills Gas Recovery | IA | Winnebago | GEN3 | Landfill Gas | IC |  | S | 0.8 | 0.98 | 0.8 | 0.8 | 0.5 | N |  |  | N | IPP Non-CHP | 2 | X | LFG
Landfill Gas.LFG | natural gas peaker | TRUE | 54842 | WM Renewable Energy LLC | 56521 | Lake Mills Gas Recovery | IA | Winnebago | GEN4 | Landfill Gas | IC |  | S | 0.8 | 0.98 | 0.8 | 0.8 | 0.5 | N |  |  | N | IPP Non-CHP | 2 | X | LFG
Landfill Gas.LFG | natural gas peaker | TRUE | 54842 | WM Renewable Energy LLC | 56521 | Lake Mills Gas Recovery | IA | Winnebago | GEN5 | Landfill Gas | IC |  | S | 0.8 | 0.98 | 0.8 | 0.8 | 0.5 | N |  |  | N | IPP Non-CHP | 2 | X | LFG
Landfill Gas.LFG | natural gas peaker | TRUE | 54842 | WM Renewable Energy LLC | 56522 | Springhill Gas Recovery Plant | FL | Jackson | GEN1 | Landfill Gas | IC |  | S | 0.8 | 0.98 | 0.8 | 0.8 | 0.5 | N |  |  | N | IPP Non-CHP | 2 | X | LFG
Landfill Gas.LFG | natural gas peaker | TRUE | 54842 | WM Renewable Energy LLC | 56522 | Springhill Gas Recovery Plant | FL | Jackson | GEN2 | Landfill Gas | IC |  | S | 0.8 | 0.98 | 0.8 | 0.8 | 0.5 | N |  |  | N | IPP Non-CHP | 2 | X | LFG
Landfill Gas.LFG | natural gas peaker | TRUE | 54842 | WM Renewable Energy LLC | 56522 | Springhill Gas Recovery Plant | FL | Jackson | GEN3 | Landfill Gas | IC |  | S | 0.8 | 0.98 | 0.8 | 0.8 | 0.5 | N |  |  | N | IPP Non-CHP | 2 | X | LFG
Landfill Gas.LFG | natural gas peaker | TRUE | 54842 | WM Renewable Energy LLC | 56522 | Springhill Gas Recovery Plant | FL | Jackson | GEN4 | Landfill Gas | IC |  | S | 0.8 | 0.98 | 0.8 | 0.8 | 0.5 | N |  |  | N | IPP Non-CHP | 2 | X | LFG
Landfill Gas.LFG | natural gas peaker | TRUE | 54842 | WM Renewable Energy LLC | 56522 | Springhill Gas Recovery Plant | FL | Jackson | GEN5 | Landfill Gas | IC |  | S | 0.8 | 0.98 | 0.8 | 0.8 | 0.5 | N |  |  | N | IPP Non-CHP | 2 | X | LFG
Landfill Gas.LFG | natural gas peaker | TRUE | 54842 | WM Renewable Energy LLC | 56522 | Springhill Gas Recovery Plant | FL | Jackson | GEN6 | Landfill Gas | IC |  | S | 0.8 | 0.98 | 0.8 | 0.8 | 0.5 | N |  |  | N | IPP Non-CHP | 2 | X | LFG
Landfill Gas.LFG | natural gas peaker | TRUE | 54842 | WM Renewable Energy LLC | 56523 | Two Pine Landfill Gas Recovery | AR | Pulaski | GEN 7 | Landfill Gas | IC |  | S | 0.8 | 0.98 | 0.8 | 0.8 | 0.5 | N |  |  | N | IPP Non-CHP | 2 | X | LFG
Landfill Gas.LFG | natural gas peaker | TRUE | 54842 | WM Renewable Energy LLC | 56523 | Two Pine Landfill Gas Recovery | AR | Pulaski | GEN1 | Landfill Gas | IC |  | S | 0.8 | 0.98 | 0.8 | 0.8 | 0.5 | N |  |  | N | IPP Non-CHP | 2 | X | LFG
Landfill Gas.LFG | natural gas peaker | TRUE | 54842 | WM Renewable Energy LLC | 56523 | Two Pine Landfill Gas Recovery | AR | Pulaski | GEN2 | Landfill Gas | IC |  | S | 0.8 | 0.98 | 0.8 | 0.8 | 0.5 | N |  |  | N | IPP Non-CHP | 2 | X | LFG
Landfill Gas.LFG | natural gas peaker | TRUE | 54842 | WM Renewable Energy LLC | 56523 | Two Pine Landfill Gas Recovery | AR | Pulaski | GEN3 | Landfill Gas | IC |  | S | 0.8 | 0.98 | 0.8 | 0.8 | 0.5 | N |  |  | N | IPP Non-CHP | 2 | X | LFG
Landfill Gas.LFG | natural gas peaker | TRUE | 54842 | WM Renewable Energy LLC | 56523 | Two Pine Landfill Gas Recovery | AR | Pulaski | GEN4 | Landfill Gas | IC |  | S | 0.8 | 0.98 | 0.8 | 0.8 | 0.5 | N |  |  | N | IPP Non-CHP | 2 | X | LFG
Landfill Gas.LFG | natural gas peaker | TRUE | 54842 | WM Renewable Energy LLC | 56523 | Two Pine Landfill Gas Recovery | AR | Pulaski | GEN5 | Landfill Gas | IC |  | S | 0.8 | 0.98 | 0.8 | 0.8 | 0.5 | N |  |  | N | IPP Non-CHP | 2 | X | LFG
Landfill Gas.LFG | natural gas peaker | TRUE | 54842 | WM Renewable Energy LLC | 56524 | Austin Gas Recovery | TX | Travis | GEN1 | Landfill Gas | IC |  | S | 1.6 | 0.98 | 1.6 | 1.6 | 0.8 | N |  |  | N | IPP Non-CHP | 2 | X | LFG
Landfill Gas.LFG | natural gas peaker | TRUE | 54842 | WM Renewable Energy LLC | 56524 | Austin Gas Recovery | TX | Travis | GEN2 | Landfill Gas | IC |  | S | 1.6 | 0.98 | 1.6 | 1.6 | 0.8 | N |  |  | N | IPP Non-CHP | 2 | X | LFG
Landfill Gas.LFG | natural gas peaker | TRUE | 54842 | WM Renewable Energy LLC | 56524 | Austin Gas Recovery | TX | Travis | GEN3 | Landfill Gas | IC |  | S | 1.6 | 0.98 | 1.6 | 1.6 | 0.8 | N |  |  | N | IPP Non-CHP | 2 | X | LFG
Landfill Gas.LFG | natural gas peaker | TRUE | 54842 | WM Renewable Energy LLC | 56525 | Timberline Trail Gas Recovery | WI | Rusk | GEN2 | Landfill Gas | IC |  | S | 0.8 | 0.98 | 0.8 | 0.8 | 0.5 | N |  |  | N | IPP Non-CHP | 2 | X | LFG
Landfill Gas.LFG | natural gas peaker | TRUE | 54842 | WM Renewable Energy LLC | 56525 | Timberline Trail Gas Recovery | WI | Rusk | GEN3 | Landfill Gas | IC |  | S | 0.8 | 0.98 | 0.8 | 0.8 | 0.5 | N |  |  | N | IPP Non-CHP | 2 | X | LFG
Landfill Gas.LFG | natural gas peaker | TRUE | 54842 | WM Renewable Energy LLC | 56525 | Timberline Trail Gas Recovery | WI | Rusk | GEN4 | Landfill Gas | IC |  | S | 0.8 | 0.98 | 0.8 | 0.8 | 0.5 | N |  |  | N | IPP Non-CHP | 2 | X | LFG
Landfill Gas.LFG | natural gas peaker | TRUE | 54842 | WM Renewable Energy LLC | 56525 | Timberline Trail Gas Recovery | WI | Rusk | GEN5 | Landfill Gas | IC |  | S | 0.8 | 0.98 | 0.8 | 0.8 | 0.5 | N |  |  | N | IPP Non-CHP | 2 | X | LFG
Landfill Gas.LFG | natural gas peaker | TRUE | 54842 | WM Renewable Energy LLC | 56526 | Chaffee Gas Recovery | NY | Erie | GEN1 | Landfill Gas | IC |  | S | 0.8 | 0.98 | 0.8 | 0.8 | 0.5 | N |  |  | N | IPP Non-CHP | 2 | X | LFG
Landfill Gas.LFG | natural gas peaker | TRUE | 54842 | WM Renewable Energy LLC | 56526 | Chaffee Gas Recovery | NY | Erie | GEN2 | Landfill Gas | IC |  | S | 0.8 | 0.98 | 0.8 | 0.8 | 0.5 | N |  |  | N | IPP Non-CHP | 2 | X | LFG
Landfill Gas.LFG | natural gas peaker | TRUE | 54842 | WM Renewable Energy LLC | 56526 | Chaffee Gas Recovery | NY | Erie | GEN3 | Landfill Gas | IC |  | S | 0.8 | 0.98 | 0.8 | 0.8 | 0.5 | N |  |  | N | IPP Non-CHP | 2 | X | LFG
Landfill Gas.LFG | natural gas peaker | TRUE | 54842 | WM Renewable Energy LLC | 56526 | Chaffee Gas Recovery | NY | Erie | GEN4 | Landfill Gas | IC |  | S | 0.8 | 0.98 | 0.8 | 0.8 | 0.5 | N |  |  | N | IPP Non-CHP | 2 | X | LFG
Landfill Gas.LFG | natural gas peaker | TRUE | 54842 | WM Renewable Energy LLC | 56526 | Chaffee Gas Recovery | NY | Erie | GEN5 | Landfill Gas | IC |  | S | 0.8 | 0.98 | 0.8 | 0.8 | 0.5 | N |  |  | N | IPP Non-CHP | 2 | X | LFG
Landfill Gas.LFG | natural gas peaker | TRUE | 54842 | WM Renewable Energy LLC | 56526 | Chaffee Gas Recovery | NY | Erie | GEN6 | Landfill Gas | IC |  | S | 0.8 | 0.98 | 0.8 | 0.8 | 0.5 | N |  |  | N | IPP Non-CHP | 2 | X | LFG
Landfill Gas.LFG | natural gas peaker | TRUE | 54842 | WM Renewable Energy LLC | 56526 | Chaffee Gas Recovery | NY | Erie | GEN7 | Landfill Gas | IC |  | S | 0.8 | 0.98 | 0.8 | 0.8 | 0.5 | N |  |  | N | IPP Non-CHP | 2 | X | LFG
Landfill Gas.LFG | natural gas peaker | TRUE | 54842 | WM Renewable Energy LLC | 56526 | Chaffee Gas Recovery | NY | Erie | GEN8 | Landfill Gas | IC |  | S | 0.8 | 0.98 | 0.8 | 0.8 | 0.5 | N |  |  | N | IPP Non-CHP | 2 | X | LFG
Landfill Gas.LFG | natural gas peaker | TRUE | 54842 | WM Renewable Energy LLC | 56527 | Fitchburg Gas Recovery | MA | Worcester | GEN1 | Landfill Gas | IC |  | S | 1.6 | 0.98 | 1.6 | 1.6 | 0.5 | N |  |  | N | IPP Non-CHP | 2 | X | LFG
Landfill Gas.LFG | natural gas peaker | TRUE | 54842 | WM Renewable Energy LLC | 56527 | Fitchburg Gas Recovery | MA | Worcester | GEN2 | Landfill Gas | IC |  | S | 1.6 | 0.98 | 1.6 | 1.6 | 0.5 | N |  |  | N | IPP Non-CHP | 2 | X | LFG
Landfill Gas.LFG | natural gas peaker | TRUE | 54842 | WM Renewable Energy LLC | 56527 | Fitchburg Gas Recovery | MA | Worcester | GEN3 | Landfill Gas | IC |  | S | 1.6 | 0.98 | 1.6 | 1.6 | 0.5 | N |  |  | N | IPP Non-CHP | 2 | X | LFG
Landfill Gas.LFG | natural gas peaker | TRUE | 54842 | WM Renewable Energy LLC | 56529 | Five Oaks Gas Recovery | IL | Christian | GEN1 | Landfill Gas | IC |  | S | 0.8 | 0.98 | 0.8 | 0.8 | 0.5 | N |  |  | N | IPP Non-CHP | 2 | X | LFG
Landfill Gas.LFG | natural gas peaker | TRUE | 54842 | WM Renewable Energy LLC | 56529 | Five Oaks Gas Recovery | IL | Christian | GEN2 | Landfill Gas | IC |  | S | 0.8 | 0.98 | 0.8 | 0.8 | 0.5 | N |  |  | N | IPP Non-CHP | 2 | X | LFG
Landfill Gas.LFG | natural gas peaker | TRUE | 54842 | WM Renewable Energy LLC | 56529 | Five Oaks Gas Recovery | IL | Christian | GEN3 | Landfill Gas | IC |  | S | 0.8 | 0.98 | 0.8 | 0.8 | 0.5 | N |  |  | N | IPP Non-CHP | 2 | X | LFG
Landfill Gas.LFG | natural gas peaker | TRUE | 54842 | WM Renewable Energy LLC | 56529 | Five Oaks Gas Recovery | IL | Christian | GEN4 | Landfill Gas | IC |  | S | 0.8 | 0.98 | 0.8 | 0.8 | 0.5 | N |  |  | N | IPP Non-CHP | 2 | X | LFG
Landfill Gas.LFG | natural gas peaker | TRUE | 54842 | WM Renewable Energy LLC | 56530 | DADS Gas Recovery | CO | Arapahoe | GEN1 | Landfill Gas | IC |  | S | 0.8 | 0.98 | 0.8 | 0.8 | 0.5 | N |  |  | N | IPP Non-CHP | 2 | X | LFG
Landfill Gas.LFG | natural gas peaker | TRUE | 54842 | WM Renewable Energy LLC | 56530 | DADS Gas Recovery | CO | Arapahoe | GEN2 | Landfill Gas | IC |  | S | 0.8 | 0.98 | 0.8 | 0.8 | 0.5 | N |  |  | N | IPP Non-CHP | 2 | X | LFG
Landfill Gas.LFG | natural gas peaker | TRUE | 54842 | WM Renewable Energy LLC | 56530 | DADS Gas Recovery | CO | Arapahoe | GEN3 | Landfill Gas | IC |  | S | 0.8 | 0.98 | 0.8 | 0.8 | 0.5 | N |  |  | N | IPP Non-CHP | 2 | X | LFG
Landfill Gas.LFG | natural gas peaker | TRUE | 54842 | WM Renewable Energy LLC | 56530 | DADS Gas Recovery | CO | Arapahoe | GEN4 | Landfill Gas | IC |  | S | 0.8 | 0.98 | 0.8 | 0.8 | 0.5 | N |  |  | N | IPP Non-CHP | 2 | X | LFG
Landfill Gas.LFG | natural gas peaker | TRUE | 54842 | WM Renewable Energy LLC | 56531 | Waste Management Bethel LFGTE | VA | Hampton City | GEN1 | Landfill Gas | IC |  | S | 0.8 | 0.98 | 0.8 | 0.8 | 0.5 | N |  |  | N | IPP Non-CHP | 2 | X | LFG
Landfill Gas.LFG | natural gas peaker | TRUE | 54842 | WM Renewable Energy LLC | 56531 | Waste Management Bethel LFGTE | VA | Hampton City | GEN2 | Landfill Gas | IC |  | S | 0.8 | 0.98 | 0.8 | 0.8 | 0.5 | N |  |  | N | IPP Non-CHP | 2 | X | LFG
Landfill Gas.LFG | natural gas peaker | TRUE | 54842 | WM Renewable Energy LLC | 56531 | Waste Management Bethel LFGTE | VA | Hampton City | GEN3 | Landfill Gas | IC |  | S | 0.8 | 0.98 | 0.8 | 0.8 | 0.5 | N |  |  | N | IPP Non-CHP | 2 | X | LFG
Landfill Gas.LFG | natural gas peaker | TRUE | 54842 | WM Renewable Energy LLC | 56531 | Waste Management Bethel LFGTE | VA | Hampton City | GEN4 | Landfill Gas | IC |  | S | 0.8 | 0.98 | 0.8 | 0.8 | 0.5 | N |  |  | N | IPP Non-CHP | 2 | X | LFG
Landfill Gas.LFG | natural gas peaker | TRUE | 54842 | WM Renewable Energy LLC | 56531 | Waste Management Bethel LFGTE | VA | Hampton City | GEN5 | Landfill Gas | IC |  | S | 0.8 | 0.98 | 0.8 | 0.8 | 0.5 | N |  |  | N | IPP Non-CHP | 2 | X | LFG
Landfill Gas.LFG | natural gas peaker | TRUE | 54842 | WM Renewable Energy LLC | 56531 | Waste Management Bethel LFGTE | VA | Hampton City | GEN6 | Landfill Gas | IC |  | S | 0.8 | 0.98 | 0.8 | 0.8 | 0.5 | N |  |  | N | IPP Non-CHP | 2 | X | LFG
Natural Gas Fired Combined Cycle.NG | natural gas combined cycle | TRUE | 14328 | Pacific Gas & Electric Co. | 56532 | Colusa Generating Station | CA | Colusa | A | Natural Gas Fired Combined Cycle | CT | CC1 | S | 181.5 | 0.85 | 167 | 181 | 110 | N |  |  | N | Electric Utility | 1 | X | NG
Natural Gas Fired Combined Cycle.NG | natural gas combined cycle | TRUE | 14328 | Pacific Gas & Electric Co. | 56532 | Colusa Generating Station | CA | Colusa | B | Natural Gas Fired Combined Cycle | CT | CC1 | S | 181.5 | 0.85 | 167 | 181 | 110 | N |  |  | N | Electric Utility | 1 | X | NG
Natural Gas Fired Combined Cycle.NG | natural gas combined cycle | TRUE | 14328 | Pacific Gas & Electric Co. | 56532 | Colusa Generating Station | CA | Colusa | C | Natural Gas Fired Combined Cycle | CA | CC1 | S | 349.4 | 0.85 | 306 | 306 | 40 | N |  |  | N | Electric Utility | 1 | X | NG
Onshore Wind Turbine.WND | onshore wind | TRUE | 55734 | Cow Branch Wind Power, LLC | 56536 | Cow Branch | MO | Atchison | 1 | Onshore Wind Turbine | WT |  | S | 50.4 |  | 50.4 | 50.4 | 0.3 | N |  |  | N | IPP Non-CHP | 2 | X | WND
Onshore Wind Turbine.WND | onshore wind | TRUE | 55735 | CR Clearing, LLC | 56537 | Conception | MO | Nodaway | 1 | Onshore Wind Turbine | WT |  | S | 50.4 |  | 50.4 | 50.4 | 0.3 | N |  |  | N | IPP Non-CHP | 2 | X | WND
Onshore Wind Turbine.WND | onshore wind | TRUE | 55736 | Loess Hills Wind Farm LLC | 56538 | Loess Hills | MO | Atchison | 1 | Onshore Wind Turbine | WT |  | S | 5 |  | 5 | 5 | 0.1 | N |  |  | N | IPP Non-CHP | 2 | X | WND
Geothermal.GEO | geothermal | TRUE | 34691 | Ormat Nevada Inc | 56540 | Galena 2 Geothermal Power Plant | NV | Washoe | GEN1 | Geothermal | BT |  | S | 13.5 | 0.8 | 9 | 13.5 | 9 | N |  |  | N | IPP Non-CHP | 2 | X | GEO
Solar Photovoltaic.SUN | solar PV | TRUE | 34691 | Ormat Nevada Inc | 56540 | Galena 2 Geothermal Power Plant | NV | Washoe | GLSOL | Solar Photovoltaic | PV |  | S | 3 |  | 3 | 1.5 |  | N |  |  | N | IPP Non-CHP | 2 | X | SUN
Geothermal.GEO | geothermal | TRUE | 34691 | Ormat Nevada Inc | 56541 | Galena 3 Geothermal Power Plant | NV | Washoe | GEN1 | Geothermal | BT |  | S | 15 | 0.8 | 10 | 15 | 7.9 | N |  |  | N | IPP Non-CHP | 2 | X | GEO
Geothermal.GEO | geothermal | TRUE | 34691 | Ormat Nevada Inc | 56541 | Galena 3 Geothermal Power Plant | NV | Washoe | GEN2 | Geothermal | BT |  | S | 15 | 0.8 | 10 | 15 | 7.9 | N |  |  | N | IPP Non-CHP | 2 | X | GEO
Conventional Hydroelectric.WAT | hydro | TRUE | 219 | Alaska Power and Telephone Co | 56542 | Kasidaya Creek Hydro | AK | Skagway Hoonah Angoon | 1 | Conventional Hydroelectric | HY |  | S | 3 | 0.8 | 3 | 3 | 1.2 | N |  |  | N | Electric Utility | 1 | X | WAT
Onshore Wind Turbine.WND | onshore wind | TRUE | 62005 | Eastridge Wind Project | 56543 | Eastridge Wind Project | MN | Murray | 1 | Onshore Wind Turbine | WT |  | S | 10.4 |  | 10.4 | 10.4 | 1 | N |  |  | N | IPP Non-CHP | 2 | X | WND
Onshore Wind Turbine.WND | onshore wind | TRUE | 60661 | Midwest Power Partners LLC | 56544 | Windom Wind Project | MN | Cottonwood | 1 | Onshore Wind Turbine | WT |  | S | 15.6 |  | 15.6 | 15.6 | 1 | N |  |  | N | IPP Non-CHP | 2 | X | WND
Petroleum Liquids.DFO | petroleum | TRUE | 16921 | City of Seneca - (SC) | 56545 | Seneca City of | SC | Oconee | PPG1 | Petroleum Liquids | IC |  | S | 2 | 0.8 | 1.8 | 1.8 | 0.5 | N |  |  | N | Electric Utility | 1 | X | DFO
Petroleum Liquids.DFO | petroleum | TRUE | 16921 | City of Seneca - (SC) | 56545 | Seneca City of | SC | Oconee | PPG2 | Petroleum Liquids | IC |  | S | 2 | 0.8 | 1.8 | 1.8 | 0.5 | N |  |  | N | Electric Utility | 1 | X | DFO
Petroleum Liquids.DFO | petroleum | TRUE | 16921 | City of Seneca - (SC) | 56545 | Seneca City of | SC | Oconee | PPG3 | Petroleum Liquids | IC |  | S | 2 | 0.8 | 1.8 | 1.8 | 0.5 | N |  |  | N | Electric Utility | 1 | X | DFO
Petroleum Liquids.DFO | petroleum | TRUE | 16921 | City of Seneca - (SC) | 56545 | Seneca City of | SC | Oconee | WPG1 | Petroleum Liquids | IC |  | S | 2 | 0.8 | 1.8 | 1.8 | 0.5 | N |  |  | N | Electric Utility | 1 | X | DFO
Petroleum Liquids.DFO | petroleum | TRUE | 16921 | City of Seneca - (SC) | 56545 | Seneca City of | SC | Oconee | WPG2 | Petroleum Liquids | IC |  | S | 2 | 0.8 | 1.8 | 1.8 | 0.5 | N |  |  | N | Electric Utility | 1 | X | DFO
Petroleum Liquids.DFO | petroleum | TRUE | 13630 | North Carolina Mun Power Agny #1 | 56546 | Cornelius Delivery No 1 | NC | Mecklenburg | 1 | Petroleum Liquids | IC |  | S | 2.2 | 0.8 | 2 | 2 | 0.1 | N |  |  | N | Electric Utility | 1 | X | DFO
Petroleum Liquids.DFO | petroleum | TRUE | 13630 | North Carolina Mun Power Agny #1 | 56547 | Bostic Delivery No 2 | NC | Rutherford | 1 | Petroleum Liquids | IC |  | S | 1 | 0.8 | 1 | 1 | 0.1 | N |  |  | N | Electric Utility | 1 | X | DFO
Petroleum Liquids.DFO | petroleum | TRUE | 13630 | North Carolina Mun Power Agny #1 | 56548 | Drexel Operations Center | NC | Burke | 1 | Petroleum Liquids | IC |  | S | 2.2 | 0.8 | 2 | 2 | 0.1 | N |  |  | N | Electric Utility | 1 | X | DFO
Petroleum Liquids.DFO | petroleum | TRUE | 13630 | North Carolina Mun Power Agny #1 | 56549 | Granite Falls Walmart | NC | Caldwell | 1 | Petroleum Liquids | IC |  | S | 2.2 | 0.8 | 2 | 2 | 0.1 | N |  |  | N | Electric Utility | 1 | X | DFO
Petroleum Liquids.DFO | petroleum | TRUE | 13630 | North Carolina Mun Power Agny #1 | 56550 | Huntersville Delivery No 2 | NC | Mecklenburg | 1 | Petroleum Liquids | IC |  | S | 2.2 | 0.8 | 2 | 2 | 0.1 | N |  |  | N | Electric Utility | 1 | X | DFO
Petroleum Liquids.DFO | petroleum | TRUE | 13630 | North Carolina Mun Power Agny #1 | 56551 | Landis Delivery No 2 | NC | Rowan | 1 | Petroleum Liquids | IC |  | S | 2.2 | 0.8 | 2 | 2 | 0.1 | N |  |  | N | Electric Utility | 1 | X | DFO
Petroleum Liquids.DFO | petroleum | TRUE | 13630 | North Carolina Mun Power Agny #1 | 56552 | Statesville Delivery No 3 | NC | Iredell | 1 | Petroleum Liquids | IC |  | S | 2.2 | 0.8 | 2 | 2 | 0.1 | N |  |  | N | Electric Utility | 1 | X | DFO
Petroleum Liquids.DFO | petroleum | FALSE | 12944 | City of Morganton - (NC) | 56553 | Catawba River Pollution Control | NC | Burke | 1234 | Petroleum Liquids | IC |  | S | 1.3 | 0.8 | 1.1 | 1 | 0.1 | N |  |  | N | Commercial Non-CHP | 4 | X | DFO
Landfill Gas.LFG | natural gas peaker | TRUE | 57249 | EPP Renewable Energy | 56554 | Salt Lake Energy Systems | UT | Salt Lake | Unit1 | Landfill Gas | IC |  | J | 0.8 | 0.95 | 0.8 | 0.8 | 0.3 | N |  |  | N | IPP Non-CHP | 2 | X | LFG
Landfill Gas.LFG | natural gas peaker | TRUE | 57249 | EPP Renewable Energy | 56554 | Salt Lake Energy Systems | UT | Salt Lake | Unit2 | Landfill Gas | IC |  | J | 0.8 | 0.95 | 0.8 | 0.8 | 0.3 | N |  |  | N | IPP Non-CHP | 2 | X | LFG
Landfill Gas.LFG | natural gas peaker | TRUE | 57249 | EPP Renewable Energy | 56554 | Salt Lake Energy Systems | UT | Salt Lake | Unit3 | Landfill Gas | IC |  | J | 1.6 | 0.95 | 1.5 | 1.5 | 0.3 | N |  |  | N | IPP Non-CHP | 2 | X | LFG
Onshore Wind Turbine.WND | onshore wind | TRUE | 55737 | Wind Capital Holdings, LLC | 56555 | Bluegrass Ridge | MO | Gentry | 1 | Onshore Wind Turbine | WT |  | S | 56.7 |  | 56.7 | 56.7 | 0.4 | N |  |  | N | IPP Non-CHP | 2 | X | WND
Natural Gas Fired Combustion Turbine.NG | natural gas peaker | TRUE | 55772 | Paducah Power System | 56556 | PPS Power Plant No 1 | KY | McCracken | 1 | Natural Gas Fired Combustion Turbine | GT |  | S | 60 | 0.85 | 55 | 62 | 15 | N |  |  | N | Electric Utility | 1 | X | NG
Natural Gas Fired Combustion Turbine.NG | natural gas peaker | TRUE | 55772 | Paducah Power System | 56556 | PPS Power Plant No 1 | KY | McCracken | 2 | Natural Gas Fired Combustion Turbine | GT |  | S | 60 | 0.85 | 55 | 62 | 15 | N |  |  | N | Electric Utility | 1 | X | NG
Onshore Wind Turbine.WND | onshore wind | TRUE | 64408 | Stockyard Wind | 56560 | Porterhouse Wind (4) LLC | TX | Hansford | JDW4 | Onshore Wind Turbine | WT |  | S | 79.8 |  | 79.8 | 79.8 | 0.5 | N |  |  | N | IPP Non-CHP | 2 | X | WND
Onshore Wind Turbine.WND | onshore wind | TRUE | 64408 | Stockyard Wind | 56561 | Filet Wind (5) LLC | TX | Sherman | JDW5 | Onshore Wind Turbine | WT |  | S | 10 |  | 10 | 10 | 0.1 | N |  |  | N | IPP Non-CHP | 2 | X | WND
Onshore Wind Turbine.WND | onshore wind | TRUE | 64408 | Stockyard Wind | 56562 | Tenderloin Wind (6) LLC | TX | Sherman | JDW6 | Onshore Wind Turbine | WT |  | S | 10 |  | 10 | 10 | 0.1 | N |  |  | N | IPP Non-CHP | 2 | X | WND
Onshore Wind Turbine.WND | onshore wind | TRUE | 55785 | FPL Peetz Table Wind Energy | 56563 | Peetz Table Wind Energy | CO | Logan | GE | Onshore Wind Turbine | WT |  | S | 199.5 |  | 199.5 | 199.5 | 10 | N |  |  | N | IPP Non-CHP | 2 | X | WND
Conventional Steam Coal.SUB | hard coal | TRUE | 17698 | Southwestern Electric Power Co | 56564 | John W Turk Jr Power Plant | AR | Hempstead | 1 | Conventional Steam Coal | ST |  | J | 609 | 0.85 | 650 | 650 | 350 | N |  |  | N | Electric Utility | 1 | X | SUB
Natural Gas Fired Combined Cycle.NG | natural gas combined cycle | TRUE | 17698 | Southwestern Electric Power Co | 56565 | J Lamar Stall Unit | LA | Caddo | 6A | Natural Gas Fired Combined Cycle | CT | CC1 | S | 184 | 0.85 | 159 | 169 | 97 | N |  |  | N | Electric Utility | 1 | X | NG
Natural Gas Fired Combined Cycle.NG | natural gas combined cycle | TRUE | 17698 | Southwestern Electric Power Co | 56565 | J Lamar Stall Unit | LA | Caddo | 6B | Natural Gas Fired Combined Cycle | CT | CC1 | S | 184 | 0.85 | 163 | 172 | 97 | N |  |  | N | Electric Utility | 1 | X | NG
Natural Gas Fired Combined Cycle.NG | natural gas combined cycle | TRUE | 17698 | Southwestern Electric Power Co | 56565 | J Lamar Stall Unit | LA | Caddo | 6STG | Natural Gas Fired Combined Cycle | CA | CC1 | S | 256 | 0.85 | 189 | 193 |  | N |  |  | N | Electric Utility | 1 | X | NG
Solar Photovoltaic.SUN | solar PV | FALSE | 56203 | Solar Star NAFB LLC | 56568 | Nellis Air Force Base Solar Array | NV | Clark | NS1 | Solar Photovoltaic | PV |  | S | 4.6 |  | 4.6 | 4.6 |  | N |  |  | N | Commercial Non-CHP | 4 | X | SUN
Solar Photovoltaic.SUN | solar PV | FALSE | 56203 | Solar Star NAFB LLC | 56568 | Nellis Air Force Base Solar Array | NV | Clark | NS2 | Solar Photovoltaic | PV |  | S | 4.9 |  | 4.9 | 4.9 |  | N |  |  | N | Commercial Non-CHP | 4 | X | SUN
Solar Photovoltaic.SUN | solar PV | FALSE | 56203 | Solar Star NAFB LLC | 56568 | Nellis Air Force Base Solar Array | NV | Clark | NS3 | Solar Photovoltaic | PV |  | S | 3.7 |  | 3.7 | 3.7 |  | N |  |  | N | Commercial Non-CHP | 4 | X | SUN
Natural Gas Fired Combustion Turbine.NG | natural gas peaker | TRUE | 9216 | Imperial Irrigation District | 56569 | Niland Gas Turbine Plant | CA | Imperial | 1 | Natural Gas Fired Combustion Turbine | GT |  | S | 60.5 | 0.85 | 43.8 | 45.1 | 15 | N |  |  | N | Electric Utility | 1 | X | NG
Natural Gas Fired Combustion Turbine.NG | natural gas peaker | TRUE | 9216 | Imperial Irrigation District | 56569 | Niland Gas Turbine Plant | CA | Imperial | 2 | Natural Gas Fired Combustion Turbine | GT |  | S | 60.5 | 0.85 | 42.6 | 45.8 | 15 | N |  |  | N | Electric Utility | 1 | X | NG
Onshore Wind Turbine.WND | onshore wind | TRUE | 2770 | Terra-Gen Operating Co-Wind | 56570 | Terra-Gen VG Wind LLC | CA | Kern | WGNS | Onshore Wind Turbine | WT |  | W | 7.4 |  | 7.4 | 7.4 | 0 | N |  |  | N | IPP Non-CHP | 2 | X | WND
Landfill Gas.LFG | natural gas peaker | TRUE | 62884 | Energy Power Partners | 56571 | Eastern Landfill Gas LLC | MD | Baltimore | 1 | Landfill Gas | IC |  | W | 1 | 0.8 | 1.3 | 1.3 | 0.5 | N |  |  | N | IPP Non-CHP | 2 | X | LFG
Landfill Gas.LFG | natural gas peaker | TRUE | 62884 | Energy Power Partners | 56571 | Eastern Landfill Gas LLC | MD | Baltimore | 2 | Landfill Gas | IC |  | W | 1 | 0.8 | 1.3 | 1.3 | 0.5 | N |  |  | N | IPP Non-CHP | 2 | X | LFG
Landfill Gas.LFG | natural gas peaker | TRUE | 62884 | Energy Power Partners | 56571 | Eastern Landfill Gas LLC | MD | Baltimore | 3 | Landfill Gas | IC |  | W | 1 | 0.8 | 1.3 | 1.3 | 0.5 | N |  |  | N | IPP Non-CHP | 2 | X | LFG
Landfill Gas.LFG | natural gas peaker | TRUE | 62884 | Energy Power Partners | 56571 | Eastern Landfill Gas LLC | MD | Baltimore | 4 | Landfill Gas | IC |  | W | 1 | 0.8 | 1.3 | 1.3 | 0.5 | N |  |  | N | IPP Non-CHP | 2 | X | LFG
Onshore Wind Turbine.WND | onshore wind | TRUE | 54799 | FPL Energy Oliver County Wind II LLC | 56573 | FPL Energy Oliver Wind II LLC | ND | Oliver | 2 | Onshore Wind Turbine | WT |  | S | 48 |  | 48 | 48 | 2.4 | N |  |  | N | IPP Non-CHP | 2 | X | WND
Onshore Wind Turbine.WND | onshore wind | TRUE | 59155 | Evergreen Wind, LLC | 56575 | Steel Winds Wind Farm | NY | Erie | 1 | Onshore Wind Turbine | WT |  | S | 20 |  | 20 | 20 | 0 | N |  |  | N | IPP Non-CHP | 2 | X | WND
Onshore Wind Turbine.WND | onshore wind | TRUE | 55832 | Shane's Wind Machine LLC | 56577 | Shane's Wind Machine | MN | Pipestone | 1 | Onshore Wind Turbine | WT |  | S | 1.3 |  | 1.3 | 1.3 | 0 | N |  |  | N | IPP Non-CHP | 2 | X | WND
Onshore Wind Turbine.WND | onshore wind | TRUE | 56807 | Moore 1 | 56580 | Blue Breezes LLC | MN | Faribault | 1 | Onshore Wind Turbine | WT |  | S | 1.3 |  | 1.3 | 1.3 | 0 | N |  |  | N | IPP Non-CHP | 2 | X | WND
Onshore Wind Turbine.WND | onshore wind | TRUE | 56807 | Moore 1 | 56581 | Blue Breezes II LLC | MN | Faribault | 1 | Onshore Wind Turbine | WT |  | S | 1.3 |  | 1.3 | 1.3 | 0 | N |  |  | N | IPP Non-CHP | 2 | X | WND
Onshore Wind Turbine.WND | onshore wind | TRUE | 60661 | Midwest Power Partners LLC | 56586 | Sunset Breeze LLC | MN | Nobles | 1 | Onshore Wind Turbine | WT |  | S | 1.3 |  | 1.3 | 1.3 | 0 | N |  |  | N | IPP Non-CHP | 2 | X | WND
Onshore Wind Turbine.WND | onshore wind | TRUE | 60661 | Midwest Power Partners LLC | 56587 | Minnesota Breeze LLC | MN | Nobles | 1 | Onshore Wind Turbine | WT |  | S | 1.3 |  | 1.3 | 1.3 | 0 | N |  |  | N | IPP Non-CHP | 2 | X | WND
Onshore Wind Turbine.WND | onshore wind | TRUE | 60661 | Midwest Power Partners LLC | 56588 | G Flow Wind LLC | MN | Nobles | 1 | Onshore Wind Turbine | WT |  | S | 1.3 |  | 1.3 | 1.3 | 0 | N |  |  | N | IPP Non-CHP | 2 | X | WND
Onshore Wind Turbine.WND | onshore wind | TRUE | 60661 | Midwest Power Partners LLC | 56589 | Wolf Wind Enterprises LLC | MN | Nobles | 1 | Onshore Wind Turbine | WT |  | S | 1.3 |  | 1.3 | 1.3 | 0 | N |  |  | N | IPP Non-CHP | 2 | X | WND
Onshore Wind Turbine.WND | onshore wind | TRUE | 60661 | Midwest Power Partners LLC | 56590 | Green Acres Breeze LLC | MN | Nobles | 1 | Onshore Wind Turbine | WT |  | S | 1.3 |  | 1.3 | 1.3 | 0 | N |  |  | N | IPP Non-CHP | 2 | X | WND
Onshore Wind Turbine.WND | onshore wind | TRUE | 61185 | Cycle Power Partners | 56591 | Horseshoe Bend Wind Park | MT | Cascade | HBWP | Onshore Wind Turbine | WT |  | S | 9 |  | 10.4 | 10.4 | 1.6 | Y |  |  | N | IPP Non-CHP | 2 | X | WND
Onshore Wind Turbine.WND | onshore wind | TRUE | 56215 | RWE Renewables Americas, LLC | 56592 | Champion Wind Farm LLC | TX | Nolan | CH1 | Onshore Wind Turbine | WT |  | S | 126.5 |  | 126.5 | 126.5 | 0 | N |  |  | N | IPP Non-CHP | 2 | X | WND
Onshore Wind Turbine.WND | onshore wind | TRUE | 56215 | RWE Renewables Americas, LLC | 56593 | Roscoe Wind Farm LLC | TX | Nolan | RO1 | Onshore Wind Turbine | WT |  | S | 209 |  | 209 | 209 | 0 | N |  |  | N | IPP Non-CHP | 2 | X | WND
Onshore Wind Turbine.WND | onshore wind | TRUE | 56215 | RWE Renewables Americas, LLC | 56594 | Munnsville Wind Farm LLC | NY | Madison | MU1 | Onshore Wind Turbine | WT |  | S | 34.5 |  | 34.5 | 34.5 | 0 | N |  |  | N | IPP Non-CHP | 2 | X | WND
Conventional Steam Coal.SUB | hard coal | TRUE | 19545 | Black Hills Power, Inc. | 56596 | Wygen III | WY | Campbell | 5 | Conventional Steam Coal | ST |  | J | 116 | 0.9 | 100 | 103 | 71.5 | N |  |  | N | Electric Utility | 1 | X | SUB
Petroleum Liquids.DFO | petroleum | TRUE | 6205 | City of Farmington - (MO) | 56597 | Elm Street Substation Generators | MO | St Francois | EP01 | Petroleum Liquids | IC |  | S | 2 | 1 | 1.3 | 1.5 | 0.9 | N |  |  | N | Electric Utility | 1 | X | DFO
Petroleum Liquids.DFO | petroleum | TRUE | 6205 | City of Farmington - (MO) | 56597 | Elm Street Substation Generators | MO | St Francois | EP02 | Petroleum Liquids | IC |  | S | 2 | 1 | 1.3 | 1.5 | 0.9 | N |  |  | N | Electric Utility | 1 | X | DFO
Petroleum Liquids.DFO | petroleum | TRUE | 6205 | City of Farmington - (MO) | 56597 | Elm Street Substation Generators | MO | St Francois | EP03 | Petroleum Liquids | IC |  | S | 2 | 1 | 1.3 | 1.5 | 0.9 | N |  |  | N | Electric Utility | 1 | X | DFO
Petroleum Liquids.DFO | petroleum | TRUE | 6205 | City of Farmington - (MO) | 56598 | Walton Street Substation | MO | St Francois | EP07 | Petroleum Liquids | IC |  | S | 2 | 1 | 1.3 | 1.5 | 0.9 | N |  |  | N | Electric Utility | 1 | X | DFO
Petroleum Liquids.DFO | petroleum | TRUE | 6205 | City of Farmington - (MO) | 56600 | Overall Road Station | MO | St Francois | EP11 | Petroleum Liquids | IC |  | S | 2 | 1 | 1.3 | 1.5 | 0.9 | N |  |  | N | Electric Utility | 1 | X | DFO
Petroleum Liquids.DFO | petroleum | TRUE | 6205 | City of Farmington - (MO) | 56600 | Overall Road Station | MO | St Francois | EP12 | Petroleum Liquids | IC |  | S | 2 | 1 | 1.3 | 1.5 | 0.9 | N |  |  | N | Electric Utility | 1 | X | DFO
Petroleum Liquids.DFO | petroleum | TRUE | 6205 | City of Farmington - (MO) | 56600 | Overall Road Station | MO | St Francois | EP13 | Petroleum Liquids | IC |  | S | 2 | 1 | 1.3 | 1.5 | 0.9 | N |  |  | N | Electric Utility | 1 | X | DFO
Petroleum Liquids.DFO | petroleum | TRUE | 6205 | City of Farmington - (MO) | 56600 | Overall Road Station | MO | St Francois | EP14 | Petroleum Liquids | IC |  | S | 2 | 1 | 1.3 | 1.5 | 0.9 | N |  |  | N | Electric Utility | 1 | X | DFO
Natural Gas Fired Combustion Turbine.NG | natural gas peaker | TRUE | 39347 | East Texas Electric Coop, Inc | 56603 | San Jacinto County Peaking Facility | TX | San Jacinto | SJC1 | Natural Gas Fired Combustion Turbine | GT |  | S | 85 | 0.85 | 73 | 85 | 42 | N |  |  | N | Electric Utility | 1 | X | NG
Natural Gas Fired Combustion Turbine.NG | natural gas peaker | TRUE | 39347 | East Texas Electric Coop, Inc | 56603 | San Jacinto County Peaking Facility | TX | San Jacinto | SJC2 | Natural Gas Fired Combustion Turbine | GT |  | S | 85 | 0.85 | 73 | 85 | 42 | N |  |  | N | Electric Utility | 1 | X | NG
Natural Gas Fired Combustion Turbine.NG | natural gas peaker | TRUE | 55937 | Entergy Texas Inc. | 56604 | Hardin County Peaking Facility | TX | Hardin | HC1 | Natural Gas Fired Combustion Turbine | GT |  | S | 86.5 | 0.85 | 71.7 | 86.3 | 42 | N |  |  | N | Electric Utility | 1 | X | NG
Natural Gas Fired Combustion Turbine.NG | natural gas peaker | TRUE | 55937 | Entergy Texas Inc. | 56604 | Hardin County Peaking Facility | TX | Hardin | HC2 | Natural Gas Fired Combustion Turbine | GT |  | S | 86.5 | 0.85 | 70.5 | 84.8 | 42 | N |  |  | N | Electric Utility | 1 | X | NG
Onshore Wind Turbine.WND | onshore wind | TRUE | 55799 | FPL Energy Langdon Wind LLC | 56605 | Langdon Renewables, LLC | ND | Cavalier | GE15 | Onshore Wind Turbine | WT |  | S | 118.5 |  | 118.5 | 118.5 | 5.9 | N |  |  | N | IPP Non-CHP | 2 | X | WND
Natural Gas Fired Combustion Turbine.NG | natural gas peaker | TRUE | 1307 | Basin Electric Power Coop | 56606 | Culbertson Generation Station | MT | Roosevelt | 01 | Natural Gas Fired Combustion Turbine | GT |  | S | 108.2 | 0.85 | 85 | 95 | 46.1 | N |  |  | N | Electric Utility | 1 | X | NG
Onshore Wind Turbine.WND | onshore wind | TRUE | 1307 | Basin Electric Power Coop | 56607 | Prairie Winds ND1 | ND | Ward | ND1 | Onshore Wind Turbine | WT |  | S | 115.5 |  | 115.5 | 115.5 | 0 | N |  |  | N | Electric Utility | 1 | X | WND
Onshore Wind Turbine.WND | onshore wind | TRUE | 1307 | Basin Electric Power Coop | 56608 | Prairie Winds SD1 | SD | Jerauld | SD1 | Onshore Wind Turbine | WT |  | S | 150 |  | 159.3 | 159.3 | 0 | N |  |  | N | Electric Utility | 1 | X | WND
Onshore Wind Turbine.WND | onshore wind | TRUE | 1307 | Basin Electric Power Coop | 56608 | Prairie Winds SD1 | SD | Jerauld | SD2 | Onshore Wind Turbine | WT |  | S | 10.5 |  | 11.1 | 11.1 | 0 | N |  |  | N | Electric Utility | 1 | X | WND
Onshore Wind Turbine.WND | onshore wind | TRUE | 1307 | Basin Electric Power Coop | 56608 | Prairie Winds SD1 | SD | Jerauld | SD3 | Onshore Wind Turbine | WT |  | W | 1.5 |  | 1.6 | 1.6 | 0 | N |  |  | N | Electric Utility | 1 | X | WND
Conventional Steam Coal.SUB | hard coal | TRUE | 1307 | Basin Electric Power Coop | 56609 | Dry Fork Station | WY | Campbell | 01 | Conventional Steam Coal | ST |  | J | 483.7 | 0.85 | 390 | 405 | 260 | N |  |  | N | Electric Utility | 1 | X | SUB
Natural Gas Fired Combined Cycle.NG | natural gas combined cycle | TRUE | 1307 | Basin Electric Power Coop | 56610 | Deer Creek Station | SD | Brookings | 01 | Natural Gas Fired Combined Cycle | CA | CCU1 | S | 154 | 0.85 | 150 | 150 | 45 | N |  |  | N | Electric Utility | 1 | X | NG
Natural Gas Fired Combined Cycle.NG | natural gas combined cycle | TRUE | 1307 | Basin Electric Power Coop | 56610 | Deer Creek Station | SD | Brookings | 02 | Natural Gas Fired Combined Cycle | CT | CCU1 | S | 170 | 0.85 | 145 | 150 | 115 | N |  |  | N | Electric Utility | 1 | X | NG
Conventional Steam Coal.SUB | hard coal | TRUE | 55861 | Sandy Creek Energy Associates LP | 56611 | Sandy Creek Energy Station | TX | McLennan | S01 | Conventional Steam Coal | ST |  | J | 1008 | 0.9 | 932.6 | 932.6 | 360 | N |  |  | N | IPP Non-CHP | 2 | X | SUB
Onshore Wind Turbine.WND | onshore wind | TRUE | 55862 | Logan Wind Energy LLC | 56613 | Logan Wind Energy | CO | Logan | 1 | Onshore Wind Turbine | WT |  | S | 201 |  | 201 | 201 | 10.1 | N |  |  | N | IPP Non-CHP | 2 | X | WND
Onshore Wind Turbine.WND | onshore wind | TRUE | 55866 | Old Trail Wind Farm LLC | 56614 | Old Trail Wind Farm | IL | McLean | 2 | Onshore Wind Turbine | WT |  | S | 213.8 |  | 213.8 | 213.8 | 1.5 | N |  |  | N | IPP Non-CHP | 2 | X | WND
Wood/Wood Waste Biomass.WDS | biomass | TRUE | 55925 | Novo Biopower LLC | 56616 | Novo BioPower Plant | AZ | Navajo | G3 | Wood/Wood Waste Biomass | ST |  | S | 27.2 | 0.85 | 22.2 | 22.2 | 3 | N |  |  | N | IPP Non-CHP | 2 | X | WDS | NG
Onshore Wind Turbine.WND | onshore wind | TRUE | 57170 | EDF Renewable Asset Holdings, Inc. | 56617 | Fenton Wind Farm | MN | Murray | 1 | Onshore Wind Turbine | WT |  | S | 205.5 |  | 205.5 | 205.5 | 0 | N |  |  | N | IPP Non-CHP | 2 | X | WND
Onshore Wind Turbine.WND | onshore wind | TRUE | 63858 | Valcour Operating Services, LLC | 56618 | Clinton | NY | Clinton | 1 | Onshore Wind Turbine | WT |  | W | 100.5 |  | 100.5 | 100.5 | 0 | N |  |  | N | IPP Non-CHP | 2 | X | WND
Onshore Wind Turbine.WND | onshore wind | TRUE | 63858 | Valcour Operating Services, LLC | 56619 | Ellenburg | NY | Clinton | 1 | Onshore Wind Turbine | WT |  | W | 81 |  | 81 | 81 | 0 | N |  |  | N | IPP Non-CHP | 2 | X | WND
Onshore Wind Turbine.WND | onshore wind | TRUE | 63858 | Valcour Operating Services, LLC | 56620 | Bliss | NY | Wyoming | 1 | Onshore Wind Turbine | WT |  | W | 100.5 |  | 100.5 | 100.5 | 0 | N |  |  | N | IPP Non-CHP | 2 | X | WND
Onshore Wind Turbine.WND | onshore wind | TRUE | 59883 | NRG Energy Gas & Wind Holdings Inc | 56621 | Sleeping Bear LLC | OK | Harper | 1 | Onshore Wind Turbine | WT |  | S | 94.5 |  | 94.5 | 94.5 | 1 | N |  |  | N | IPP Non-CHP | 2 | X | WND
Onshore Wind Turbine.WND | onshore wind | TRUE | 15399 | Avangrid Renewables LLC | 56622 | Providence Heights Wind LLC | IL | Bureau | 1 | Onshore Wind Turbine | WT |  | S | 72 |  | 72 | 72 | 0 | N |  |  | N | IPP Non-CHP | 2 | X | WND
Onshore Wind Turbine.WND | onshore wind | TRUE | 55880 | Telocaset Wind Power Partners | 56623 | Elkhorn Valley Wind Farm | OR | Union | EH1 | Onshore Wind Turbine | WT |  | S | 100.7 |  | 100.7 | 100.7 | 0 | N |  |  | N | IPP Non-CHP | 2 | X | WND
Onshore Wind Turbine.WND | onshore wind | TRUE | 57158 | Ewington Energy Systems, LLC | 56626 | Ewington Energy Systems, LLC | MN | Jackson | 1 | Onshore Wind Turbine | WT |  | S | 22.5 |  | 20 | 20 | 0 | Y |  |  | N | IPP Non-CHP | 2 | X | WND
Natural Gas Fired Combustion Turbine.NG | natural gas peaker | TRUE | 56201 | Engie North America | 56629 | Waterbury Generation | CT | New Haven | 10 | Natural Gas Fired Combustion Turbine | GT |  | W | 96 | 0.8 | 96 | 100 | 50 | N |  |  | N | IPP Non-CHP | 2 | X | NG | KER
Onshore Wind Turbine.WND | onshore wind | TRUE | 12647 | ALLETE, Inc. | 56630 | Taconite Ridge 1 Wind Energy Center | MN | St Louis | 1 | Onshore Wind Turbine | WT |  | S | 25 |  | 25 | 25 | 0.3 | N |  |  | N | Electric Utility | 1 | X | WND
Onshore Wind Turbine.WND | onshore wind | TRUE | 59155 | Evergreen Wind, LLC | 56633 | Dutch Hill Wind Project | NY | Steuben | 1 | Onshore Wind Turbine | WT |  | S | 37.5 |  | 37.5 | 37.5 | 0 | N |  |  | N | IPP Non-CHP | 2 | X | WND
Onshore Wind Turbine.WND | onshore wind | TRUE | 59155 | Evergreen Wind, LLC | 56634 | Cohocton Wind Project | NY | Steuben | 1 | Onshore Wind Turbine | WT |  | S | 87.5 |  | 87.5 | 87.5 | 0 | N |  |  | N | IPP Non-CHP | 2 | X | WND
Onshore Wind Turbine.WND | onshore wind | TRUE | 55873 | Harvest Windfarm, LLC | 56635 | Harvest | MI | Huron | 1 | Onshore Wind Turbine | WT |  | S | 52.8 |  | 51.2 | 51.2 | 0.9 | N |  |  | N | IPP Non-CHP | 2 | X | WND
Onshore Wind Turbine.WND | onshore wind | TRUE | 55891 | Hot Springs Windfarm, LLC | 56636 | Mountain Home | ID | Elmore | 1 | Onshore Wind Turbine | WT |  | S | 21 |  | 21 | 21 | 0.1 | N |  |  | N | IPP Non-CHP | 2 | X | WND
Onshore Wind Turbine.WND | onshore wind | TRUE | 55890 | Bennett Creek Windfarm LLC | 56637 | Bennett Creek Windfarm LLC - Mountain Home | ID | Elmore | 1 | Onshore Wind Turbine | WT |  | S | 21 |  | 21 | 21 | 0.1 | N |  |  | N | IPP Non-CHP | 2 | X | WND
Onshore Wind Turbine.WND | onshore wind | TRUE | 61012 | AES Distributed Energy | 56638 | Buffalo Gap 3 Wind Farm | TX | Nolan | GEN1 | Onshore Wind Turbine | WT |  | S | 170.2 |  | 170.2 | 170.2 | 0 | N |  |  | N | IPP Non-CHP | 2 | X | WND
Natural Gas Fired Combustion Turbine.NG | natural gas peaker | TRUE | 59527 | CalPeak Power, LLC | 56639 | Midway Peaking LLC | CA | Fresno | 1 | Natural Gas Fired Combustion Turbine | GT |  | W | 69.9 | 0.85 | 55.6 | 60 | 23.9 | N |  |  | N | IPP Non-CHP | 2 | X | NG
Natural Gas Fired Combustion Turbine.NG | natural gas peaker | TRUE | 59527 | CalPeak Power, LLC | 56639 | Midway Peaking LLC | CA | Fresno | 2 | Natural Gas Fired Combustion Turbine | GT |  | W | 69.9 | 0.85 | 55.6 | 60 | 23.9 | N |  |  | N | IPP Non-CHP | 2 | X | NG
Onshore Wind Turbine.WND | onshore wind | TRUE | 55931 | Orion Energy Group LLC | 56640 | Camp Grove Wind Farm | IL | STARK | 1 | Onshore Wind Turbine | WT |  | S | 150 |  | 150 | 150 | 150 | N |  |  | N | IPP Non-CHP | 2 | X | WND
Wood/Wood Waste Biomass.WDS | biomass | TRUE | 55893 | St Paul Cogeneration LLC | 56643 | St Paul Cogeneration | MN | Ramsey | 1 | Wood/Wood Waste Biomass | ST |  | J | 37 | 0.9 | 33 | 25 | 15 | N |  |  | Y | IPP CHP | 3 | T | WDS | NG | AB
Onshore Wind Turbine.WND | onshore wind | TRUE | 49893 | Invenergy Services LLC | 56644 | Stanton Wind Energy LLC | TX | Martin | 1 | Onshore Wind Turbine | WT |  | S | 120 |  | 120 | 120 | 0 | N |  |  | N | IPP Non-CHP | 2 | X | WND
Onshore Wind Turbine.WND | onshore wind | TRUE | 55901 | Osceola Windpower LLC | 56645 | Osceola Windpower LLC | IA | Osceola | CL25 | Onshore Wind Turbine | WT |  | S | 98.2 |  | 98.2 | 98.2 | 5 | N |  |  | N | IPP Non-CHP | 2 | X | WND
Onshore Wind Turbine.WND | onshore wind | TRUE | 56484 | Butler Ridge Wind Energy Center | 56647 | Butler Ridge | WI | Dodge | 1 | Onshore Wind Turbine | WT |  | S | 54 |  | 54 | 54 | 2.6 | N |  |  | N | IPP Non-CHP | 2 | X | WND
Onshore Wind Turbine.WND | onshore wind | TRUE | 58353 | NextEra Energy Majestic Wind | 56648 | Majestic 1 Wind Farm | TX | Carson | 1 | Onshore Wind Turbine | WT |  | W | 79.5 |  | 79.5 | 79.5 | 4 | N |  |  | N | IPP Non-CHP | 2 | X | WND
Onshore Wind Turbine.WND | onshore wind | TRUE | 55397 | NRG Energy Inc | 56649 | South Trent Wind Farm | TX | Nolan | 1 | Onshore Wind Turbine | WT |  | W | 101.2 |  | 101.2 | 101.2 | 1 | N |  |  | N | IPP Non-CHP | 2 | X | WND
Onshore Wind Turbine.WND | onshore wind | TRUE | 59102 | Wessington Wind | 56650 | Wessington Springs | SD | Jerauld | 1 | Onshore Wind Turbine | WT |  | S | 51 |  | 51 | 51 | 2.6 | N |  |  | N | IPP Non-CHP | 2 | X | WND
Onshore Wind Turbine.WND | onshore wind | TRUE | 65411 | Duke Energy Renewables Services | 56651 | North Allegheny Windpower Project | PA | Blair | 1 | Onshore Wind Turbine | WT |  | W | 70 |  | 70 | 70 | 0.1 | N |  |  | N | IPP Non-CHP | 2 | X | WND
Onshore Wind Turbine.WND | onshore wind | TRUE | 56545 | Pattern Operators LP | 56654 | Hatchet Ridge Wind Project | CA | Shasta | 1 | Onshore Wind Turbine | WT |  | W | 101.2 |  | 101.2 | 101.2 | 101.2 | N |  |  | N | IPP Non-CHP | 2 | X | WND
Onshore Wind Turbine.WND | onshore wind | TRUE | 56951 | Michigan Wind 2, LLC | 56659 | Michigan Wind 2 | MI | Sanilac | 1 | Onshore Wind Turbine | WT |  | S | 90 |  | 90 | 90 | 0.7 | N |  |  | N | IPP Non-CHP | 2 | X | WND
Onshore Wind Turbine.WND | onshore wind | TRUE | 56545 | Pattern Operators LP | 56661 | Pattern Gulf Wind | TX | Kenedy | 1 | Onshore Wind Turbine | WT |  | W | 283.2 |  | 283.2 | 283.2 | 283.2 | N |  |  | N | IPP Non-CHP | 2 | X | WND
Onshore Wind Turbine.WND | onshore wind | TRUE | 55918 | Acciona Wind Energy USA LLC | 56665 | Dempsey Ridge Wind Farm | OK | Roger Mills | DR | Onshore Wind Turbine | WT |  | S | 132 |  | 132 | 132 | 0 | N |  |  | N | IPP Non-CHP | 2 | X | WND
Onshore Wind Turbine.WND | onshore wind | TRUE | 14354 | PacifiCorp | 56666 | Goodnoe Hills | WA | Klickitat | 1 | Onshore Wind Turbine | WT |  | S | 103.4 |  | 94 | 94 | 0 | N |  |  | N | Electric Utility | 1 | X | WND
Solar Photovoltaic.SUN | solar PV | TRUE | 55910 | Lanai Sustainability Research LLC | 56667 | Lanai Solar-Electric Plant | HI | Maui | 0001 | Solar Photovoltaic | PV |  | S | 0.1 |  | 0.1 | 0.1 |  | N |  |  | N | IPP Non-CHP | 2 | X | SUN
Solar Photovoltaic.SUN | solar PV | TRUE | 55910 | Lanai Sustainability Research LLC | 56667 | Lanai Solar-Electric Plant | HI | Maui | 0002 | Solar Photovoltaic | PV |  | S | 0.1 |  | 0.1 | 0.1 |  | N |  |  | N | IPP Non-CHP | 2 | X | SUN
Solar Photovoltaic.SUN | solar PV | TRUE | 55910 | Lanai Sustainability Research LLC | 56667 | Lanai Solar-Electric Plant | HI | Maui | 0003 | Solar Photovoltaic | PV |  | S | 0.1 |  | 0.1 | 0.1 |  | N |  |  | N | IPP Non-CHP | 2 | X | SUN
Solar Photovoltaic.SUN | solar PV | TRUE | 55910 | Lanai Sustainability Research LLC | 56667 | Lanai Solar-Electric Plant | HI | Maui | 0004 | Solar Photovoltaic | PV |  | S | 0.1 |  | 0.1 | 0.1 |  | N |  |  | N | IPP Non-CHP | 2 | X | SUN
Solar Photovoltaic.SUN | solar PV | TRUE | 55910 | Lanai Sustainability Research LLC | 56667 | Lanai Solar-Electric Plant | HI | Maui | 0005 | Solar Photovoltaic | PV |  | S | 0.1 |  | 0.1 | 0.1 |  | N |  |  | N | IPP Non-CHP | 2 | X | SUN
Solar Photovoltaic.SUN | solar PV | TRUE | 55910 | Lanai Sustainability Research LLC | 56667 | Lanai Solar-Electric Plant | HI | Maui | 0006 | Solar Photovoltaic | PV |  | S | 0.1 |  | 0.1 | 0.1 |  | N |  |  | N | IPP Non-CHP | 2 | X | SUN
Solar Photovoltaic.SUN | solar PV | TRUE | 55910 | Lanai Sustainability Research LLC | 56667 | Lanai Solar-Electric Plant | HI | Maui | 0007 | Solar Photovoltaic | PV |  | S | 0.1 |  | 0.1 | 0.1 |  | N |  |  | N | IPP Non-CHP | 2 | X | SUN
Solar Photovoltaic.SUN | solar PV | TRUE | 55910 | Lanai Sustainability Research LLC | 56667 | Lanai Solar-Electric Plant | HI | Maui | 0008 | Solar Photovoltaic | PV |  | S | 0.1 |  | 0.1 | 0.1 |  | N |  |  | N | IPP Non-CHP | 2 | X | SUN
Solar Photovoltaic.SUN | solar PV | TRUE | 55910 | Lanai Sustainability Research LLC | 56667 | Lanai Solar-Electric Plant | HI | Maui | 0009 | Solar Photovoltaic | PV |  | S | 0.1 |  | 0.1 | 0.1 |  | N |  |  | N | IPP Non-CHP | 2 | X | SUN
Solar Photovoltaic.SUN | solar PV | TRUE | 55910 | Lanai Sustainability Research LLC | 56667 | Lanai Solar-Electric Plant | HI | Maui | 0010 | Solar Photovoltaic | PV |  | S | 0.1 |  | 0.1 | 0.1 |  | N |  |  | N | IPP Non-CHP | 2 | X | SUN
Solar Photovoltaic.SUN | solar PV | TRUE | 55910 | Lanai Sustainability Research LLC | 56667 | Lanai Solar-Electric Plant | HI | Maui | 0011 | Solar Photovoltaic | PV |  | S | 0.1 |  | 0.1 | 0.1 |  | N |  |  | N | IPP Non-CHP | 2 | X | SUN
Solar Photovoltaic.SUN | solar PV | TRUE | 55910 | Lanai Sustainability Research LLC | 56667 | Lanai Solar-Electric Plant | HI | Maui | 0012 | Solar Photovoltaic | PV |  | S | 0.1 |  | 0.1 | 0.1 |  | N |  |  | N | IPP Non-CHP | 2 | X | SUN
Natural Gas Fired Combustion Turbine.NG | natural gas peaker | FALSE | 55917 | National Institutes of Health | 56668 | NIH Cogeneration Facility | MD | Montgomery | CGT | Natural Gas Fired Combustion Turbine | GT |  | S | 28 | 0.85 | 27.6 | 28.4 | 15 | N |  |  | N | Commercial Non-CHP | 4 | X | NG
Onshore Wind Turbine.WND | onshore wind | TRUE | 55918 | Acciona Wind Energy USA LLC | 56669 | Tatanka Wind Power LLC | ND | Dickey | TW1 | Onshore Wind Turbine | WT |  | S | 180 |  | 180 | 180 | 0 | N |  |  | N | IPP Non-CHP | 2 | X | WND
Onshore Wind Turbine.WND | onshore wind | TRUE | 55918 | Acciona Wind Energy USA LLC | 56670 | Velva Windfarm LLC | ND | McHenry | VW1 | Onshore Wind Turbine | WT |  | S | 11.9 |  | 11.9 | 11.9 | 0 | N |  |  | N | IPP Non-CHP | 2 | X | WND
Conventional Steam Coal.BIT | hard coal | TRUE | 55924 | Longview Power, LLC | 56671 | Longview Power Plant | WV | Monongalia | MKA01 | Conventional Steam Coal | ST |  | W | 807.5 | 0.98 | 710 | 710 | 280 | N |  |  | N | IPP Non-CHP | 2 | X | BIT
Onshore Wind Turbine.WND | onshore wind | TRUE | 55922 | Whirlwind Energy LLC | 56673 | Whirlwind Energy Center | TX | Floyd | WEC | Onshore Wind Turbine | WT |  | S | 59.8 |  | 57 | 57 | 0 | N |  |  | N | IPP Non-CHP | 2 | X | WND
Natural Gas Fired Combustion Turbine.NG | natural gas peaker | TRUE | 11269 | Lower Colorado River Authority | 56674 | Winchester Power Park | TX | Fayette | CGT1 | Natural Gas Fired Combustion Turbine | GT |  | S | 60.5 | 0.85 | 44 | 46 | 13 | N |  |  | N | Electric Utility | 1 | X | NG
Natural Gas Fired Combustion Turbine.NG | natural gas peaker | TRUE | 11269 | Lower Colorado River Authority | 56674 | Winchester Power Park | TX | Fayette | CGT2 | Natural Gas Fired Combustion Turbine | GT |  | S | 60.5 | 0.85 | 44 | 46 | 13 | N |  |  | N | Electric Utility | 1 | X | NG
Natural Gas Fired Combustion Turbine.NG | natural gas peaker | TRUE | 11269 | Lower Colorado River Authority | 56674 | Winchester Power Park | TX | Fayette | CGT3 | Natural Gas Fired Combustion Turbine | GT |  | S | 60.5 | 0.85 | 44 | 46 | 13 | N |  |  | N | Electric Utility | 1 | X | NG
Natural Gas Fired Combustion Turbine.NG | natural gas peaker | TRUE | 11269 | Lower Colorado River Authority | 56674 | Winchester Power Park | TX | Fayette | CGT4 | Natural Gas Fired Combustion Turbine | GT |  | S | 60.5 | 0.85 | 44 | 46 | 13 | N |  |  | N | Electric Utility | 1 | X | NG
Onshore Wind Turbine.WND | onshore wind | TRUE | 12341 | MidAmerican Energy Co | 56677 | Charles City Wind Farm | IA | Floyd | CCWF | Onshore Wind Turbine | WT |  | S | 80 |  | 75 | 75 | 0.1 | N |  |  | N | Electric Utility | 1 | X | WND
Onshore Wind Turbine.WND | onshore wind | TRUE | 55931 | Orion Energy Group LLC | 56679 | Benton County Wind Farm | IN | Benton | 1 | Onshore Wind Turbine | WT |  | S | 130.5 |  | 130.5 | 130.5 | 130.5 | N |  |  | N | IPP Non-CHP | 2 | X | WND
Landfill Gas.LFG | natural gas peaker | TRUE | 55938 | Industrial Power Generating Company LLC | 56680 | Wicomico | MD | Wicomico | 1 | Landfill Gas | IC |  | S | 0.3 | 1 | 0.3 | 0.3 | 0.1 | N |  |  | N | IPP Non-CHP | 2 | X | LFG | DFO
Landfill Gas.LFG | natural gas peaker | TRUE | 55938 | Industrial Power Generating Company LLC | 56680 | Wicomico | MD | Wicomico | 10 | Landfill Gas | IC |  | S | 0.3 | 1 | 0.3 | 0.3 | 0.1 | N |  |  | N | IPP Non-CHP | 2 | X | LFG | DFO
Landfill Gas.LFG | natural gas peaker | TRUE | 55938 | Industrial Power Generating Company LLC | 56680 | Wicomico | MD | Wicomico | 11 | Landfill Gas | IC |  | S | 0.3 | 1 | 0.3 | 0.3 | 0.1 | N |  |  | N | IPP Non-CHP | 2 | X | LFG | DFO
Landfill Gas.LFG | natural gas peaker | TRUE | 55938 | Industrial Power Generating Company LLC | 56680 | Wicomico | MD | Wicomico | 12 | Landfill Gas | IC |  | S | 0.3 | 1 | 0.3 | 0.3 | 0.1 | N |  |  | N | IPP Non-CHP | 2 | X | LFG | DFO
Landfill Gas.LFG | natural gas peaker | TRUE | 55938 | Industrial Power Generating Company LLC | 56680 | Wicomico | MD | Wicomico | 13 | Landfill Gas | IC |  | S | 0.3 | 1 | 0.3 | 0.3 | 0.1 | N |  |  | N | IPP Non-CHP | 2 | X | LFG | DFO
Landfill Gas.LFG | natural gas peaker | TRUE | 55938 | Industrial Power Generating Company LLC | 56680 | Wicomico | MD | Wicomico | 14 | Landfill Gas | IC |  | S | 0.3 | 1 | 0.3 | 0.3 | 0.1 | N |  |  | N | IPP Non-CHP | 2 | X | LFG | DFO
Landfill Gas.LFG | natural gas peaker | TRUE | 55938 | Industrial Power Generating Company LLC | 56680 | Wicomico | MD | Wicomico | 15 | Landfill Gas | IC |  | S | 0.3 | 1 | 0.3 | 0.3 | 0.1 | N |  |  | N | IPP Non-CHP | 2 | X | LFG | DFO
Landfill Gas.LFG | natural gas peaker | TRUE | 55938 | Industrial Power Generating Company LLC | 56680 | Wicomico | MD | Wicomico | 16 | Landfill Gas | IC |  | S | 0.3 | 1 | 0.3 | 0.3 | 0.1 | N |  |  | N | IPP Non-CHP | 2 | X | LFG | DFO
Landfill Gas.LFG | natural gas peaker | TRUE | 55938 | Industrial Power Generating Company LLC | 56680 | Wicomico | MD | Wicomico | 17 | Landfill Gas | IC |  | S | 0.3 | 1 | 0.3 | 0.3 | 0.1 | N |  |  | N | IPP Non-CHP | 2 | X | LFG | DFO
Landfill Gas.LFG | natural gas peaker | TRUE | 55938 | Industrial Power Generating Company LLC | 56680 | Wicomico | MD | Wicomico | 18 | Landfill Gas | IC |  | S | 0.3 | 1 | 0.3 | 0.3 | 0.1 | N |  |  | N | IPP Non-CHP | 2 | X | LFG | DFO
Landfill Gas.LFG | natural gas peaker | TRUE | 55938 | Industrial Power Generating Company LLC | 56680 | Wicomico | MD | Wicomico | 2 | Landfill Gas | IC |  | S | 0.3 | 1 | 0.3 | 0.3 | 0.1 | N |  |  | N | IPP Non-CHP | 2 | X | LFG | DFO
Landfill Gas.LFG | natural gas peaker | TRUE | 55938 | Industrial Power Generating Company LLC | 56680 | Wicomico | MD | Wicomico | 3 | Landfill Gas | IC |  | S | 0.3 | 1 | 0.3 | 0.3 | 0.1 | N |  |  | N | IPP Non-CHP | 2 | X | LFG | DFO
Landfill Gas.LFG | natural gas peaker | TRUE | 55938 | Industrial Power Generating Company LLC | 56680 | Wicomico | MD | Wicomico | 4 | Landfill Gas | IC |  | S | 0.3 | 1 | 0.3 | 0.3 | 0.1 | N |  |  | N | IPP Non-CHP | 2 | X | LFG | DFO
Landfill Gas.LFG | natural gas peaker | TRUE | 55938 | Industrial Power Generating Company LLC | 56680 | Wicomico | MD | Wicomico | 5 | Landfill Gas | IC |  | S | 0.3 | 1 | 0.3 | 0.3 | 0.1 | N |  |  | N | IPP Non-CHP | 2 | X | LFG | DFO
Landfill Gas.LFG | natural gas peaker | TRUE | 55938 | Industrial Power Generating Company LLC | 56680 | Wicomico | MD | Wicomico | 6 | Landfill Gas | IC |  | S | 0.3 | 1 | 0.3 | 0.3 | 0.1 | N |  |  | N | IPP Non-CHP | 2 | X | LFG | DFO
Landfill Gas.LFG | natural gas peaker | TRUE | 55938 | Industrial Power Generating Company LLC | 56680 | Wicomico | MD | Wicomico | 7 | Landfill Gas | IC |  | S | 0.3 | 1 | 0.3 | 0.3 | 0.1 | N |  |  | N | IPP Non-CHP | 2 | X | LFG | DFO
Landfill Gas.LFG | natural gas peaker | TRUE | 55938 | Industrial Power Generating Company LLC | 56680 | Wicomico | MD | Wicomico | 8 | Landfill Gas | IC |  | S | 0.3 | 1 | 0.3 | 0.3 | 0.1 | N |  |  | N | IPP Non-CHP | 2 | X | LFG | DFO
Landfill Gas.LFG | natural gas peaker | TRUE | 55938 | Industrial Power Generating Company LLC | 56680 | Wicomico | MD | Wicomico | 9 | Landfill Gas | IC |  | S | 0.3 | 1 | 0.3 | 0.3 | 0.1 | N |  |  | N | IPP Non-CHP | 2 | X | LFG | DFO
Landfill Gas.LFG | natural gas peaker | TRUE | 55938 | Industrial Power Generating Company LLC | 56681 | Amelia | VA | Amelia | 1 | Landfill Gas | IC |  | S | 0.3 | 1 | 0.3 | 0.3 | 0.1 | N |  |  | N | IPP Non-CHP | 2 | X | LFG | DFO
Landfill Gas.LFG | natural gas peaker | TRUE | 55938 | Industrial Power Generating Company LLC | 56681 | Amelia | VA | Amelia | 10 | Landfill Gas | IC |  | S | 0.3 | 1 | 0.3 | 0.3 | 0.1 | N |  |  | N | IPP Non-CHP | 2 | X | LFG | DFO
Landfill Gas.LFG | natural gas peaker | TRUE | 55938 | Industrial Power Generating Company LLC | 56681 | Amelia | VA | Amelia | 11 | Landfill Gas | IC |  | S | 0.3 | 1 | 0.3 | 0.3 | 0.1 | N |  |  | N | IPP Non-CHP | 2 | X | LFG | DFO
Landfill Gas.LFG | natural gas peaker | TRUE | 55938 | Industrial Power Generating Company LLC | 56681 | Amelia | VA | Amelia | 12 | Landfill Gas | IC |  | S | 0.3 | 1 | 0.3 | 0.3 | 0.1 | N |  |  | N | IPP Non-CHP | 2 | X | LFG | DFO
Landfill Gas.LFG | natural gas peaker | TRUE | 55938 | Industrial Power Generating Company LLC | 56681 | Amelia | VA | Amelia | 13 | Landfill Gas | IC |  | S | 0.3 | 1 | 0.3 | 0.3 | 0.1 | N |  |  | N | IPP Non-CHP | 2 | X | LFG | DFO
Landfill Gas.LFG | natural gas peaker | TRUE | 55938 | Industrial Power Generating Company LLC | 56681 | Amelia | VA | Amelia | 14 | Landfill Gas | IC |  | S | 0.3 | 1 | 0.3 | 0.3 | 0.1 | N |  |  | N | IPP Non-CHP | 2 | X | LFG | DFO
Landfill Gas.LFG | natural gas peaker | TRUE | 55938 | Industrial Power Generating Company LLC | 56681 | Amelia | VA | Amelia | 15 | Landfill Gas | IC |  | S | 0.3 | 1 | 0.3 | 0.3 | 0.1 | N |  |  | N | IPP Non-CHP | 2 | X | LFG | DFO
Landfill Gas.LFG | natural gas peaker | TRUE | 55938 | Industrial Power Generating Company LLC | 56681 | Amelia | VA | Amelia | 16 | Landfill Gas | IC |  | S | 0.3 | 1 | 0.3 | 0.3 | 0.1 | N |  |  | N | IPP Non-CHP | 2 | X | LFG | DFO
Landfill Gas.LFG | natural gas peaker | TRUE | 55938 | Industrial Power Generating Company LLC | 56681 | Amelia | VA | Amelia | 17 | Landfill Gas | IC |  | S | 0.3 | 1 | 0.3 | 0.3 | 0.1 | N |  |  | N | IPP Non-CHP | 2 | X | LFG | DFO
Landfill Gas.LFG | natural gas peaker | TRUE | 55938 | Industrial Power Generating Company LLC | 56681 | Amelia | VA | Amelia | 18 | Landfill Gas | IC |  | S | 0.3 | 1 | 0.3 | 0.3 | 0.1 | N |  |  | N | IPP Non-CHP | 2 | X | LFG | DFO
Landfill Gas.LFG | natural gas peaker | TRUE | 55938 | Industrial Power Generating Company LLC | 56681 | Amelia | VA | Amelia | 19 | Landfill Gas | IC |  | S | 0.3 | 1 | 0.3 | 0.3 | 0.1 | N |  |  | N | IPP Non-CHP | 2 | X | LFG | DFO
Landfill Gas.LFG | natural gas peaker | TRUE | 55938 | Industrial Power Generating Company LLC | 56681 | Amelia | VA | Amelia | 2 | Landfill Gas | IC |  | S | 0.3 | 1 | 0.3 | 0.3 | 0.1 | N |  |  | N | IPP Non-CHP | 2 | X | LFG | DFO
Landfill Gas.LFG | natural gas peaker | TRUE | 55938 | Industrial Power Generating Company LLC | 56681 | Amelia | VA | Amelia | 20 | Landfill Gas | IC |  | S | 0.3 | 1 | 0.3 | 0.3 | 0.1 | N |  |  | N | IPP Non-CHP | 2 | X | LFG | DFO
Landfill Gas.LFG | natural gas peaker | TRUE | 55938 | Industrial Power Generating Company LLC | 56681 | Amelia | VA | Amelia | 21 | Landfill Gas | IC |  | S | 0.3 | 1 | 0.3 | 0.3 | 0.1 | N |  |  | N | IPP Non-CHP | 2 | X | LFG | DFO
Landfill Gas.LFG | natural gas peaker | TRUE | 55938 | Industrial Power Generating Company LLC | 56681 | Amelia | VA | Amelia | 22 | Landfill Gas | IC |  | S | 0.3 | 1 | 0.3 | 0.3 | 0.1 | N |  |  | N | IPP Non-CHP | 2 | X | LFG | DFO
Landfill Gas.LFG | natural gas peaker | TRUE | 55938 | Industrial Power Generating Company LLC | 56681 | Amelia | VA | Amelia | 23 | Landfill Gas | IC |  | S | 0.3 | 1 | 0.3 | 0.3 | 0.1 | N |  |  | N | IPP Non-CHP | 2 | X | LFG | DFO
Landfill Gas.LFG | natural gas peaker | TRUE | 55938 | Industrial Power Generating Company LLC | 56681 | Amelia | VA | Amelia | 24 | Landfill Gas | IC |  | S | 0.3 | 1 | 0.3 | 0.3 | 0.1 | N |  |  | N | IPP Non-CHP | 2 | X | LFG | DFO
Landfill Gas.LFG | natural gas peaker | TRUE | 55938 | Industrial Power Generating Company LLC | 56681 | Amelia | VA | Amelia | 25 | Landfill Gas | IC |  | S | 0.3 | 1 | 0.3 | 0.3 | 0.1 | N |  |  | N | IPP Non-CHP | 2 | X | LFG | DFO
Landfill Gas.LFG | natural gas peaker | TRUE | 55938 | Industrial Power Generating Company LLC | 56681 | Amelia | VA | Amelia | 26 | Landfill Gas | IC |  | S | 0.3 | 1 | 0.3 | 0.3 | 0.1 | N |  |  | N | IPP Non-CHP | 2 | X | LFG | DFO
Landfill Gas.LFG | natural gas peaker | TRUE | 55938 | Industrial Power Generating Company LLC | 56681 | Amelia | VA | Amelia | 27 | Landfill Gas | IC |  | S | 0.3 | 1 | 0.3 | 0.3 | 0.1 | N |  |  | N | IPP Non-CHP | 2 | X | LFG | DFO
Landfill Gas.LFG | natural gas peaker | TRUE | 55938 | Industrial Power Generating Company LLC | 56681 | Amelia | VA | Amelia | 28 | Landfill Gas | IC |  | S | 0.3 | 1 | 0.3 | 0.3 | 0.1 | N |  |  | N | IPP Non-CHP | 2 | X | LFG | DFO
Landfill Gas.LFG | natural gas peaker | TRUE | 55938 | Industrial Power Generating Company LLC | 56681 | Amelia | VA | Amelia | 29 | Landfill Gas | IC |  | S | 0.3 | 1 | 0.3 | 0.3 | 0.1 | N |  |  | N | IPP Non-CHP | 2 | X | LFG | DFO
Landfill Gas.LFG | natural gas peaker | TRUE | 55938 | Industrial Power Generating Company LLC | 56681 | Amelia | VA | Amelia | 3 | Landfill Gas | IC |  | S | 0.3 | 1 | 0.3 | 0.3 | 0.1 | N |  |  | N | IPP Non-CHP | 2 | X | LFG | DFO
Landfill Gas.LFG | natural gas peaker | TRUE | 55938 | Industrial Power Generating Company LLC | 56681 | Amelia | VA | Amelia | 30 | Landfill Gas | IC |  | S | 0.3 | 1 | 0.3 | 0.3 | 0.1 | N |  |  | N | IPP Non-CHP | 2 | X | LFG | DFO
Landfill Gas.LFG | natural gas peaker | TRUE | 55938 | Industrial Power Generating Company LLC | 56681 | Amelia | VA | Amelia | 31 | Landfill Gas | IC |  | S | 0.3 | 1 | 0.3 | 0.3 | 0.1 | N |  |  | N | IPP Non-CHP | 2 | X | LFG | DFO
Landfill Gas.LFG | natural gas peaker | TRUE | 55938 | Industrial Power Generating Company LLC | 56681 | Amelia | VA | Amelia | 32 | Landfill Gas | IC |  | S | 0.3 | 1 | 0.3 | 0.3 | 0.1 | N |  |  | N | IPP Non-CHP | 2 | X | LFG | DFO
Landfill Gas.LFG | natural gas peaker | TRUE | 55938 | Industrial Power Generating Company LLC | 56681 | Amelia | VA | Amelia | 33 | Landfill Gas | IC |  | S | 0.3 | 1 | 0.3 | 0.3 | 0.1 | N |  |  | N | IPP Non-CHP | 2 | X | LFG | DFO
Landfill Gas.LFG | natural gas peaker | TRUE | 55938 | Industrial Power Generating Company LLC | 56681 | Amelia | VA | Amelia | 34 | Landfill Gas | IC |  | S | 0.3 | 1 | 0.3 | 0.3 | 0.1 | N |  |  | N | IPP Non-CHP | 2 | X | LFG | DFO
Landfill Gas.LFG | natural gas peaker | TRUE | 55938 | Industrial Power Generating Company LLC | 56681 | Amelia | VA | Amelia | 35 | Landfill Gas | IC |  | S | 0.3 | 1 | 0.3 | 0.3 | 0.1 | N |  |  | N | IPP Non-CHP | 2 | X | LFG | DFO
Landfill Gas.LFG | natural gas peaker | TRUE | 55938 | Industrial Power Generating Company LLC | 56681 | Amelia | VA | Amelia | 36 | Landfill Gas | IC |  | S | 0.3 | 1 | 0.3 | 0.3 | 0.1 | N |  |  | N | IPP Non-CHP | 2 | X | LFG | DFO
Landfill Gas.LFG | natural gas peaker | TRUE | 55938 | Industrial Power Generating Company LLC | 56681 | Amelia | VA | Amelia | 37 | Landfill Gas | IC |  | S | 0.3 | 1 | 0.3 | 0.3 | 0.1 | N |  |  | N | IPP Non-CHP | 2 | X | LFG | DFO
Landfill Gas.LFG | natural gas peaker | TRUE | 55938 | Industrial Power Generating Company LLC | 56681 | Amelia | VA | Amelia | 38 | Landfill Gas | IC |  | S | 0.3 | 1 | 0.3 | 0.3 | 0.1 | N |  |  | N | IPP Non-CHP | 2 | X | LFG | DFO
Landfill Gas.LFG | natural gas peaker | TRUE | 55938 | Industrial Power Generating Company LLC | 56681 | Amelia | VA | Amelia | 39 | Landfill Gas | IC |  | S | 0.3 | 1 | 0.3 | 0.3 | 0.1 | N |  |  | N | IPP Non-CHP | 2 | X | LFG | DFO
Landfill Gas.LFG | natural gas peaker | TRUE | 55938 | Industrial Power Generating Company LLC | 56681 | Amelia | VA | Amelia | 4 | Landfill Gas | IC |  | S | 0.3 | 1 | 0.3 | 0.3 | 0.1 | N |  |  | N | IPP Non-CHP | 2 | X | LFG | DFO
Landfill Gas.LFG | natural gas peaker | TRUE | 55938 | Industrial Power Generating Company LLC | 56681 | Amelia | VA | Amelia | 40 | Landfill Gas | IC |  | S | 0.3 | 1 | 0.3 | 0.3 | 0.1 | N |  |  | N | IPP Non-CHP | 2 | X | LFG | DFO
Landfill Gas.LFG | natural gas peaker | TRUE | 55938 | Industrial Power Generating Company LLC | 56681 | Amelia | VA | Amelia | 41 | Landfill Gas | IC |  | S | 0.3 | 1 | 0.3 | 0.3 | 0.1 | N |  |  | N | IPP Non-CHP | 2 | X | LFG | DFO
Landfill Gas.LFG | natural gas peaker | TRUE | 55938 | Industrial Power Generating Company LLC | 56681 | Amelia | VA | Amelia | 42 | Landfill Gas | IC |  | S | 0.3 | 1 | 0.3 | 0.3 | 0.1 | N |  |  | N | IPP Non-CHP | 2 | X | LFG | DFO
Landfill Gas.LFG | natural gas peaker | TRUE | 55938 | Industrial Power Generating Company LLC | 56681 | Amelia | VA | Amelia | 43 | Landfill Gas | IC |  | S | 0.3 | 1 | 0.3 | 0.3 | 0.1 | N |  |  | N | IPP Non-CHP | 2 | X | LFG | DFO
Landfill Gas.LFG | natural gas peaker | TRUE | 55938 | Industrial Power Generating Company LLC | 56681 | Amelia | VA | Amelia | 44 | Landfill Gas | IC |  | S | 0.3 | 1 | 0.3 | 0.3 | 0.1 | N |  |  | N | IPP Non-CHP | 2 | X | LFG | DFO
Landfill Gas.LFG | natural gas peaker | TRUE | 55938 | Industrial Power Generating Company LLC | 56681 | Amelia | VA | Amelia | 45 | Landfill Gas | IC |  | S | 0.3 | 1 | 0.3 | 0.3 | 0.1 | N |  |  | N | IPP Non-CHP | 2 | X | LFG | DFO
Landfill Gas.LFG | natural gas peaker | TRUE | 55938 | Industrial Power Generating Company LLC | 56681 | Amelia | VA | Amelia | 46 | Landfill Gas | IC |  | S | 0.3 | 1 | 0.3 | 0.3 | 0.1 | N |  |  | N | IPP Non-CHP | 2 | X | LFG | DFO
Landfill Gas.LFG | natural gas peaker | TRUE | 55938 | Industrial Power Generating Company LLC | 56681 | Amelia | VA | Amelia | 47 | Landfill Gas | IC |  | S | 0.3 | 1 | 0.3 | 0.3 | 0.1 | N |  |  | N | IPP Non-CHP | 2 | X | LFG | DFO
Landfill Gas.LFG | natural gas peaker | TRUE | 55938 | Industrial Power Generating Company LLC | 56681 | Amelia | VA | Amelia | 48 | Landfill Gas | IC |  | S | 0.3 | 1 | 0.3 | 0.3 | 0.1 | N |  |  | N | IPP Non-CHP | 2 | X | LFG | DFO
Landfill Gas.LFG | natural gas peaker | TRUE | 55938 | Industrial Power Generating Company LLC | 56681 | Amelia | VA | Amelia | 5 | Landfill Gas | IC |  | S | 0.3 | 1 | 0.3 | 0.3 | 0.1 | N |  |  | N | IPP Non-CHP | 2 | X | LFG | DFO
Landfill Gas.LFG | natural gas peaker | TRUE | 55938 | Industrial Power Generating Company LLC | 56681 | Amelia | VA | Amelia | 6 | Landfill Gas | IC |  | S | 0.3 | 1 | 0.3 | 0.3 | 0.1 | N |  |  | N | IPP Non-CHP | 2 | X | LFG | DFO
Landfill Gas.LFG | natural gas peaker | TRUE | 55938 | Industrial Power Generating Company LLC | 56681 | Amelia | VA | Amelia | 7 | Landfill Gas | IC |  | S | 0.3 | 1 | 0.3 | 0.3 | 0.1 | N |  |  | N | IPP Non-CHP | 2 | X | LFG | DFO
Landfill Gas.LFG | natural gas peaker | TRUE | 55938 | Industrial Power Generating Company LLC | 56681 | Amelia | VA | Amelia | 8 | Landfill Gas | IC |  | S | 0.3 | 1 | 0.3 | 0.3 | 0.1 | N |  |  | N | IPP Non-CHP | 2 | X | LFG | DFO
Landfill Gas.LFG | natural gas peaker | TRUE | 55938 | Industrial Power Generating Company LLC | 56681 | Amelia | VA | Amelia | 9 | Landfill Gas | IC |  | S | 0.3 | 1 | 0.3 | 0.3 | 0.1 | N |  |  | N | IPP Non-CHP | 2 | X | LFG | DFO
Landfill Gas.LFG | natural gas peaker | TRUE | 55938 | Industrial Power Generating Company LLC | 56682 | Brunswick Landfill Gas | VA | Brunswick | 10 | Landfill Gas | IC |  | S | 0.3 | 1 | 0.3 | 0.3 | 0.1 | N |  |  | N | IPP Non-CHP | 2 | X | LFG | DFO
Landfill Gas.LFG | natural gas peaker | TRUE | 55938 | Industrial Power Generating Company LLC | 56682 | Brunswick Landfill Gas | VA | Brunswick | 11 | Landfill Gas | IC |  | S | 0.3 | 1 | 0.3 | 0.3 | 0.1 | N |  |  | N | IPP Non-CHP | 2 | X | LFG | DFO
Landfill Gas.LFG | natural gas peaker | TRUE | 55938 | Industrial Power Generating Company LLC | 56682 | Brunswick Landfill Gas | VA | Brunswick | 12 | Landfill Gas | IC |  | S | 0.3 | 1 | 0.3 | 0.3 | 0.1 | N |  |  | N | IPP Non-CHP | 2 | X | LFG | DFO
Landfill Gas.LFG | natural gas peaker | TRUE | 55938 | Industrial Power Generating Company LLC | 56682 | Brunswick Landfill Gas | VA | Brunswick | 13 | Landfill Gas | IC |  | S | 0.3 | 1 | 0.3 | 0.3 | 0.1 | N |  |  | N | IPP Non-CHP | 2 | X | LFG | DFO
Landfill Gas.LFG | natural gas peaker | TRUE | 55938 | Industrial Power Generating Company LLC | 56682 | Brunswick Landfill Gas | VA | Brunswick | 14 | Landfill Gas | IC |  | S | 0.3 | 1 | 0.3 | 0.3 | 0.1 | N |  |  | N | IPP Non-CHP | 2 | X | LFG | DFO
Landfill Gas.LFG | natural gas peaker | TRUE | 55938 | Industrial Power Generating Company LLC | 56682 | Brunswick Landfill Gas | VA | Brunswick | 15 | Landfill Gas | IC |  | S | 0.3 | 1 | 0.3 | 0.3 | 0.1 | N |  |  | N | IPP Non-CHP | 2 | X | LFG | DFO
Landfill Gas.LFG | natural gas peaker | TRUE | 55938 | Industrial Power Generating Company LLC | 56682 | Brunswick Landfill Gas | VA | Brunswick | 16 | Landfill Gas | IC |  | S | 0.3 | 1 | 0.3 | 0.3 | 0.1 | N |  |  | N | IPP Non-CHP | 2 | X | LFG | DFO
Landfill Gas.LFG | natural gas peaker | TRUE | 55938 | Industrial Power Generating Company LLC | 56682 | Brunswick Landfill Gas | VA | Brunswick | 17 | Landfill Gas | IC |  | S | 0.3 | 1 | 0.3 | 0.3 | 0.1 | N |  |  | N | IPP Non-CHP | 2 | X | LFG | DFO
Landfill Gas.LFG | natural gas peaker | TRUE | 55938 | Industrial Power Generating Company LLC | 56682 | Brunswick Landfill Gas | VA | Brunswick | 18 | Landfill Gas | IC |  | S | 0.3 | 1 | 0.3 | 0.3 | 0.1 | N |  |  | N | IPP Non-CHP | 2 | X | LFG | DFO
Landfill Gas.LFG | natural gas peaker | TRUE | 55938 | Industrial Power Generating Company LLC | 56682 | Brunswick Landfill Gas | VA | Brunswick | 19 | Landfill Gas | IC |  | S | 0.3 | 1 | 0.3 | 0.3 | 0.1 | N |  |  | N | IPP Non-CHP | 2 | X | LFG | DFO
Landfill Gas.LFG | natural gas peaker | TRUE | 55938 | Industrial Power Generating Company LLC | 56682 | Brunswick Landfill Gas | VA | Brunswick | 2 | Landfill Gas | IC |  | S | 0.3 | 1 | 0.3 | 0.3 | 0.1 | N |  |  | N | IPP Non-CHP | 2 | X | LFG | DFO
Landfill Gas.LFG | natural gas peaker | TRUE | 55938 | Industrial Power Generating Company LLC | 56682 | Brunswick Landfill Gas | VA | Brunswick | 20 | Landfill Gas | IC |  | S | 0.3 | 1 | 0.3 | 0.3 | 0.1 | N |  |  | N | IPP Non-CHP | 2 | X | LFG | DFO
Landfill Gas.LFG | natural gas peaker | TRUE | 55938 | Industrial Power Generating Company LLC | 56682 | Brunswick Landfill Gas | VA | Brunswick | 21 | Landfill Gas | IC |  | S | 0.3 | 1 | 0.3 | 0.3 | 0.1 | N |  |  | N | IPP Non-CHP | 2 | X | LFG | DFO
Landfill Gas.LFG | natural gas peaker | TRUE | 55938 | Industrial Power Generating Company LLC | 56682 | Brunswick Landfill Gas | VA | Brunswick | 22 | Landfill Gas | IC |  | S | 0.3 | 1 | 0.3 | 0.3 | 0.1 | N |  |  | N | IPP Non-CHP | 2 | X | LFG | DFO
Landfill Gas.LFG | natural gas peaker | TRUE | 55938 | Industrial Power Generating Company LLC | 56682 | Brunswick Landfill Gas | VA | Brunswick | 23 | Landfill Gas | IC |  | S | 0.3 | 1 | 0.3 | 0.3 | 0.1 | N |  |  | N | IPP Non-CHP | 2 | X | LFG | DFO
Landfill Gas.LFG | natural gas peaker | TRUE | 55938 | Industrial Power Generating Company LLC | 56682 | Brunswick Landfill Gas | VA | Brunswick | 24 | Landfill Gas | IC |  | S | 0.3 | 1 | 0.3 | 0.3 | 0.1 | N |  |  | N | IPP Non-CHP | 2 | X | LFG | DFO
Landfill Gas.LFG | natural gas peaker | TRUE | 55938 | Industrial Power Generating Company LLC | 56682 | Brunswick Landfill Gas | VA | Brunswick | 25 | Landfill Gas | IC |  | S | 0.3 | 1 | 0.3 | 0.3 | 0.1 | N |  |  | N | IPP Non-CHP | 2 | X | LFG | DFO
Landfill Gas.LFG | natural gas peaker | TRUE | 55938 | Industrial Power Generating Company LLC | 56682 | Brunswick Landfill Gas | VA | Brunswick | 26 | Landfill Gas | IC |  | S | 0.3 | 1 | 0.3 | 0.3 | 0.1 | N |  |  | N | IPP Non-CHP | 2 | X | LFG | DFO
Landfill Gas.LFG | natural gas peaker | TRUE | 55938 | Industrial Power Generating Company LLC | 56682 | Brunswick Landfill Gas | VA | Brunswick | 27 | Landfill Gas | IC |  | S | 0.3 | 1 | 0.3 | 0.3 | 0.1 | N |  |  | N | IPP Non-CHP | 2 | X | LFG | DFO
Landfill Gas.LFG | natural gas peaker | TRUE | 55938 | Industrial Power Generating Company LLC | 56682 | Brunswick Landfill Gas | VA | Brunswick | 28 | Landfill Gas | IC |  | S | 0.3 | 1 | 0.3 | 0.3 | 0.1 | N |  |  | N | IPP Non-CHP | 2 | X | LFG | DFO
Landfill Gas.LFG | natural gas peaker | TRUE | 55938 | Industrial Power Generating Company LLC | 56682 | Brunswick Landfill Gas | VA | Brunswick | 29 | Landfill Gas | IC |  | S | 0.3 | 1 | 0.3 | 0.3 | 0.1 | N |  |  | N | IPP Non-CHP | 2 | X | LFG | DFO
Landfill Gas.LFG | natural gas peaker | TRUE | 55938 | Industrial Power Generating Company LLC | 56682 | Brunswick Landfill Gas | VA | Brunswick | 3 | Landfill Gas | IC |  | S | 0.3 | 1 | 0.3 | 0.3 | 0.1 | N |  |  | N | IPP Non-CHP | 2 | X | LFG | DFO
Landfill Gas.LFG | natural gas peaker | TRUE | 55938 | Industrial Power Generating Company LLC | 56682 | Brunswick Landfill Gas | VA | Brunswick | 30 | Landfill Gas | IC |  | S | 0.3 | 1 | 0.3 | 0.3 | 0.1 | N |  |  | N | IPP Non-CHP | 2 | X | LFG | DFO
Landfill Gas.LFG | natural gas peaker | TRUE | 55938 | Industrial Power Generating Company LLC | 56682 | Brunswick Landfill Gas | VA | Brunswick | 31 | Landfill Gas | IC |  | S | 0.3 | 1 | 0.3 | 0.3 | 0.1 | N |  |  | N | IPP Non-CHP | 2 | X | LFG | DFO
Landfill Gas.LFG | natural gas peaker | TRUE | 55938 | Industrial Power Generating Company LLC | 56682 | Brunswick Landfill Gas | VA | Brunswick | 32 | Landfill Gas | IC |  | S | 0.3 | 1 | 0.3 | 0.3 | 0.1 | N |  |  | N | IPP Non-CHP | 2 | X | LFG | DFO
Landfill Gas.LFG | natural gas peaker | TRUE | 55938 | Industrial Power Generating Company LLC | 56682 | Brunswick Landfill Gas | VA | Brunswick | 33 | Landfill Gas | IC |  | S | 0.3 | 1 | 0.3 | 0.3 | 0.1 | N |  |  | N | IPP Non-CHP | 2 | X | LFG | DFO
Landfill Gas.LFG | natural gas peaker | TRUE | 55938 | Industrial Power Generating Company LLC | 56682 | Brunswick Landfill Gas | VA | Brunswick | 34 | Landfill Gas | IC |  | S | 0.3 | 1 | 0.3 | 0.3 | 0.1 | N |  |  | N | IPP Non-CHP | 2 | X | LFG | DFO
Landfill Gas.LFG | natural gas peaker | TRUE | 55938 | Industrial Power Generating Company LLC | 56682 | Brunswick Landfill Gas | VA | Brunswick | 35 | Landfill Gas | IC |  | S | 0.3 | 1 | 0.3 | 0.3 | 0.1 | N |  |  | N | IPP Non-CHP | 2 | X | LFG | DFO
Landfill Gas.LFG | natural gas peaker | TRUE | 55938 | Industrial Power Generating Company LLC | 56682 | Brunswick Landfill Gas | VA | Brunswick | 36 | Landfill Gas | IC |  | S | 0.3 | 1 | 0.3 | 0.3 | 0.1 | N |  |  | N | IPP Non-CHP | 2 | X | LFG | DFO
Landfill Gas.LFG | natural gas peaker | TRUE | 55938 | Industrial Power Generating Company LLC | 56682 | Brunswick Landfill Gas | VA | Brunswick | 4 | Landfill Gas | IC |  | S | 0.3 | 1 | 0.3 | 0.3 | 0.1 | N |  |  | N | IPP Non-CHP | 2 | X | LFG | DFO
Landfill Gas.LFG | natural gas peaker | TRUE | 55938 | Industrial Power Generating Company LLC | 56682 | Brunswick Landfill Gas | VA | Brunswick | 5 | Landfill Gas | IC |  | S | 0.3 | 1 | 0.3 | 0.3 | 0.1 | N |  |  | N | IPP Non-CHP | 2 | X | LFG | DFO
Landfill Gas.LFG | natural gas peaker | TRUE | 55938 | Industrial Power Generating Company LLC | 56682 | Brunswick Landfill Gas | VA | Brunswick | 6 | Landfill Gas | IC |  | S | 0.3 | 1 | 0.3 | 0.3 | 0.1 | N |  |  | N | IPP Non-CHP | 2 | X | LFG | DFO
Landfill Gas.LFG | natural gas peaker | TRUE | 55938 | Industrial Power Generating Company LLC | 56682 | Brunswick Landfill Gas | VA | Brunswick | 7 | Landfill Gas | IC |  | S | 0.3 | 1 | 0.3 | 0.3 | 0.1 | N |  |  | N | IPP Non-CHP | 2 | X | LFG | DFO
Landfill Gas.LFG | natural gas peaker | TRUE | 55938 | Industrial Power Generating Company LLC | 56682 | Brunswick Landfill Gas | VA | Brunswick | 8 | Landfill Gas | IC |  | S | 0.3 | 1 | 0.3 | 0.3 | 0.1 | N |  |  | N | IPP Non-CHP | 2 | X | LFG | DFO
Landfill Gas.LFG | natural gas peaker | TRUE | 55938 | Industrial Power Generating Company LLC | 56682 | Brunswick Landfill Gas | VA | Brunswick | 9 | Landfill Gas | IC |  | S | 0.3 | 1 | 0.3 | 0.3 | 0.1 | N |  |  | N | IPP Non-CHP | 2 | X | LFG | DFO
Landfill Gas.LFG | natural gas peaker | TRUE | 55938 | Industrial Power Generating Company LLC | 56683 | Charles City | VA | Charles City | 1 | Landfill Gas | IC |  | S | 0.3 | 1 | 0.3 | 0.3 | 0.1 | N |  |  | N | IPP Non-CHP | 2 | X | LFG | DFO
Landfill Gas.LFG | natural gas peaker | TRUE | 55938 | Industrial Power Generating Company LLC | 56683 | Charles City | VA | Charles City | 10 | Landfill Gas | IC |  | S | 0.3 | 1 | 0.3 | 0.3 | 0.1 | N |  |  | N | IPP Non-CHP | 2 | X | LFG | DFO
Landfill Gas.LFG | natural gas peaker | TRUE | 55938 | Industrial Power Generating Company LLC | 56683 | Charles City | VA | Charles City | 11 | Landfill Gas | IC |  | S | 0.3 | 1 | 0.3 | 0.3 | 0.1 | N |  |  | N | IPP Non-CHP | 2 | X | LFG | DFO
Landfill Gas.LFG | natural gas peaker | TRUE | 55938 | Industrial Power Generating Company LLC | 56683 | Charles City | VA | Charles City | 12 | Landfill Gas | IC |  | S | 0.3 | 1 | 0.3 | 0.3 | 0.1 | N |  |  | N | IPP Non-CHP | 2 | X | LFG | DFO
Landfill Gas.LFG | natural gas peaker | TRUE | 55938 | Industrial Power Generating Company LLC | 56683 | Charles City | VA | Charles City | 13 | Landfill Gas | IC |  | S | 0.3 | 1 | 0.3 | 0.3 | 0.1 | N |  |  | N | IPP Non-CHP | 2 | X | LFG | DFO
Landfill Gas.LFG | natural gas peaker | TRUE | 55938 | Industrial Power Generating Company LLC | 56683 | Charles City | VA | Charles City | 14 | Landfill Gas | IC |  | S | 0.3 | 1 | 0.3 | 0.3 | 0.1 | N |  |  | N | IPP Non-CHP | 2 | X | LFG | DFO
Landfill Gas.LFG | natural gas peaker | TRUE | 55938 | Industrial Power Generating Company LLC | 56683 | Charles City | VA | Charles City | 15 | Landfill Gas | IC |  | S | 0.3 | 1 | 0.3 | 0.3 | 0.1 | N |  |  | N | IPP Non-CHP | 2 | X | LFG | DFO
Landfill Gas.LFG | natural gas peaker | TRUE | 55938 | Industrial Power Generating Company LLC | 56683 | Charles City | VA | Charles City | 16 | Landfill Gas | IC |  | S | 0.3 | 1 | 0.3 | 0.3 | 0.1 | N |  |  | N | IPP Non-CHP | 2 | X | LFG | DFO
Landfill Gas.LFG | natural gas peaker | TRUE | 55938 | Industrial Power Generating Company LLC | 56683 | Charles City | VA | Charles City | 17 | Landfill Gas | IC |  | S | 0.3 | 1 | 0.3 | 0.3 | 0.1 | N |  |  | N | IPP Non-CHP | 2 | X | LFG | DFO
Landfill Gas.LFG | natural gas peaker | TRUE | 55938 | Industrial Power Generating Company LLC | 56683 | Charles City | VA | Charles City | 18 | Landfill Gas | IC |  | S | 0.3 | 1 | 0.3 | 0.3 | 0.1 | N |  |  | N | IPP Non-CHP | 2 | X | LFG | DFO
Landfill Gas.LFG | natural gas peaker | TRUE | 55938 | Industrial Power Generating Company LLC | 56683 | Charles City | VA | Charles City | 19 | Landfill Gas | IC |  | S | 0.3 | 1 | 0.3 | 0.3 | 0.1 | N |  |  | N | IPP Non-CHP | 2 | X | LFG | DFO
Landfill Gas.LFG | natural gas peaker | TRUE | 55938 | Industrial Power Generating Company LLC | 56683 | Charles City | VA | Charles City | 2 | Landfill Gas | IC |  | S | 0.3 | 1 | 0.3 | 0.3 | 0.1 | N |  |  | N | IPP Non-CHP | 2 | X | LFG | DFO
Landfill Gas.LFG | natural gas peaker | TRUE | 55938 | Industrial Power Generating Company LLC | 56683 | Charles City | VA | Charles City | 20 | Landfill Gas | IC |  | S | 0.3 | 1 | 0.3 | 0.3 | 0.1 | N |  |  | N | IPP Non-CHP | 2 | X | LFG | DFO
Landfill Gas.LFG | natural gas peaker | TRUE | 55938 | Industrial Power Generating Company LLC | 56683 | Charles City | VA | Charles City | 21 | Landfill Gas | IC |  | S | 0.3 | 1 | 0.3 | 0.3 | 0.1 | N |  |  | N | IPP Non-CHP | 2 | X | LFG | DFO
Landfill Gas.LFG | natural gas peaker | TRUE | 55938 | Industrial Power Generating Company LLC | 56683 | Charles City | VA | Charles City | 22 | Landfill Gas | IC |  | S | 0.3 | 1 | 0.3 | 0.3 | 0.1 | N |  |  | N | IPP Non-CHP | 2 | X | LFG | DFO
Landfill Gas.LFG | natural gas peaker | TRUE | 55938 | Industrial Power Generating Company LLC | 56683 | Charles City | VA | Charles City | 23 | Landfill Gas | IC |  | S | 0.3 | 1 | 0.3 | 0.3 | 0.1 | N |  |  | N | IPP Non-CHP | 2 | X | LFG | DFO
Landfill Gas.LFG | natural gas peaker | TRUE | 55938 | Industrial Power Generating Company LLC | 56683 | Charles City | VA | Charles City | 24 | Landfill Gas | IC |  | S | 0.3 | 1 | 0.3 | 0.3 | 0.1 | N |  |  | N | IPP Non-CHP | 2 | X | LFG | DFO
Landfill Gas.LFG | natural gas peaker | TRUE | 55938 | Industrial Power Generating Company LLC | 56683 | Charles City | VA | Charles City | 25 | Landfill Gas | IC |  | S | 0.3 | 1 | 0.3 | 0.3 | 0.1 | N |  |  | N | IPP Non-CHP | 2 | X | LFG | DFO
Landfill Gas.LFG | natural gas peaker | TRUE | 55938 | Industrial Power Generating Company LLC | 56683 | Charles City | VA | Charles City | 26 | Landfill Gas | IC |  | S | 0.3 | 1 | 0.3 | 0.3 | 0.1 | N |  |  | N | IPP Non-CHP | 2 | X | LFG | DFO
Landfill Gas.LFG | natural gas peaker | TRUE | 55938 | Industrial Power Generating Company LLC | 56683 | Charles City | VA | Charles City | 27 | Landfill Gas | IC |  | S | 0.3 | 1 | 0.3 | 0.3 | 0.1 | N |  |  | N | IPP Non-CHP | 2 | X | LFG | DFO
Landfill Gas.LFG | natural gas peaker | TRUE | 55938 | Industrial Power Generating Company LLC | 56683 | Charles City | VA | Charles City | 28 | Landfill Gas | IC |  | S | 0.3 | 1 | 0.3 | 0.3 | 0.1 | N |  |  | N | IPP Non-CHP | 2 | X | LFG | DFO
Landfill Gas.LFG | natural gas peaker | TRUE | 55938 | Industrial Power Generating Company LLC | 56683 | Charles City | VA | Charles City | 29 | Landfill Gas | IC |  | S | 0.3 | 1 | 0.3 | 0.3 | 0.1 | N |  |  | N | IPP Non-CHP | 2 | X | LFG | DFO
Landfill Gas.LFG | natural gas peaker | TRUE | 55938 | Industrial Power Generating Company LLC | 56683 | Charles City | VA | Charles City | 3 | Landfill Gas | IC |  | S | 0.3 | 1 | 0.3 | 0.3 | 0.1 | N |  |  | N | IPP Non-CHP | 2 | X | LFG | DFO
Landfill Gas.LFG | natural gas peaker | TRUE | 55938 | Industrial Power Generating Company LLC | 56683 | Charles City | VA | Charles City | 30 | Landfill Gas | IC |  | S | 0.3 | 1 | 0.3 | 0.3 | 0.1 | N |  |  | N | IPP Non-CHP | 2 | X | LFG | DFO
Landfill Gas.LFG | natural gas peaker | TRUE | 55938 | Industrial Power Generating Company LLC | 56683 | Charles City | VA | Charles City | 31 | Landfill Gas | IC |  | S | 0.3 | 1 | 0.3 | 0.3 | 0.1 | N |  |  | N | IPP Non-CHP | 2 | X | LFG | DFO
Landfill Gas.LFG | natural gas peaker | TRUE | 55938 | Industrial Power Generating Company LLC | 56683 | Charles City | VA | Charles City | 32 | Landfill Gas | IC |  | S | 0.3 | 1 | 0.3 | 0.3 | 0.1 | N |  |  | N | IPP Non-CHP | 2 | X | LFG | DFO
Landfill Gas.LFG | natural gas peaker | TRUE | 55938 | Industrial Power Generating Company LLC | 56683 | Charles City | VA | Charles City | 33 | Landfill Gas | IC |  | S | 0.3 | 1 | 0.3 | 0.3 | 0.1 | N |  |  | N | IPP Non-CHP | 2 | X | LFG | DFO
Landfill Gas.LFG | natural gas peaker | TRUE | 55938 | Industrial Power Generating Company LLC | 56683 | Charles City | VA | Charles City | 34 | Landfill Gas | IC |  | S | 0.3 | 1 | 0.3 | 0.3 | 0.1 | N |  |  | N | IPP Non-CHP | 2 | X | LFG | DFO
Landfill Gas.LFG | natural gas peaker | TRUE | 55938 | Industrial Power Generating Company LLC | 56683 | Charles City | VA | Charles City | 35 | Landfill Gas | IC |  | S | 0.3 | 1 | 0.3 | 0.3 | 0.1 | N |  |  | N | IPP Non-CHP | 2 | X | LFG | DFO
Landfill Gas.LFG | natural gas peaker | TRUE | 55938 | Industrial Power Generating Company LLC | 56683 | Charles City | VA | Charles City | 36 | Landfill Gas | IC |  | S | 0.3 | 1 | 0.3 | 0.3 | 0.1 | N |  |  | N | IPP Non-CHP | 2 | X | LFG | DFO
Landfill Gas.LFG | natural gas peaker | TRUE | 55938 | Industrial Power Generating Company LLC | 56683 | Charles City | VA | Charles City | 37 | Landfill Gas | IC |  | S | 0.3 | 1 | 0.3 | 0.3 | 0.1 | N |  |  | N | IPP Non-CHP | 2 | X | LFG | DFO
Landfill Gas.LFG | natural gas peaker | TRUE | 55938 | Industrial Power Generating Company LLC | 56683 | Charles City | VA | Charles City | 38 | Landfill Gas | IC |  | S | 0.3 | 1 | 0.3 | 0.3 | 0.1 | N |  |  | N | IPP Non-CHP | 2 | X | LFG | DFO
Landfill Gas.LFG | natural gas peaker | TRUE | 55938 | Industrial Power Generating Company LLC | 56683 | Charles City | VA | Charles City | 39 | Landfill Gas | IC |  | S | 0.3 | 1 | 0.3 | 0.3 | 0.1 | N |  |  | N | IPP Non-CHP | 2 | X | LFG | DFO
Landfill Gas.LFG | natural gas peaker | TRUE | 55938 | Industrial Power Generating Company LLC | 56683 | Charles City | VA | Charles City | 4 | Landfill Gas | IC |  | S | 0.3 | 1 | 0.3 | 0.3 | 0.1 | N |  |  | N | IPP Non-CHP | 2 | X | LFG | DFO
Landfill Gas.LFG | natural gas peaker | TRUE | 55938 | Industrial Power Generating Company LLC | 56683 | Charles City | VA | Charles City | 40 | Landfill Gas | IC |  | S | 0.3 | 1 | 0.3 | 0.3 | 0.1 | N |  |  | N | IPP Non-CHP | 2 | X | LFG | DFO
Landfill Gas.LFG | natural gas peaker | TRUE | 55938 | Industrial Power Generating Company LLC | 56683 | Charles City | VA | Charles City | 41 | Landfill Gas | IC |  | S | 0.3 | 1 | 0.3 | 0.3 | 0.1 | N |  |  | N | IPP Non-CHP | 2 | X | LFG | DFO
Landfill Gas.LFG | natural gas peaker | TRUE | 55938 | Industrial Power Generating Company LLC | 56683 | Charles City | VA | Charles City | 42 | Landfill Gas | IC |  | S | 0.3 | 1 | 0.3 | 0.3 | 0.1 | N |  |  | N | IPP Non-CHP | 2 | X | LFG | DFO
Landfill Gas.LFG | natural gas peaker | TRUE | 55938 | Industrial Power Generating Company LLC | 56683 | Charles City | VA | Charles City | 43 | Landfill Gas | IC |  | S | 0.3 | 1 | 0.3 | 0.3 | 0.1 | N |  |  | N | IPP Non-CHP | 2 | X | LFG | DFO
Landfill Gas.LFG | natural gas peaker | TRUE | 55938 | Industrial Power Generating Company LLC | 56683 | Charles City | VA | Charles City | 44 | Landfill Gas | IC |  | S | 0.3 | 1 | 0.3 | 0.3 | 0.1 | N |  |  | N | IPP Non-CHP | 2 | X | LFG | DFO
Landfill Gas.LFG | natural gas peaker | TRUE | 55938 | Industrial Power Generating Company LLC | 56683 | Charles City | VA | Charles City | 45 | Landfill Gas | IC |  | S | 0.3 | 1 | 0.3 | 0.3 | 0.1 | N |  |  | N | IPP Non-CHP | 2 | X | LFG | DFO
Landfill Gas.LFG | natural gas peaker | TRUE | 55938 | Industrial Power Generating Company LLC | 56683 | Charles City | VA | Charles City | 46 | Landfill Gas | IC |  | S | 0.3 | 1 | 0.3 | 0.3 | 0.1 | N |  |  | N | IPP Non-CHP | 2 | X | LFG | DFO
Landfill Gas.LFG | natural gas peaker | TRUE | 55938 | Industrial Power Generating Company LLC | 56683 | Charles City | VA | Charles City | 47 | Landfill Gas | IC |  | S | 0.3 | 1 | 0.3 | 0.3 | 0.1 | N |  |  | N | IPP Non-CHP | 2 | X | LFG | DFO
Landfill Gas.LFG | natural gas peaker | TRUE | 55938 | Industrial Power Generating Company LLC | 56683 | Charles City | VA | Charles City | 48 | Landfill Gas | IC |  | S | 0.3 | 1 | 0.3 | 0.3 | 0.1 | N |  |  | N | IPP Non-CHP | 2 | X | LFG | DFO
Landfill Gas.LFG | natural gas peaker | TRUE | 55938 | Industrial Power Generating Company LLC | 56683 | Charles City | VA | Charles City | 5 | Landfill Gas | IC |  | S | 0.3 | 1 | 0.3 | 0.3 | 0.1 | N |  |  | N | IPP Non-CHP | 2 | X | LFG | DFO
Landfill Gas.LFG | natural gas peaker | TRUE | 55938 | Industrial Power Generating Company LLC | 56683 | Charles City | VA | Charles City | 6 | Landfill Gas | IC |  | S | 0.3 | 1 | 0.3 | 0.3 | 0.1 | N |  |  | N | IPP Non-CHP | 2 | X | LFG | DFO
Landfill Gas.LFG | natural gas peaker | TRUE | 55938 | Industrial Power Generating Company LLC | 56683 | Charles City | VA | Charles City | 7 | Landfill Gas | IC |  | S | 0.3 | 1 | 0.3 | 0.3 | 0.1 | N |  |  | N | IPP Non-CHP | 2 | X | LFG | DFO
Landfill Gas.LFG | natural gas peaker | TRUE | 55938 | Industrial Power Generating Company LLC | 56683 | Charles City | VA | Charles City | 8 | Landfill Gas | IC |  | S | 0.3 | 1 | 0.3 | 0.3 | 0.1 | N |  |  | N | IPP Non-CHP | 2 | X | LFG | DFO
Landfill Gas.LFG | natural gas peaker | TRUE | 55938 | Industrial Power Generating Company LLC | 56683 | Charles City | VA | Charles City | 9 | Landfill Gas | IC |  | S | 0.3 | 1 | 0.3 | 0.3 | 0.1 | N |  |  | N | IPP Non-CHP | 2 | X | LFG | DFO
Landfill Gas.LFG | natural gas peaker | TRUE | 55938 | Industrial Power Generating Company LLC | 56684 | Chesterfield Landfill Gas | VA | Chesterfield | 1 | Landfill Gas | IC |  | S | 0.3 | 1 | 0.3 | 0.3 | 0.1 | N |  |  | N | IPP Non-CHP | 2 | X | LFG | DFO
Landfill Gas.LFG | natural gas peaker | TRUE | 55938 | Industrial Power Generating Company LLC | 56684 | Chesterfield Landfill Gas | VA | Chesterfield | 10 | Landfill Gas | IC |  | S | 0.3 | 1 | 0.3 | 0.3 | 0.1 | N |  |  | N | IPP Non-CHP | 2 | X | LFG | DFO
Landfill Gas.LFG | natural gas peaker | TRUE | 55938 | Industrial Power Generating Company LLC | 56684 | Chesterfield Landfill Gas | VA | Chesterfield | 11 | Landfill Gas | IC |  | S | 0.3 | 1 | 0.3 | 0.3 | 0.1 | N |  |  | N | IPP Non-CHP | 2 | X | LFG | DFO
Landfill Gas.LFG | natural gas peaker | TRUE | 55938 | Industrial Power Generating Company LLC | 56684 | Chesterfield Landfill Gas | VA | Chesterfield | 12 | Landfill Gas | IC |  | S | 0.3 | 1 | 0.3 | 0.3 | 0.1 | N |  |  | N | IPP Non-CHP | 2 | X | LFG | DFO
Landfill Gas.LFG | natural gas peaker | TRUE | 55938 | Industrial Power Generating Company LLC | 56684 | Chesterfield Landfill Gas | VA | Chesterfield | 13 | Landfill Gas | IC |  | S | 0.3 | 1 | 0.3 | 0.3 | 0.1 | N |  |  | N | IPP Non-CHP | 2 | X | LFG | DFO
Landfill Gas.LFG | natural gas peaker | TRUE | 55938 | Industrial Power Generating Company LLC | 56684 | Chesterfield Landfill Gas | VA | Chesterfield | 14 | Landfill Gas | IC |  | S | 0.3 | 1 | 0.3 | 0.3 | 0.1 | N |  |  | N | IPP Non-CHP | 2 | X | LFG | DFO
Landfill Gas.LFG | natural gas peaker | TRUE | 55938 | Industrial Power Generating Company LLC | 56684 | Chesterfield Landfill Gas | VA | Chesterfield | 15 | Landfill Gas | IC |  | S | 0.3 | 1 | 0.3 | 0.3 | 0.1 | N |  |  | N | IPP Non-CHP | 2 | X | LFG | DFO
Landfill Gas.LFG | natural gas peaker | TRUE | 55938 | Industrial Power Generating Company LLC | 56684 | Chesterfield Landfill Gas | VA | Chesterfield | 16 | Landfill Gas | IC |  | S | 0.3 | 1 | 0.3 | 0.3 | 0.1 | N |  |  | N | IPP Non-CHP | 2 | X | LFG | DFO
Landfill Gas.LFG | natural gas peaker | TRUE | 55938 | Industrial Power Generating Company LLC | 56684 | Chesterfield Landfill Gas | VA | Chesterfield | 17 | Landfill Gas | IC |  | S | 0.3 | 1 | 0.3 | 0.3 | 0.1 | N |  |  | N | IPP Non-CHP | 2 | X | LFG | DFO
Landfill Gas.LFG | natural gas peaker | TRUE | 55938 | Industrial Power Generating Company LLC | 56684 | Chesterfield Landfill Gas | VA | Chesterfield | 18 | Landfill Gas | IC |  | S | 0.3 | 1 | 0.3 | 0.3 | 0.1 | N |  |  | N | IPP Non-CHP | 2 | X | LFG | DFO
Landfill Gas.LFG | natural gas peaker | TRUE | 55938 | Industrial Power Generating Company LLC | 56684 | Chesterfield Landfill Gas | VA | Chesterfield | 19 | Landfill Gas | IC |  | S | 0.3 | 1 | 0.3 | 0.3 | 0.1 | N |  |  | N | IPP Non-CHP | 2 | X | LFG | DFO
Landfill Gas.LFG | natural gas peaker | TRUE | 55938 | Industrial Power Generating Company LLC | 56684 | Chesterfield Landfill Gas | VA | Chesterfield | 2 | Landfill Gas | IC |  | S | 0.3 | 1 | 0.3 | 0.3 | 0.1 | N |  |  | N | IPP Non-CHP | 2 | X | LFG | DFO
Landfill Gas.LFG | natural gas peaker | TRUE | 55938 | Industrial Power Generating Company LLC | 56684 | Chesterfield Landfill Gas | VA | Chesterfield | 20 | Landfill Gas | IC |  | S | 0.3 | 1 | 0.3 | 0.3 | 0.1 | N |  |  | N | IPP Non-CHP | 2 | X | LFG | DFO
Landfill Gas.LFG | natural gas peaker | TRUE | 55938 | Industrial Power Generating Company LLC | 56684 | Chesterfield Landfill Gas | VA | Chesterfield | 21 | Landfill Gas | IC |  | S | 0.3 | 1 | 0.3 | 0.3 | 0.1 | N |  |  | N | IPP Non-CHP | 2 | X | LFG | DFO
Landfill Gas.LFG | natural gas peaker | TRUE | 55938 | Industrial Power Generating Company LLC | 56684 | Chesterfield Landfill Gas | VA | Chesterfield | 22 | Landfill Gas | IC |  | S | 0.3 | 1 | 0.3 | 0.3 | 0.1 | N |  |  | N | IPP Non-CHP | 2 | X | LFG | DFO
Landfill Gas.LFG | natural gas peaker | TRUE | 55938 | Industrial Power Generating Company LLC | 56684 | Chesterfield Landfill Gas | VA | Chesterfield | 23 | Landfill Gas | IC |  | S | 0.3 | 1 | 0.3 | 0.3 | 0.1 | N |  |  | N | IPP Non-CHP | 2 | X | LFG | DFO
Landfill Gas.LFG | natural gas peaker | TRUE | 55938 | Industrial Power Generating Company LLC | 56684 | Chesterfield Landfill Gas | VA | Chesterfield | 24 | Landfill Gas | IC |  | S | 0.3 | 1 | 0.3 | 0.3 | 0.1 | N |  |  | N | IPP Non-CHP | 2 | X | LFG | DFO
Landfill Gas.LFG | natural gas peaker | TRUE | 55938 | Industrial Power Generating Company LLC | 56684 | Chesterfield Landfill Gas | VA | Chesterfield | 25 | Landfill Gas | IC |  | S | 0.3 | 1 | 0.3 | 0.3 | 0.1 | N |  |  | N | IPP Non-CHP | 2 | X | LFG | DFO
Landfill Gas.LFG | natural gas peaker | TRUE | 55938 | Industrial Power Generating Company LLC | 56684 | Chesterfield Landfill Gas | VA | Chesterfield | 26 | Landfill Gas | IC |  | S | 0.3 | 1 | 0.3 | 0.3 | 0.1 | N |  |  | N | IPP Non-CHP | 2 | X | LFG | DFO
Landfill Gas.LFG | natural gas peaker | TRUE | 55938 | Industrial Power Generating Company LLC | 56684 | Chesterfield Landfill Gas | VA | Chesterfield | 27 | Landfill Gas | IC |  | S | 0.3 | 1 | 0.3 | 0.3 | 0.1 | N |  |  | N | IPP Non-CHP | 2 | X | LFG | DFO
Landfill Gas.LFG | natural gas peaker | TRUE | 55938 | Industrial Power Generating Company LLC | 56684 | Chesterfield Landfill Gas | VA | Chesterfield | 28 | Landfill Gas | IC |  | S | 0.3 | 1 | 0.3 | 0.3 | 0.1 | N |  |  | N | IPP Non-CHP | 2 | X | LFG | DFO
Landfill Gas.LFG | natural gas peaker | TRUE | 55938 | Industrial Power Generating Company LLC | 56684 | Chesterfield Landfill Gas | VA | Chesterfield | 29 | Landfill Gas | IC |  | S | 0.3 | 1 | 0.3 | 0.3 | 0.1 | N |  |  | N | IPP Non-CHP | 2 | X | LFG | DFO
Landfill Gas.LFG | natural gas peaker | TRUE | 55938 | Industrial Power Generating Company LLC | 56684 | Chesterfield Landfill Gas | VA | Chesterfield | 3 | Landfill Gas | IC |  | S | 0.3 | 1 | 0.3 | 0.3 | 0.1 | N |  |  | N | IPP Non-CHP | 2 | X | LFG | DFO
Landfill Gas.LFG | natural gas peaker | TRUE | 55938 | Industrial Power Generating Company LLC | 56684 | Chesterfield Landfill Gas | VA | Chesterfield | 30 | Landfill Gas | IC |  | S | 0.3 | 1 | 0.3 | 0.3 | 0.1 | N |  |  | N | IPP Non-CHP | 2 | X | LFG | DFO
Landfill Gas.LFG | natural gas peaker | TRUE | 55938 | Industrial Power Generating Company LLC | 56684 | Chesterfield Landfill Gas | VA | Chesterfield | 31 | Landfill Gas | IC |  | S | 0.3 | 1 | 0.3 | 0.3 | 0.1 | N |  |  | N | IPP Non-CHP | 2 | X | LFG | DFO
Landfill Gas.LFG | natural gas peaker | TRUE | 55938 | Industrial Power Generating Company LLC | 56684 | Chesterfield Landfill Gas | VA | Chesterfield | 32 | Landfill Gas | IC |  | S | 0.3 | 1 | 0.3 | 0.3 | 0.1 | N |  |  | N | IPP Non-CHP | 2 | X | LFG | DFO
Landfill Gas.LFG | natural gas peaker | TRUE | 55938 | Industrial Power Generating Company LLC | 56684 | Chesterfield Landfill Gas | VA | Chesterfield | 33 | Landfill Gas | IC |  | S | 0.3 | 1 | 0.3 | 0.3 | 0.1 | N |  |  | N | IPP Non-CHP | 2 | X | LFG | DFO
Landfill Gas.LFG | natural gas peaker | TRUE | 55938 | Industrial Power Generating Company LLC | 56684 | Chesterfield Landfill Gas | VA | Chesterfield | 34 | Landfill Gas | IC |  | S | 0.3 | 1 | 0.3 | 0.3 | 0.1 | N |  |  | N | IPP Non-CHP | 2 | X | LFG | DFO
Landfill Gas.LFG | natural gas peaker | TRUE | 55938 | Industrial Power Generating Company LLC | 56684 | Chesterfield Landfill Gas | VA | Chesterfield | 35 | Landfill Gas | IC |  | S | 0.3 | 1 | 0.3 | 0.3 | 0.1 | N |  |  | N | IPP Non-CHP | 2 | X | LFG | DFO
Landfill Gas.LFG | natural gas peaker | TRUE | 55938 | Industrial Power Generating Company LLC | 56684 | Chesterfield Landfill Gas | VA | Chesterfield | 36 | Landfill Gas | IC |  | S | 0.3 | 1 | 0.3 | 0.3 | 0.1 | N |  |  | N | IPP Non-CHP | 2 | X | LFG | DFO
Landfill Gas.LFG | natural gas peaker | TRUE | 55938 | Industrial Power Generating Company LLC | 56684 | Chesterfield Landfill Gas | VA | Chesterfield | 37 | Landfill Gas | IC |  | S | 0.3 | 1 | 0.3 | 0.3 | 0.1 | N |  |  | N | IPP Non-CHP | 2 | X | LFG | DFO
Landfill Gas.LFG | natural gas peaker | TRUE | 55938 | Industrial Power Generating Company LLC | 56684 | Chesterfield Landfill Gas | VA | Chesterfield | 38 | Landfill Gas | IC |  | S | 0.3 | 1 | 0.3 | 0.3 | 0.1 | N |  |  | N | IPP Non-CHP | 2 | X | LFG | DFO
Landfill Gas.LFG | natural gas peaker | TRUE | 55938 | Industrial Power Generating Company LLC | 56684 | Chesterfield Landfill Gas | VA | Chesterfield | 39 | Landfill Gas | IC |  | S | 0.3 | 1 | 0.3 | 0.3 | 0.1 | N |  |  | N | IPP Non-CHP | 2 | X | LFG | DFO
Landfill Gas.LFG | natural gas peaker | TRUE | 55938 | Industrial Power Generating Company LLC | 56684 | Chesterfield Landfill Gas | VA | Chesterfield | 4 | Landfill Gas | IC |  | S | 0.3 | 1 | 0.3 | 0.3 | 0.1 | N |  |  | N | IPP Non-CHP | 2 | X | LFG | DFO
Landfill Gas.LFG | natural gas peaker | TRUE | 55938 | Industrial Power Generating Company LLC | 56684 | Chesterfield Landfill Gas | VA | Chesterfield | 40 | Landfill Gas | IC |  | S | 0.3 | 1 | 0.3 | 0.3 | 0.1 | N |  |  | N | IPP Non-CHP | 2 | X | LFG | DFO
Landfill Gas.LFG | natural gas peaker | TRUE | 55938 | Industrial Power Generating Company LLC | 56684 | Chesterfield Landfill Gas | VA | Chesterfield | 41 | Landfill Gas | IC |  | S | 0.3 | 1 | 0.3 | 0.3 | 0.1 | N |  |  | N | IPP Non-CHP | 2 | X | LFG | DFO
Landfill Gas.LFG | natural gas peaker | TRUE | 55938 | Industrial Power Generating Company LLC | 56684 | Chesterfield Landfill Gas | VA | Chesterfield | 42 | Landfill Gas | IC |  | S | 0.3 | 1 | 0.3 | 0.3 | 0.1 | N |  |  | N | IPP Non-CHP | 2 | X | LFG | DFO
Landfill Gas.LFG | natural gas peaker | TRUE | 55938 | Industrial Power Generating Company LLC | 56684 | Chesterfield Landfill Gas | VA | Chesterfield | 43 | Landfill Gas | IC |  | S | 0.3 | 1 | 0.3 | 0.3 | 0.1 | N |  |  | N | IPP Non-CHP | 2 | X | LFG | DFO
Landfill Gas.LFG | natural gas peaker | TRUE | 55938 | Industrial Power Generating Company LLC | 56684 | Chesterfield Landfill Gas | VA | Chesterfield | 44 | Landfill Gas | IC |  | S | 0.3 | 1 | 0.3 | 0.3 | 0.1 | N |  |  | N | IPP Non-CHP | 2 | X | LFG | DFO
Landfill Gas.LFG | natural gas peaker | TRUE | 55938 | Industrial Power Generating Company LLC | 56684 | Chesterfield Landfill Gas | VA | Chesterfield | 45 | Landfill Gas | IC |  | S | 0.3 | 1 | 0.3 | 0.3 | 0.1 | N |  |  | N | IPP Non-CHP | 2 | X | LFG | DFO
Landfill Gas.LFG | natural gas peaker | TRUE | 55938 | Industrial Power Generating Company LLC | 56684 | Chesterfield Landfill Gas | VA | Chesterfield | 46 | Landfill Gas | IC |  | S | 0.3 | 1 | 0.3 | 0.3 | 0.1 | N |  |  | N | IPP Non-CHP | 2 | X | LFG | DFO
Landfill Gas.LFG | natural gas peaker | TRUE | 55938 | Industrial Power Generating Company LLC | 56684 | Chesterfield Landfill Gas | VA | Chesterfield | 47 | Landfill Gas | IC |  | S | 0.3 | 1 | 0.3 | 0.3 | 0.1 | N |  |  | N | IPP Non-CHP | 2 | X | LFG | DFO
Landfill Gas.LFG | natural gas peaker | TRUE | 55938 | Industrial Power Generating Company LLC | 56684 | Chesterfield Landfill Gas | VA | Chesterfield | 48 | Landfill Gas | IC |  | S | 0.3 | 1 | 0.3 | 0.3 | 0.1 | N |  |  | N | IPP Non-CHP | 2 | X | LFG | DFO
Landfill Gas.LFG | natural gas peaker | TRUE | 55938 | Industrial Power Generating Company LLC | 56684 | Chesterfield Landfill Gas | VA | Chesterfield | 5 | Landfill Gas | IC |  | S | 0.3 | 1 | 0.3 | 0.3 | 0.1 | N |  |  | N | IPP Non-CHP | 2 | X | LFG | DFO
Landfill Gas.LFG | natural gas peaker | TRUE | 55938 | Industrial Power Generating Company LLC | 56684 | Chesterfield Landfill Gas | VA | Chesterfield | 6 | Landfill Gas | IC |  | S | 0.3 | 1 | 0.3 | 0.3 | 0.1 | N |  |  | N | IPP Non-CHP | 2 | X | LFG | DFO
Landfill Gas.LFG | natural gas peaker | TRUE | 55938 | Industrial Power Generating Company LLC | 56684 | Chesterfield Landfill Gas | VA | Chesterfield | 7 | Landfill Gas | IC |  | S | 0.3 | 1 | 0.3 | 0.3 | 0.1 | N |  |  | N | IPP Non-CHP | 2 | X | LFG | DFO
Landfill Gas.LFG | natural gas peaker | TRUE | 55938 | Industrial Power Generating Company LLC | 56684 | Chesterfield Landfill Gas | VA | Chesterfield | 8 | Landfill Gas | IC |  | S | 0.3 | 1 | 0.3 | 0.3 | 0.1 | N |  |  | N | IPP Non-CHP | 2 | X | LFG | DFO
Landfill Gas.LFG | natural gas peaker | TRUE | 55938 | Industrial Power Generating Company LLC | 56684 | Chesterfield Landfill Gas | VA | Chesterfield | 9 | Landfill Gas | IC |  | S | 0.3 | 1 | 0.3 | 0.3 | 0.1 | N |  |  | N | IPP Non-CHP | 2 | X | LFG | DFO
Landfill Gas.LFG | natural gas peaker | TRUE | 55938 | Industrial Power Generating Company LLC | 56686 | King & Queen | VA | King and Queen | 1 | Landfill Gas | IC |  | S | 0.3 | 1 | 0.3 | 0.3 | 0.1 | N |  |  | N | IPP Non-CHP | 2 | X | LFG | DFO
Landfill Gas.LFG | natural gas peaker | TRUE | 55938 | Industrial Power Generating Company LLC | 56686 | King & Queen | VA | King and Queen | 10 | Landfill Gas | IC |  | S | 0.3 | 1 | 0.3 | 0.3 | 0.1 | N |  |  | N | IPP Non-CHP | 2 | X | LFG | DFO
Landfill Gas.LFG | natural gas peaker | TRUE | 55938 | Industrial Power Generating Company LLC | 56686 | King & Queen | VA | King and Queen | 11 | Landfill Gas | IC |  | S | 0.3 | 1 | 0.3 | 0.3 | 0.1 | N |  |  | N | IPP Non-CHP | 2 | X | LFG | DFO
Landfill Gas.LFG | natural gas peaker | TRUE | 55938 | Industrial Power Generating Company LLC | 56686 | King & Queen | VA | King and Queen | 12 | Landfill Gas | IC |  | S | 0.3 | 1 | 0.3 | 0.3 | 0.1 | N |  |  | N | IPP Non-CHP | 2 | X | LFG | DFO
Landfill Gas.LFG | natural gas peaker | TRUE | 55938 | Industrial Power Generating Company LLC | 56686 | King & Queen | VA | King and Queen | 13 | Landfill Gas | IC |  | S | 0.3 | 1 | 0.3 | 0.3 | 0.1 | N |  |  | N | IPP Non-CHP | 2 | X | LFG | DFO
Landfill Gas.LFG | natural gas peaker | TRUE | 55938 | Industrial Power Generating Company LLC | 56686 | King & Queen | VA | King and Queen | 14 | Landfill Gas | IC |  | S | 0.3 | 1 | 0.3 | 0.3 | 0.1 | N |  |  | N | IPP Non-CHP | 2 | X | LFG | DFO
Landfill Gas.LFG | natural gas peaker | TRUE | 55938 | Industrial Power Generating Company LLC | 56686 | King & Queen | VA | King and Queen | 15 | Landfill Gas | IC |  | S | 0.3 | 1 | 0.3 | 0.3 | 0.1 | N |  |  | N | IPP Non-CHP | 2 | X | LFG | DFO
Landfill Gas.LFG | natural gas peaker | TRUE | 55938 | Industrial Power Generating Company LLC | 56686 | King & Queen | VA | King and Queen | 16 | Landfill Gas | IC |  | S | 0.3 | 1 | 0.3 | 0.3 | 0.1 | N |  |  | N | IPP Non-CHP | 2 | X | LFG | DFO
Landfill Gas.LFG | natural gas peaker | TRUE | 55938 | Industrial Power Generating Company LLC | 56686 | King & Queen | VA | King and Queen | 17 | Landfill Gas | IC |  | S | 0.3 | 1 | 0.3 | 0.3 | 0.1 | N |  |  | N | IPP Non-CHP | 2 | X | LFG | DFO
Landfill Gas.LFG | natural gas peaker | TRUE | 55938 | Industrial Power Generating Company LLC | 56686 | King & Queen | VA | King and Queen | 18 | Landfill Gas | IC |  | S | 0.3 | 1 | 0.3 | 0.3 | 0.1 | N |  |  | N | IPP Non-CHP | 2 | X | LFG | DFO
Landfill Gas.LFG | natural gas peaker | TRUE | 55938 | Industrial Power Generating Company LLC | 56686 | King & Queen | VA | King and Queen | 19 | Landfill Gas | IC |  | S | 0.3 | 1 | 0.3 | 0.3 | 0.1 | N |  |  | N | IPP Non-CHP | 2 | X | LFG | DFO
Landfill Gas.LFG | natural gas peaker | TRUE | 55938 | Industrial Power Generating Company LLC | 56686 | King & Queen | VA | King and Queen | 2 | Landfill Gas | IC |  | S | 0.3 | 1 | 0.3 | 0.3 | 0.1 | N |  |  | N | IPP Non-CHP | 2 | X | LFG | DFO
Landfill Gas.LFG | natural gas peaker | TRUE | 55938 | Industrial Power Generating Company LLC | 56686 | King & Queen | VA | King and Queen | 20 | Landfill Gas | IC |  | S | 0.3 | 1 | 0.3 | 0.3 | 0.1 | N |  |  | N | IPP Non-CHP | 2 | X | LFG | DFO
Landfill Gas.LFG | natural gas peaker | TRUE | 55938 | Industrial Power Generating Company LLC | 56686 | King & Queen | VA | King and Queen | 21 | Landfill Gas | IC |  | S | 0.3 | 1 | 0.3 | 0.3 | 0.1 | N |  |  | N | IPP Non-CHP | 2 | X | LFG | DFO
Landfill Gas.LFG | natural gas peaker | TRUE | 55938 | Industrial Power Generating Company LLC | 56686 | King & Queen | VA | King and Queen | 22 | Landfill Gas | IC |  | S | 0.3 | 1 | 0.3 | 0.3 | 0.1 | N |  |  | N | IPP Non-CHP | 2 | X | LFG | DFO
Landfill Gas.LFG | natural gas peaker | TRUE | 55938 | Industrial Power Generating Company LLC | 56686 | King & Queen | VA | King and Queen | 23 | Landfill Gas | IC |  | S | 0.3 | 1 | 0.3 | 0.3 | 0.1 | N |  |  | N | IPP Non-CHP | 2 | X | LFG | DFO
Landfill Gas.LFG | natural gas peaker | TRUE | 55938 | Industrial Power Generating Company LLC | 56686 | King & Queen | VA | King and Queen | 24 | Landfill Gas | IC |  | S | 0.3 | 1 | 0.3 | 0.3 | 0.1 | N |  |  | N | IPP Non-CHP | 2 | X | LFG | DFO
Landfill Gas.LFG | natural gas peaker | TRUE | 55938 | Industrial Power Generating Company LLC | 56686 | King & Queen | VA | King and Queen | 25 | Landfill Gas | IC |  | S | 0.3 | 1 | 0.3 | 0.3 | 0.1 | N |  |  | N | IPP Non-CHP | 2 | X | LFG | DFO
Landfill Gas.LFG | natural gas peaker | TRUE | 55938 | Industrial Power Generating Company LLC | 56686 | King & Queen | VA | King and Queen | 26 | Landfill Gas | IC |  | S | 0.3 | 1 | 0.3 | 0.3 | 0.1 | N |  |  | N | IPP Non-CHP | 2 | X | LFG | DFO
Landfill Gas.LFG | natural gas peaker | TRUE | 55938 | Industrial Power Generating Company LLC | 56686 | King & Queen | VA | King and Queen | 27 | Landfill Gas | IC |  | S | 0.3 | 1 | 0.3 | 0.3 | 0.1 | N |  |  | N | IPP Non-CHP | 2 | X | LFG | DFO
Landfill Gas.LFG | natural gas peaker | TRUE | 55938 | Industrial Power Generating Company LLC | 56686 | King & Queen | VA | King and Queen | 28 | Landfill Gas | IC |  | S | 0.3 | 1 | 0.3 | 0.3 | 0.1 | N |  |  | N | IPP Non-CHP | 2 | X | LFG | DFO
Landfill Gas.LFG | natural gas peaker | TRUE | 55938 | Industrial Power Generating Company LLC | 56686 | King & Queen | VA | King and Queen | 29 | Landfill Gas | IC |  | S | 0.3 | 1 | 0.3 | 0.3 | 0.1 | N |  |  | N | IPP Non-CHP | 2 | X | LFG | DFO
Landfill Gas.LFG | natural gas peaker | TRUE | 55938 | Industrial Power Generating Company LLC | 56686 | King & Queen | VA | King and Queen | 3 | Landfill Gas | IC |  | S | 0.3 | 1 | 0.3 | 0.3 | 0.1 | N |  |  | N | IPP Non-CHP | 2 | X | LFG | DFO
Landfill Gas.LFG | natural gas peaker | TRUE | 55938 | Industrial Power Generating Company LLC | 56686 | King & Queen | VA | King and Queen | 30 | Landfill Gas | IC |  | S | 0.3 | 1 | 0.3 | 0.3 | 0.1 | N |  |  | N | IPP Non-CHP | 2 | X | LFG | DFO
Landfill Gas.LFG | natural gas peaker | TRUE | 55938 | Industrial Power Generating Company LLC | 56686 | King & Queen | VA | King and Queen | 31 | Landfill Gas | IC |  | S | 0.3 | 1 | 0.3 | 0.3 | 0.1 | N |  |  | N | IPP Non-CHP | 2 | X | LFG | DFO
Landfill Gas.LFG | natural gas peaker | TRUE | 55938 | Industrial Power Generating Company LLC | 56686 | King & Queen | VA | King and Queen | 32 | Landfill Gas | IC |  | S | 0.3 | 1 | 0.3 | 0.3 | 0.1 | N |  |  | N | IPP Non-CHP | 2 | X | LFG | DFO
Landfill Gas.LFG | natural gas peaker | TRUE | 55938 | Industrial Power Generating Company LLC | 56686 | King & Queen | VA | King and Queen | 33 | Landfill Gas | IC |  | S | 0.3 | 1 | 0.3 | 0.3 | 0.1 | N |  |  | N | IPP Non-CHP | 2 | X | LFG | DFO
Landfill Gas.LFG | natural gas peaker | TRUE | 55938 | Industrial Power Generating Company LLC | 56686 | King & Queen | VA | King and Queen | 34 | Landfill Gas | IC |  | S | 0.3 | 1 | 0.3 | 0.3 | 0.1 | N |  |  | N | IPP Non-CHP | 2 | X | LFG | DFO
Landfill Gas.LFG | natural gas peaker | TRUE | 55938 | Industrial Power Generating Company LLC | 56686 | King & Queen | VA | King and Queen | 35 | Landfill Gas | IC |  | S | 0.3 | 1 | 0.3 | 0.3 | 0.1 | N |  |  | N | IPP Non-CHP | 2 | X | LFG | DFO
Landfill Gas.LFG | natural gas peaker | TRUE | 55938 | Industrial Power Generating Company LLC | 56686 | King & Queen | VA | King and Queen | 36 | Landfill Gas | IC |  | S | 0.3 | 1 | 0.3 | 0.3 | 0.1 | N |  |  | N | IPP Non-CHP | 2 | X | LFG | DFO
Landfill Gas.LFG | natural gas peaker | TRUE | 55938 | Industrial Power Generating Company LLC | 56686 | King & Queen | VA | King and Queen | 4 | Landfill Gas | IC |  | S | 0.3 | 1 | 0.3 | 0.3 | 0.1 | N |  |  | N | IPP Non-CHP | 2 | X | LFG | DFO
Landfill Gas.LFG | natural gas peaker | TRUE | 55938 | Industrial Power Generating Company LLC | 56686 | King & Queen | VA | King and Queen | 5 | Landfill Gas | IC |  | S | 0.3 | 1 | 0.3 | 0.3 | 0.1 | N |  |  | N | IPP Non-CHP | 2 | X | LFG | DFO
Landfill Gas.LFG | natural gas peaker | TRUE | 55938 | Industrial Power Generating Company LLC | 56686 | King & Queen | VA | King and Queen | 6 | Landfill Gas | IC |  | S | 0.3 | 1 | 0.3 | 0.3 | 0.1 | N |  |  | N | IPP Non-CHP | 2 | X | LFG | DFO
Landfill Gas.LFG | natural gas peaker | TRUE | 55938 | Industrial Power Generating Company LLC | 56686 | King & Queen | VA | King and Queen | 7 | Landfill Gas | IC |  | S | 0.3 | 1 | 0.3 | 0.3 | 0.1 | N |  |  | N | IPP Non-CHP | 2 | X | LFG | DFO
Landfill Gas.LFG | natural gas peaker | TRUE | 55938 | Industrial Power Generating Company LLC | 56686 | King & Queen | VA | King and Queen | 8 | Landfill Gas | IC |  | S | 0.3 | 1 | 0.3 | 0.3 | 0.1 | N |  |  | N | IPP Non-CHP | 2 | X | LFG | DFO
Landfill Gas.LFG | natural gas peaker | TRUE | 55938 | Industrial Power Generating Company LLC | 56686 | King & Queen | VA | King and Queen | 9 | Landfill Gas | IC |  | S | 0.3 | 1 | 0.3 | 0.3 | 0.1 | N |  |  | N | IPP Non-CHP | 2 | X | LFG | DFO
Landfill Gas.LFG | natural gas peaker | TRUE | 55938 | Industrial Power Generating Company LLC | 56687 | Mountain View | PA | Franklin | 1 | Landfill Gas | IC |  | S | 0.3 | 1 | 0.3 | 0.3 | 0.1 | N |  |  | N | IPP Non-CHP | 2 | X | LFG | DFO
Landfill Gas.LFG | natural gas peaker | TRUE | 55938 | Industrial Power Generating Company LLC | 56687 | Mountain View | PA | Franklin | 10 | Landfill Gas | IC |  | S | 0.3 | 1 | 0.3 | 0.3 | 0.1 | N |  |  | N | IPP Non-CHP | 2 | X | LFG | DFO
Landfill Gas.LFG | natural gas peaker | TRUE | 55938 | Industrial Power Generating Company LLC | 56687 | Mountain View | PA | Franklin | 11 | Landfill Gas | IC |  | S | 0.3 | 1 | 0.3 | 0.3 | 0.1 | N |  |  | N | IPP Non-CHP | 2 | X | LFG | DFO
Landfill Gas.LFG | natural gas peaker | TRUE | 55938 | Industrial Power Generating Company LLC | 56687 | Mountain View | PA | Franklin | 12 | Landfill Gas | IC |  | S | 0.3 | 1 | 0.3 | 0.3 | 0.1 | N |  |  | N | IPP Non-CHP | 2 | X | LFG | DFO
Landfill Gas.LFG | natural gas peaker | TRUE | 55938 | Industrial Power Generating Company LLC | 56687 | Mountain View | PA | Franklin | 13 | Landfill Gas | IC |  | S | 0.3 | 1 | 0.3 | 0.3 | 0.1 | N |  |  | N | IPP Non-CHP | 2 | X | LFG | DFO
Landfill Gas.LFG | natural gas peaker | TRUE | 55938 | Industrial Power Generating Company LLC | 56687 | Mountain View | PA | Franklin | 14 | Landfill Gas | IC |  | S | 0.3 | 1 | 0.3 | 0.3 | 0.1 | N |  |  | N | IPP Non-CHP | 2 | X | LFG | DFO
Landfill Gas.LFG | natural gas peaker | TRUE | 55938 | Industrial Power Generating Company LLC | 56687 | Mountain View | PA | Franklin | 15 | Landfill Gas | IC |  | S | 0.3 | 1 | 0.3 | 0.3 | 0.1 | N |  |  | N | IPP Non-CHP | 2 | X | LFG | DFO
Landfill Gas.LFG | natural gas peaker | TRUE | 55938 | Industrial Power Generating Company LLC | 56687 | Mountain View | PA | Franklin | 16 | Landfill Gas | IC |  | S | 0.3 | 1 | 0.3 | 0.3 | 0.1 | N |  |  | N | IPP Non-CHP | 2 | X | LFG | DFO
Landfill Gas.LFG | natural gas peaker | TRUE | 55938 | Industrial Power Generating Company LLC | 56687 | Mountain View | PA | Franklin | 17 | Landfill Gas | IC |  | S | 0.3 | 1 | 0.3 | 0.3 | 0.1 | N |  |  | N | IPP Non-CHP | 2 | X | LFG | DFO
Landfill Gas.LFG | natural gas peaker | TRUE | 55938 | Industrial Power Generating Company LLC | 56687 | Mountain View | PA | Franklin | 18 | Landfill Gas | IC |  | S | 0.3 | 1 | 0.3 | 0.3 | 0.1 | N |  |  | N | IPP Non-CHP | 2 | X | LFG | DFO
Landfill Gas.LFG | natural gas peaker | TRUE | 55938 | Industrial Power Generating Company LLC | 56687 | Mountain View | PA | Franklin | 19 | Landfill Gas | IC |  | S | 0.3 | 1 | 0.3 | 0.3 | 0.1 | N |  |  | N | IPP Non-CHP | 2 | X | LFG | DFO
Landfill Gas.LFG | natural gas peaker | TRUE | 55938 | Industrial Power Generating Company LLC | 56687 | Mountain View | PA | Franklin | 2 | Landfill Gas | IC |  | S | 0.3 | 1 | 0.3 | 0.3 | 0.1 | N |  |  | N | IPP Non-CHP | 2 | X | LFG | DFO
Landfill Gas.LFG | natural gas peaker | TRUE | 55938 | Industrial Power Generating Company LLC | 56687 | Mountain View | PA | Franklin | 20 | Landfill Gas | IC |  | S | 0.3 | 1 | 0.3 | 0.3 | 0.1 | N |  |  | N | IPP Non-CHP | 2 | X | LFG | DFO
Landfill Gas.LFG | natural gas peaker | TRUE | 55938 | Industrial Power Generating Company LLC | 56687 | Mountain View | PA | Franklin | 21 | Landfill Gas | IC |  | S | 0.3 | 1 | 0.3 | 0.3 | 0.1 | N |  |  | N | IPP Non-CHP | 2 | X | LFG | DFO
Landfill Gas.LFG | natural gas peaker | TRUE | 55938 | Industrial Power Generating Company LLC | 56687 | Mountain View | PA | Franklin | 22 | Landfill Gas | IC |  | S | 0.3 | 1 | 0.3 | 0.3 | 0.1 | N |  |  | N | IPP Non-CHP | 2 | X | LFG | DFO
Landfill Gas.LFG | natural gas peaker | TRUE | 55938 | Industrial Power Generating Company LLC | 56687 | Mountain View | PA | Franklin | 23 | Landfill Gas | IC |  | S | 0.3 | 1 | 0.3 | 0.3 | 0.1 | N |  |  | N | IPP Non-CHP | 2 | X | LFG | DFO
Landfill Gas.LFG | natural gas peaker | TRUE | 55938 | Industrial Power Generating Company LLC | 56687 | Mountain View | PA | Franklin | 24 | Landfill Gas | IC |  | S | 0.3 | 1 | 0.3 | 0.3 | 0.1 | N |  |  | N | IPP Non-CHP | 2 | X | LFG | DFO
Landfill Gas.LFG | natural gas peaker | TRUE | 55938 | Industrial Power Generating Company LLC | 56687 | Mountain View | PA | Franklin | 25 | Landfill Gas | IC |  | S | 0.3 | 1 | 0.3 | 0.3 | 0.1 | N |  |  | N | IPP Non-CHP | 2 | X | LFG | DFO
Landfill Gas.LFG | natural gas peaker | TRUE | 55938 | Industrial Power Generating Company LLC | 56687 | Mountain View | PA | Franklin | 26 | Landfill Gas | IC |  | S | 0.3 | 1 | 0.3 | 0.3 | 0.1 | N |  |  | N | IPP Non-CHP | 2 | X | LFG | DFO
Landfill Gas.LFG | natural gas peaker | TRUE | 55938 | Industrial Power Generating Company LLC | 56687 | Mountain View | PA | Franklin | 27 | Landfill Gas | IC |  | S | 0.3 | 1 | 0.3 | 0.3 | 0.1 | N |  |  | N | IPP Non-CHP | 2 | X | LFG | DFO
Landfill Gas.LFG | natural gas peaker | TRUE | 55938 | Industrial Power Generating Company LLC | 56687 | Mountain View | PA | Franklin | 28 | Landfill Gas | IC |  | S | 0.3 | 1 | 0.3 | 0.3 | 0.1 | N |  |  | N | IPP Non-CHP | 2 | X | LFG | DFO
Landfill Gas.LFG | natural gas peaker | TRUE | 55938 | Industrial Power Generating Company LLC | 56687 | Mountain View | PA | Franklin | 29 | Landfill Gas | IC |  | S | 0.3 | 1 | 0.3 | 0.3 | 0.1 | N |  |  | N | IPP Non-CHP | 2 | X | LFG | DFO
Landfill Gas.LFG | natural gas peaker | TRUE | 55938 | Industrial Power Generating Company LLC | 56687 | Mountain View | PA | Franklin | 3 | Landfill Gas | IC |  | S | 0.3 | 1 | 0.3 | 0.3 | 0.1 | N |  |  | N | IPP Non-CHP | 2 | X | LFG | DFO
Landfill Gas.LFG | natural gas peaker | TRUE | 55938 | Industrial Power Generating Company LLC | 56687 | Mountain View | PA | Franklin | 30 | Landfill Gas | IC |  | S | 0.3 | 1 | 0.3 | 0.3 | 0.1 | N |  |  | N | IPP Non-CHP | 2 | X | LFG | DFO
Landfill Gas.LFG | natural gas peaker | TRUE | 55938 | Industrial Power Generating Company LLC | 56687 | Mountain View | PA | Franklin | 31 | Landfill Gas | IC |  | S | 0.3 | 1 | 0.3 | 0.3 | 0.1 | N |  |  | N | IPP Non-CHP | 2 | X | LFG | DFO
Landfill Gas.LFG | natural gas peaker | TRUE | 55938 | Industrial Power Generating Company LLC | 56687 | Mountain View | PA | Franklin | 32 | Landfill Gas | IC |  | S | 0.3 | 1 | 0.3 | 0.3 | 0.1 | N |  |  | N | IPP Non-CHP | 2 | X | LFG | DFO
Landfill Gas.LFG | natural gas peaker | TRUE | 55938 | Industrial Power Generating Company LLC | 56687 | Mountain View | PA | Franklin | 33 | Landfill Gas | IC |  | S | 0.3 | 1 | 0.3 | 0.3 | 0.1 | N |  |  | N | IPP Non-CHP | 2 | X | LFG | DFO
Landfill Gas.LFG | natural gas peaker | TRUE | 55938 | Industrial Power Generating Company LLC | 56687 | Mountain View | PA | Franklin | 34 | Landfill Gas | IC |  | S | 0.3 | 1 | 0.3 | 0.3 | 0.1 | N |  |  | N | IPP Non-CHP | 2 | X | LFG | DFO
Landfill Gas.LFG | natural gas peaker | TRUE | 55938 | Industrial Power Generating Company LLC | 56687 | Mountain View | PA | Franklin | 35 | Landfill Gas | IC |  | S | 0.3 | 1 | 0.3 | 0.3 | 0.1 | N |  |  | N | IPP Non-CHP | 2 | X | LFG | DFO
Landfill Gas.LFG | natural gas peaker | TRUE | 55938 | Industrial Power Generating Company LLC | 56687 | Mountain View | PA | Franklin | 36 | Landfill Gas | IC |  | S | 0.3 | 1 | 0.3 | 0.3 | 0.1 | N |  |  | N | IPP Non-CHP | 2 | X | LFG | DFO
Landfill Gas.LFG | natural gas peaker | TRUE | 55938 | Industrial Power Generating Company LLC | 56687 | Mountain View | PA | Franklin | 37 | Landfill Gas | IC |  | S | 0.3 | 1 | 0.3 | 0.3 | 0.1 | N |  |  | N | IPP Non-CHP | 2 | X | LFG | DFO
Landfill Gas.LFG | natural gas peaker | TRUE | 55938 | Industrial Power Generating Company LLC | 56687 | Mountain View | PA | Franklin | 38 | Landfill Gas | IC |  | S | 0.3 | 1 | 0.3 | 0.3 | 0.1 | N |  |  | N | IPP Non-CHP | 2 | X | LFG | DFO
Landfill Gas.LFG | natural gas peaker | TRUE | 55938 | Industrial Power Generating Company LLC | 56687 | Mountain View | PA | Franklin | 39 | Landfill Gas | IC |  | S | 0.3 | 1 | 0.3 | 0.3 | 0.1 | N |  |  | N | IPP Non-CHP | 2 | X | LFG | DFO
Landfill Gas.LFG | natural gas peaker | TRUE | 55938 | Industrial Power Generating Company LLC | 56687 | Mountain View | PA | Franklin | 4 | Landfill Gas | IC |  | S | 0.3 | 1 | 0.3 | 0.3 | 0.1 | N |  |  | N | IPP Non-CHP | 2 | X | LFG | DFO
Landfill Gas.LFG | natural gas peaker | TRUE | 55938 | Industrial Power Generating Company LLC | 56687 | Mountain View | PA | Franklin | 40 | Landfill Gas | IC |  | S | 0.3 | 1 | 0.3 | 0.3 | 0.1 | N |  |  | N | IPP Non-CHP | 2 | X | LFG | DFO
Landfill Gas.LFG | natural gas peaker | TRUE | 55938 | Industrial Power Generating Company LLC | 56687 | Mountain View | PA | Franklin | 41 | Landfill Gas | IC |  | S | 0.3 | 1 | 0.3 | 0.3 | 0.1 | N |  |  | N | IPP Non-CHP | 2 | X | LFG | DFO
Landfill Gas.LFG | natural gas peaker | TRUE | 55938 | Industrial Power Generating Company LLC | 56687 | Mountain View | PA | Franklin | 42 | Landfill Gas | IC |  | S | 0.3 | 1 | 0.3 | 0.3 | 0.1 | N |  |  | N | IPP Non-CHP | 2 | X | LFG | DFO
Landfill Gas.LFG | natural gas peaker | TRUE | 55938 | Industrial Power Generating Company LLC | 56687 | Mountain View | PA | Franklin | 43 | Landfill Gas | IC |  | S | 0.3 | 1 | 0.3 | 0.3 | 0.1 | N |  |  | N | IPP Non-CHP | 2 | X | LFG | DFO
Landfill Gas.LFG | natural gas peaker | TRUE | 55938 | Industrial Power Generating Company LLC | 56687 | Mountain View | PA | Franklin | 44 | Landfill Gas | IC |  | S | 0.3 | 1 | 0.3 | 0.3 | 0.1 | N |  |  | N | IPP Non-CHP | 2 | X | LFG | DFO
Landfill Gas.LFG | natural gas peaker | TRUE | 55938 | Industrial Power Generating Company LLC | 56687 | Mountain View | PA | Franklin | 45 | Landfill Gas | IC |  | S | 0.3 | 1 | 0.3 | 0.3 | 0.1 | N |  |  | N | IPP Non-CHP | 2 | X | LFG | DFO
Landfill Gas.LFG | natural gas peaker | TRUE | 55938 | Industrial Power Generating Company LLC | 56687 | Mountain View | PA | Franklin | 46 | Landfill Gas | IC |  | S | 0.3 | 1 | 0.3 | 0.3 | 0.1 | N |  |  | N | IPP Non-CHP | 2 | X | LFG | DFO
Landfill Gas.LFG | natural gas peaker | TRUE | 55938 | Industrial Power Generating Company LLC | 56687 | Mountain View | PA | Franklin | 47 | Landfill Gas | IC |  | S | 0.3 | 1 | 0.3 | 0.3 | 0.1 | N |  |  | N | IPP Non-CHP | 2 | X | LFG | DFO
Landfill Gas.LFG | natural gas peaker | TRUE | 55938 | Industrial Power Generating Company LLC | 56687 | Mountain View | PA | Franklin | 48 | Landfill Gas | IC |  | S | 0.3 | 1 | 0.3 | 0.3 | 0.1 | N |  |  | N | IPP Non-CHP | 2 | X | LFG | DFO
Landfill Gas.LFG | natural gas peaker | TRUE | 55938 | Industrial Power Generating Company LLC | 56687 | Mountain View | PA | Franklin | 5 | Landfill Gas | IC |  | S | 0.3 | 1 | 0.3 | 0.3 | 0.1 | N |  |  | N | IPP Non-CHP | 2 | X | LFG | DFO
Landfill Gas.LFG | natural gas peaker | TRUE | 55938 | Industrial Power Generating Company LLC | 56687 | Mountain View | PA | Franklin | 6 | Landfill Gas | IC |  | S | 0.3 | 1 | 0.3 | 0.3 | 0.1 | N |  |  | N | IPP Non-CHP | 2 | X | LFG | DFO
Landfill Gas.LFG | natural gas peaker | TRUE | 55938 | Industrial Power Generating Company LLC | 56687 | Mountain View | PA | Franklin | 7 | Landfill Gas | IC |  | S | 0.3 | 1 | 0.3 | 0.3 | 0.1 | N |  |  | N | IPP Non-CHP | 2 | X | LFG | DFO
Landfill Gas.LFG | natural gas peaker | TRUE | 55938 | Industrial Power Generating Company LLC | 56687 | Mountain View | PA | Franklin | 8 | Landfill Gas | IC |  | S | 0.3 | 1 | 0.3 | 0.3 | 0.1 | N |  |  | N | IPP Non-CHP | 2 | X | LFG | DFO
Landfill Gas.LFG | natural gas peaker | TRUE | 55938 | Industrial Power Generating Company LLC | 56687 | Mountain View | PA | Franklin | 9 | Landfill Gas | IC |  | S | 0.3 | 1 | 0.3 | 0.3 | 0.1 | N |  |  | N | IPP Non-CHP | 2 | X | LFG | DFO
Landfill Gas.LFG | natural gas peaker | TRUE | 55938 | Industrial Power Generating Company LLC | 56688 | New Bern | NC | Craven | 1 | Landfill Gas | IC |  | S | 0.3 | 1 | 0.3 | 0.3 | 0.1 | N |  |  | N | IPP Non-CHP | 2 | X | LFG | DFO
Landfill Gas.LFG | natural gas peaker | TRUE | 55938 | Industrial Power Generating Company LLC | 56688 | New Bern | NC | Craven | 10 | Landfill Gas | IC |  | S | 0.3 | 1 | 0.3 | 0.3 | 0.1 | N |  |  | N | IPP Non-CHP | 2 | X | LFG | DFO
Landfill Gas.LFG | natural gas peaker | TRUE | 55938 | Industrial Power Generating Company LLC | 56688 | New Bern | NC | Craven | 11 | Landfill Gas | IC |  | S | 0.3 | 1 | 0.3 | 0.3 | 0.1 | N |  |  | N | IPP Non-CHP | 2 | X | LFG | DFO
Landfill Gas.LFG | natural gas peaker | TRUE | 55938 | Industrial Power Generating Company LLC | 56688 | New Bern | NC | Craven | 12 | Landfill Gas | IC |  | S | 0.3 | 1 | 0.3 | 0.3 | 0.1 | N |  |  | N | IPP Non-CHP | 2 | X | LFG | DFO
Landfill Gas.LFG | natural gas peaker | TRUE | 55938 | Industrial Power Generating Company LLC | 56688 | New Bern | NC | Craven | 13 | Landfill Gas | IC |  | S | 0.3 | 1 | 0.3 | 0.3 | 0.1 | N |  |  | N | IPP Non-CHP | 2 | X | LFG | DFO
Landfill Gas.LFG | natural gas peaker | TRUE | 55938 | Industrial Power Generating Company LLC | 56688 | New Bern | NC | Craven | 14 | Landfill Gas | IC |  | S | 0.3 | 1 | 0.3 | 0.3 | 0.1 | N |  |  | N | IPP Non-CHP | 2 | X | LFG | DFO
Landfill Gas.LFG | natural gas peaker | TRUE | 55938 | Industrial Power Generating Company LLC | 56688 | New Bern | NC | Craven | 15 | Landfill Gas | IC |  | S | 0.3 | 1 | 0.3 | 0.3 | 0.1 | N |  |  | N | IPP Non-CHP | 2 | X | LFG | DFO
Landfill Gas.LFG | natural gas peaker | TRUE | 55938 | Industrial Power Generating Company LLC | 56688 | New Bern | NC | Craven | 16 | Landfill Gas | IC |  | S | 0.3 | 1 | 0.3 | 0.3 | 0.1 | N |  |  | N | IPP Non-CHP | 2 | X | LFG | DFO
Landfill Gas.LFG | natural gas peaker | TRUE | 55938 | Industrial Power Generating Company LLC | 56688 | New Bern | NC | Craven | 17 | Landfill Gas | IC |  | S | 0.3 | 1 | 0.3 | 0.3 | 0.1 | N |  |  | N | IPP Non-CHP | 2 | X | LFG | DFO
Landfill Gas.LFG | natural gas peaker | TRUE | 55938 | Industrial Power Generating Company LLC | 56688 | New Bern | NC | Craven | 18 | Landfill Gas | IC |  | S | 0.3 | 1 | 0.3 | 0.3 | 0.1 | N |  |  | N | IPP Non-CHP | 2 | X | LFG | DFO
Landfill Gas.LFG | natural gas peaker | TRUE | 55938 | Industrial Power Generating Company LLC | 56688 | New Bern | NC | Craven | 2 | Landfill Gas | IC |  | S | 0.3 | 1 | 0.3 | 0.3 | 0.1 | N |  |  | N | IPP Non-CHP | 2 | X | LFG | DFO
Landfill Gas.LFG | natural gas peaker | TRUE | 55938 | Industrial Power Generating Company LLC | 56688 | New Bern | NC | Craven | 3 | Landfill Gas | IC |  | S | 0.3 | 1 | 0.3 | 0.3 | 0.1 | N |  |  | N | IPP Non-CHP | 2 | X | LFG | DFO
Landfill Gas.LFG | natural gas peaker | TRUE | 55938 | Industrial Power Generating Company LLC | 56688 | New Bern | NC | Craven | 4 | Landfill Gas | IC |  | S | 0.3 | 1 | 0.3 | 0.3 | 0.1 | N |  |  | N | IPP Non-CHP | 2 | X | LFG | DFO
Landfill Gas.LFG | natural gas peaker | TRUE | 55938 | Industrial Power Generating Company LLC | 56688 | New Bern | NC | Craven | 5 | Landfill Gas | IC |  | S | 0.3 | 1 | 0.3 | 0.3 | 0.1 | N |  |  | N | IPP Non-CHP | 2 | X | LFG | DFO
Landfill Gas.LFG | natural gas peaker | TRUE | 55938 | Industrial Power Generating Company LLC | 56688 | New Bern | NC | Craven | 6 | Landfill Gas | IC |  | S | 0.3 | 1 | 0.3 | 0.3 | 0.1 | N |  |  | N | IPP Non-CHP | 2 | X | LFG | DFO
Landfill Gas.LFG | natural gas peaker | TRUE | 55938 | Industrial Power Generating Company LLC | 56688 | New Bern | NC | Craven | 7 | Landfill Gas | IC |  | S | 0.3 | 1 | 0.3 | 0.3 | 0.1 | N |  |  | N | IPP Non-CHP | 2 | X | LFG | DFO
Landfill Gas.LFG | natural gas peaker | TRUE | 55938 | Industrial Power Generating Company LLC | 56688 | New Bern | NC | Craven | 8 | Landfill Gas | IC |  | S | 0.3 | 1 | 0.3 | 0.3 | 0.1 | N |  |  | N | IPP Non-CHP | 2 | X | LFG | DFO
Landfill Gas.LFG | natural gas peaker | TRUE | 55938 | Industrial Power Generating Company LLC | 56688 | New Bern | NC | Craven | 9 | Landfill Gas | IC |  | S | 0.3 | 1 | 0.3 | 0.3 | 0.1 | N |  |  | N | IPP Non-CHP | 2 | X | LFG | DFO
Petroleum Liquids.DFO | petroleum | TRUE | 55938 | Industrial Power Generating Company LLC | 56690 | Pine Grove | PA | Schuylkill | 1 | Petroleum Liquids | IC |  | S | 0.3 | 1 | 0.3 | 0.3 | 0.1 | N |  |  | N | IPP Non-CHP | 2 | X | DFO | LFG
Petroleum Liquids.DFO | petroleum | TRUE | 55938 | Industrial Power Generating Company LLC | 56690 | Pine Grove | PA | Schuylkill | 10 | Petroleum Liquids | IC |  | S | 0.3 | 1 | 0.3 | 0.3 | 0.1 | N |  |  | N | IPP Non-CHP | 2 | X | DFO | LFG
Petroleum Liquids.DFO | petroleum | TRUE | 55938 | Industrial Power Generating Company LLC | 56690 | Pine Grove | PA | Schuylkill | 11 | Petroleum Liquids | IC |  | S | 0.3 | 1 | 0.3 | 0.3 | 0.1 | N |  |  | N | IPP Non-CHP | 2 | X | DFO | LFG
Petroleum Liquids.DFO | petroleum | TRUE | 55938 | Industrial Power Generating Company LLC | 56690 | Pine Grove | PA | Schuylkill | 12 | Petroleum Liquids | IC |  | S | 0.3 | 1 | 0.3 | 0.3 | 0.1 | N |  |  | N | IPP Non-CHP | 2 | X | DFO | LFG
Petroleum Liquids.DFO | petroleum | TRUE | 55938 | Industrial Power Generating Company LLC | 56690 | Pine Grove | PA | Schuylkill | 13 | Petroleum Liquids | IC |  | S | 0.3 | 1 | 0.3 | 0.3 | 0.1 | N |  |  | N | IPP Non-CHP | 2 | X | DFO | LFG
Petroleum Liquids.DFO | petroleum | TRUE | 55938 | Industrial Power Generating Company LLC | 56690 | Pine Grove | PA | Schuylkill | 14 | Petroleum Liquids | IC |  | S | 0.3 | 1 | 0.3 | 0.3 | 0.1 | N |  |  | N | IPP Non-CHP | 2 | X | DFO | LFG
Petroleum Liquids.DFO | petroleum | TRUE | 55938 | Industrial Power Generating Company LLC | 56690 | Pine Grove | PA | Schuylkill | 15 | Petroleum Liquids | IC |  | S | 0.3 | 1 | 0.3 | 0.3 | 0.1 | N |  |  | N | IPP Non-CHP | 2 | X | DFO | LFG
Petroleum Liquids.DFO | petroleum | TRUE | 55938 | Industrial Power Generating Company LLC | 56690 | Pine Grove | PA | Schuylkill | 16 | Petroleum Liquids | IC |  | S | 0.3 | 1 | 0.3 | 0.3 | 0.1 | N |  |  | N | IPP Non-CHP | 2 | X | DFO | LFG
Petroleum Liquids.DFO | petroleum | TRUE | 55938 | Industrial Power Generating Company LLC | 56690 | Pine Grove | PA | Schuylkill | 17 | Petroleum Liquids | IC |  | S | 0.3 | 1 | 0.3 | 0.3 | 0.1 | N |  |  | N | IPP Non-CHP | 2 | X | DFO | LFG
Petroleum Liquids.DFO | petroleum | TRUE | 55938 | Industrial Power Generating Company LLC | 56690 | Pine Grove | PA | Schuylkill | 18 | Petroleum Liquids | IC |  | S | 0.3 | 1 | 0.3 | 0.3 | 0.1 | N |  |  | N | IPP Non-CHP | 2 | X | DFO | LFG
Petroleum Liquids.DFO | petroleum | TRUE | 55938 | Industrial Power Generating Company LLC | 56690 | Pine Grove | PA | Schuylkill | 2 | Petroleum Liquids | IC |  | S | 0.3 | 1 | 0.3 | 0.3 | 0.1 | N |  |  | N | IPP Non-CHP | 2 | X | DFO | LFG
Petroleum Liquids.DFO | petroleum | TRUE | 55938 | Industrial Power Generating Company LLC | 56690 | Pine Grove | PA | Schuylkill | 3 | Petroleum Liquids | IC |  | S | 0.3 | 1 | 0.3 | 0.3 | 0.1 | N |  |  | N | IPP Non-CHP | 2 | X | DFO | LFG
Petroleum Liquids.DFO | petroleum | TRUE | 55938 | Industrial Power Generating Company LLC | 56690 | Pine Grove | PA | Schuylkill | 4 | Petroleum Liquids | IC |  | S | 0.3 | 1 | 0.3 | 0.3 | 0.1 | N |  |  | N | IPP Non-CHP | 2 | X | DFO | LFG
Petroleum Liquids.DFO | petroleum | TRUE | 55938 | Industrial Power Generating Company LLC | 56690 | Pine Grove | PA | Schuylkill | 5 | Petroleum Liquids | IC |  | S | 0.3 | 1 | 0.3 | 0.3 | 0.1 | N |  |  | N | IPP Non-CHP | 2 | X | DFO | LFG
Petroleum Liquids.DFO | petroleum | TRUE | 55938 | Industrial Power Generating Company LLC | 56690 | Pine Grove | PA | Schuylkill | 6 | Petroleum Liquids | IC |  | S | 0.3 | 1 | 0.3 | 0.3 | 0.1 | N |  |  | N | IPP Non-CHP | 2 | X | DFO | LFG
Petroleum Liquids.DFO | petroleum | TRUE | 55938 | Industrial Power Generating Company LLC | 56690 | Pine Grove | PA | Schuylkill | 7 | Petroleum Liquids | IC |  | S | 0.3 | 1 | 0.3 | 0.3 | 0.1 | N |  |  | N | IPP Non-CHP | 2 | X | DFO | LFG
Petroleum Liquids.DFO | petroleum | TRUE | 55938 | Industrial Power Generating Company LLC | 56690 | Pine Grove | PA | Schuylkill | 8 | Petroleum Liquids | IC |  | S | 0.3 | 1 | 0.3 | 0.3 | 0.1 | N |  |  | N | IPP Non-CHP | 2 | X | DFO | LFG
Petroleum Liquids.DFO | petroleum | TRUE | 55938 | Industrial Power Generating Company LLC | 56690 | Pine Grove | PA | Schuylkill | 9 | Petroleum Liquids | IC |  | S | 0.3 | 1 | 0.3 | 0.3 | 0.1 | N |  |  | N | IPP Non-CHP | 2 | X | DFO | LFG
Petroleum Liquids.DFO | petroleum | TRUE | 55938 | Industrial Power Generating Company LLC | 56692 | Rockville 1 & 2 | VA | Goochland | 1A | Petroleum Liquids | IC |  | S | 0.3 | 1 | 0.3 | 0.3 | 0.1 | N |  |  | N | IPP Non-CHP | 2 | X | DFO
Petroleum Liquids.DFO | petroleum | TRUE | 55938 | Industrial Power Generating Company LLC | 56692 | Rockville 1 & 2 | VA | Goochland | 1B | Petroleum Liquids | IC |  | S | 0.3 | 1 | 0.3 | 0.3 | 0.1 | N |  |  | N | IPP Non-CHP | 2 | X | DFO
Petroleum Liquids.DFO | petroleum | TRUE | 55938 | Industrial Power Generating Company LLC | 56692 | Rockville 1 & 2 | VA | Goochland | 1C | Petroleum Liquids | IC |  | S | 0.3 | 1 | 0.3 | 0.3 | 0.1 | N |  |  | N | IPP Non-CHP | 2 | X | DFO
Petroleum Liquids.DFO | petroleum | TRUE | 55938 | Industrial Power Generating Company LLC | 56692 | Rockville 1 & 2 | VA | Goochland | 1D | Petroleum Liquids | IC |  | S | 0.3 | 1 | 0.3 | 0.3 | 0.1 | N |  |  | N | IPP Non-CHP | 2 | X | DFO
Petroleum Liquids.DFO | petroleum | TRUE | 55938 | Industrial Power Generating Company LLC | 56692 | Rockville 1 & 2 | VA | Goochland | 1E | Petroleum Liquids | IC |  | S | 0.3 | 1 | 0.3 | 0.3 | 0.1 | N |  |  | N | IPP Non-CHP | 2 | X | DFO
Petroleum Liquids.DFO | petroleum | TRUE | 55938 | Industrial Power Generating Company LLC | 56692 | Rockville 1 & 2 | VA | Goochland | 1F | Petroleum Liquids | IC |  | S | 0.3 | 1 | 0.3 | 0.3 | 0.1 | N |  |  | N | IPP Non-CHP | 2 | X | DFO
Petroleum Liquids.DFO | petroleum | TRUE | 55938 | Industrial Power Generating Company LLC | 56692 | Rockville 1 & 2 | VA | Goochland | 1G | Petroleum Liquids | IC |  | S | 0.3 | 1 | 0.3 | 0.3 | 0.1 | N |  |  | N | IPP Non-CHP | 2 | X | DFO
Petroleum Liquids.DFO | petroleum | TRUE | 55938 | Industrial Power Generating Company LLC | 56692 | Rockville 1 & 2 | VA | Goochland | 1H | Petroleum Liquids | IC |  | S | 0.3 | 1 | 0.3 | 0.3 | 0.1 | N |  |  | N | IPP Non-CHP | 2 | X | DFO
Petroleum Liquids.DFO | petroleum | TRUE | 55938 | Industrial Power Generating Company LLC | 56692 | Rockville 1 & 2 | VA | Goochland | 1I | Petroleum Liquids | IC |  | S | 0.3 | 1 | 0.3 | 0.3 | 0.1 | N |  |  | N | IPP Non-CHP | 2 | X | DFO
Petroleum Liquids.DFO | petroleum | TRUE | 55938 | Industrial Power Generating Company LLC | 56692 | Rockville 1 & 2 | VA | Goochland | 1J | Petroleum Liquids | IC |  | S | 0.3 | 1 | 0.3 | 0.3 | 0.1 | N |  |  | N | IPP Non-CHP | 2 | X | DFO
Petroleum Liquids.DFO | petroleum | TRUE | 55938 | Industrial Power Generating Company LLC | 56692 | Rockville 1 & 2 | VA | Goochland | 1K | Petroleum Liquids | IC |  | S | 0.3 | 1 | 0.3 | 0.3 | 0.1 | N |  |  | N | IPP Non-CHP | 2 | X | DFO
Petroleum Liquids.DFO | petroleum | TRUE | 55938 | Industrial Power Generating Company LLC | 56692 | Rockville 1 & 2 | VA | Goochland | 1L | Petroleum Liquids | IC |  | S | 0.3 | 1 | 0.3 | 0.3 | 0.1 | N |  |  | N | IPP Non-CHP | 2 | X | DFO
Petroleum Liquids.DFO | petroleum | TRUE | 55938 | Industrial Power Generating Company LLC | 56692 | Rockville 1 & 2 | VA | Goochland | 1M | Petroleum Liquids | IC |  | S | 0.3 | 1 | 0.3 | 0.3 | 0.1 | N |  |  | N | IPP Non-CHP | 2 | X | DFO
Petroleum Liquids.DFO | petroleum | TRUE | 55938 | Industrial Power Generating Company LLC | 56692 | Rockville 1 & 2 | VA | Goochland | 1N | Petroleum Liquids | IC |  | S | 0.3 | 1 | 0.3 | 0.3 | 0.1 | N |  |  | N | IPP Non-CHP | 2 | X | DFO
Petroleum Liquids.DFO | petroleum | TRUE | 55938 | Industrial Power Generating Company LLC | 56692 | Rockville 1 & 2 | VA | Goochland | 1O | Petroleum Liquids | IC |  | S | 0.3 | 1 | 0.3 | 0.3 | 0.1 | N |  |  | N | IPP Non-CHP | 2 | X | DFO
Petroleum Liquids.DFO | petroleum | TRUE | 55938 | Industrial Power Generating Company LLC | 56692 | Rockville 1 & 2 | VA | Goochland | 2A | Petroleum Liquids | IC |  | S | 0.3 | 1 | 0.3 | 0.3 | 0.1 | N |  |  | N | IPP Non-CHP | 2 | X | DFO
Petroleum Liquids.DFO | petroleum | TRUE | 55938 | Industrial Power Generating Company LLC | 56692 | Rockville 1 & 2 | VA | Goochland | 2B | Petroleum Liquids | IC |  | S | 0.3 | 1 | 0.3 | 0.3 | 0.1 | N |  |  | N | IPP Non-CHP | 2 | X | DFO
Petroleum Liquids.DFO | petroleum | TRUE | 55938 | Industrial Power Generating Company LLC | 56692 | Rockville 1 & 2 | VA | Goochland | 2C | Petroleum Liquids | IC |  | S | 0.3 | 1 | 0.3 | 0.3 | 0.1 | N |  |  | N | IPP Non-CHP | 2 | X | DFO
Petroleum Liquids.DFO | petroleum | TRUE | 55938 | Industrial Power Generating Company LLC | 56692 | Rockville 1 & 2 | VA | Goochland | 2D | Petroleum Liquids | IC |  | S | 0.3 | 1 | 0.3 | 0.3 | 0.1 | N |  |  | N | IPP Non-CHP | 2 | X | DFO
Petroleum Liquids.DFO | petroleum | TRUE | 55938 | Industrial Power Generating Company LLC | 56692 | Rockville 1 & 2 | VA | Goochland | 2E | Petroleum Liquids | IC |  | S | 0.3 | 1 | 0.3 | 0.3 | 0.1 | N |  |  | N | IPP Non-CHP | 2 | X | DFO
Petroleum Liquids.DFO | petroleum | TRUE | 55938 | Industrial Power Generating Company LLC | 56692 | Rockville 1 & 2 | VA | Goochland | 2F | Petroleum Liquids | IC |  | S | 0.3 | 1 | 0.3 | 0.3 | 0.1 | N |  |  | N | IPP Non-CHP | 2 | X | DFO
Petroleum Liquids.DFO | petroleum | TRUE | 55938 | Industrial Power Generating Company LLC | 56692 | Rockville 1 & 2 | VA | Goochland | 2G | Petroleum Liquids | IC |  | S | 0.3 | 1 | 0.3 | 0.3 | 0.1 | N |  |  | N | IPP Non-CHP | 2 | X | DFO
Petroleum Liquids.DFO | petroleum | TRUE | 55938 | Industrial Power Generating Company LLC | 56692 | Rockville 1 & 2 | VA | Goochland | 2H | Petroleum Liquids | IC |  | S | 0.3 | 1 | 0.3 | 0.3 | 0.1 | N |  |  | N | IPP Non-CHP | 2 | X | DFO
Petroleum Liquids.DFO | petroleum | TRUE | 55938 | Industrial Power Generating Company LLC | 56692 | Rockville 1 & 2 | VA | Goochland | 2I | Petroleum Liquids | IC |  | S | 0.3 | 1 | 0.3 | 0.3 | 0.1 | N |  |  | N | IPP Non-CHP | 2 | X | DFO
Petroleum Liquids.DFO | petroleum | TRUE | 55938 | Industrial Power Generating Company LLC | 56692 | Rockville 1 & 2 | VA | Goochland | 2J | Petroleum Liquids | IC |  | S | 0.3 | 1 | 0.3 | 0.3 | 0.1 | N |  |  | N | IPP Non-CHP | 2 | X | DFO
Petroleum Liquids.DFO | petroleum | TRUE | 55938 | Industrial Power Generating Company LLC | 56692 | Rockville 1 & 2 | VA | Goochland | 2K | Petroleum Liquids | IC |  | S | 0.3 | 1 | 0.3 | 0.3 | 0.1 | N |  |  | N | IPP Non-CHP | 2 | X | DFO
Petroleum Liquids.DFO | petroleum | TRUE | 55938 | Industrial Power Generating Company LLC | 56692 | Rockville 1 & 2 | VA | Goochland | 2L | Petroleum Liquids | IC |  | S | 0.3 | 1 | 0.3 | 0.3 | 0.1 | N |  |  | N | IPP Non-CHP | 2 | X | DFO
Petroleum Liquids.DFO | petroleum | TRUE | 55938 | Industrial Power Generating Company LLC | 56692 | Rockville 1 & 2 | VA | Goochland | 2M | Petroleum Liquids | IC |  | S | 0.3 | 1 | 0.3 | 0.3 | 0.1 | N |  |  | N | IPP Non-CHP | 2 | X | DFO
Petroleum Liquids.DFO | petroleum | TRUE | 55938 | Industrial Power Generating Company LLC | 56692 | Rockville 1 & 2 | VA | Goochland | 2N | Petroleum Liquids | IC |  | S | 0.3 | 1 | 0.3 | 0.3 | 0.1 | N |  |  | N | IPP Non-CHP | 2 | X | DFO
Petroleum Liquids.DFO | petroleum | TRUE | 55938 | Industrial Power Generating Company LLC | 56692 | Rockville 1 & 2 | VA | Goochland | 2O | Petroleum Liquids | IC |  | S | 0.3 | 1 | 0.3 | 0.3 | 0.1 | N |  |  | N | IPP Non-CHP | 2 | X | DFO
Petroleum Liquids.DFO | petroleum | TRUE | 55938 | Industrial Power Generating Company LLC | 56692 | Rockville 1 & 2 | VA | Goochland | 2P | Petroleum Liquids | IC |  | S | 0.3 | 1 | 0.3 | 0.3 | 0.1 | N |  |  | N | IPP Non-CHP | 2 | X | DFO
Petroleum Liquids.DFO | petroleum | TRUE | 55938 | Industrial Power Generating Company LLC | 56692 | Rockville 1 & 2 | VA | Goochland | 2Q | Petroleum Liquids | IC |  | S | 0.3 | 1 | 0.3 | 0.3 | 0.1 | N |  |  | N | IPP Non-CHP | 2 | X | DFO
Petroleum Liquids.DFO | petroleum | TRUE | 55938 | Industrial Power Generating Company LLC | 56692 | Rockville 1 & 2 | VA | Goochland | 2R | Petroleum Liquids | IC |  | S | 0.3 | 1 | 0.3 | 0.3 | 0.1 | N |  |  | N | IPP Non-CHP | 2 | X | DFO
Petroleum Liquids.DFO | petroleum | TRUE | 55938 | Industrial Power Generating Company LLC | 56692 | Rockville 1 & 2 | VA | Goochland | 2S | Petroleum Liquids | IC |  | S | 0.3 | 1 | 0.3 | 0.3 | 0.1 | N |  |  | N | IPP Non-CHP | 2 | X | DFO
Petroleum Liquids.DFO | petroleum | TRUE | 55938 | Industrial Power Generating Company LLC | 56692 | Rockville 1 & 2 | VA | Goochland | 2T | Petroleum Liquids | IC |  | S | 0.3 | 1 | 0.3 | 0.3 | 0.1 | N |  |  | N | IPP Non-CHP | 2 | X | DFO
Petroleum Liquids.DFO | petroleum | TRUE | 55938 | Industrial Power Generating Company LLC | 56692 | Rockville 1 & 2 | VA | Goochland | 2U | Petroleum Liquids | IC |  | S | 0.3 | 1 | 0.3 | 0.3 | 0.1 | N |  |  | N | IPP Non-CHP | 2 | X | DFO
Landfill Gas.LFG | natural gas peaker | TRUE | 55938 | Industrial Power Generating Company LLC | 56693 | Virginia Beach | VA | Virginia Beach City | 1 | Landfill Gas | IC |  | S | 0.3 | 1 | 0.3 | 0.3 | 0.1 | N |  |  | N | IPP Non-CHP | 2 | X | LFG | DFO
Landfill Gas.LFG | natural gas peaker | TRUE | 55938 | Industrial Power Generating Company LLC | 56693 | Virginia Beach | VA | Virginia Beach City | 10 | Landfill Gas | IC |  | S | 0.3 | 1 | 0.3 | 0.3 | 0.1 | N |  |  | N | IPP Non-CHP | 2 | X | LFG | DFO
Landfill Gas.LFG | natural gas peaker | TRUE | 55938 | Industrial Power Generating Company LLC | 56693 | Virginia Beach | VA | Virginia Beach City | 11 | Landfill Gas | IC |  | S | 0.3 | 1 | 0.3 | 0.3 | 0.1 | N |  |  | N | IPP Non-CHP | 2 | X | LFG | DFO
Landfill Gas.LFG | natural gas peaker | TRUE | 55938 | Industrial Power Generating Company LLC | 56693 | Virginia Beach | VA | Virginia Beach City | 12 | Landfill Gas | IC |  | S | 0.3 | 1 | 0.3 | 0.3 | 0.1 | N |  |  | N | IPP Non-CHP | 2 | X | LFG | DFO
Landfill Gas.LFG | natural gas peaker | TRUE | 55938 | Industrial Power Generating Company LLC | 56693 | Virginia Beach | VA | Virginia Beach City | 13 | Landfill Gas | IC |  | S | 0.3 | 1 | 0.3 | 0.3 | 0.1 | N |  |  | N | IPP Non-CHP | 2 | X | LFG | DFO
Landfill Gas.LFG | natural gas peaker | TRUE | 55938 | Industrial Power Generating Company LLC | 56693 | Virginia Beach | VA | Virginia Beach City | 14 | Landfill Gas | IC |  | S | 0.3 | 1 | 0.3 | 0.3 | 0.1 | N |  |  | N | IPP Non-CHP | 2 | X | LFG | DFO
Landfill Gas.LFG | natural gas peaker | TRUE | 55938 | Industrial Power Generating Company LLC | 56693 | Virginia Beach | VA | Virginia Beach City | 15 | Landfill Gas | IC |  | S | 0.3 | 1 | 0.3 | 0.3 | 0.1 | N |  |  | N | IPP Non-CHP | 2 | X | LFG | DFO
Landfill Gas.LFG | natural gas peaker | TRUE | 55938 | Industrial Power Generating Company LLC | 56693 | Virginia Beach | VA | Virginia Beach City | 16 | Landfill Gas | IC |  | S | 0.3 | 1 | 0.3 | 0.3 | 0.1 | N |  |  | N | IPP Non-CHP | 2 | X | LFG | DFO
Landfill Gas.LFG | natural gas peaker | TRUE | 55938 | Industrial Power Generating Company LLC | 56693 | Virginia Beach | VA | Virginia Beach City | 17 | Landfill Gas | IC |  | S | 0.3 | 1 | 0.3 | 0.3 | 0.1 | N |  |  | N | IPP Non-CHP | 2 | X | LFG | DFO
Landfill Gas.LFG | natural gas peaker | TRUE | 55938 | Industrial Power Generating Company LLC | 56693 | Virginia Beach | VA | Virginia Beach City | 18 | Landfill Gas | IC |  | S | 0.3 | 1 | 0.3 | 0.3 | 0.1 | N |  |  | N | IPP Non-CHP | 2 | X | LFG | DFO
Landfill Gas.LFG | natural gas peaker | TRUE | 55938 | Industrial Power Generating Company LLC | 56693 | Virginia Beach | VA | Virginia Beach City | 19 | Landfill Gas | IC |  | S | 0.3 | 1 | 0.3 | 0.3 | 0.1 | N |  |  | N | IPP Non-CHP | 2 | X | LFG | DFO
Landfill Gas.LFG | natural gas peaker | TRUE | 55938 | Industrial Power Generating Company LLC | 56693 | Virginia Beach | VA | Virginia Beach City | 2 | Landfill Gas | IC |  | S | 0.3 | 1 | 0.3 | 0.3 | 0.1 | N |  |  | N | IPP Non-CHP | 2 | X | LFG | DFO
Landfill Gas.LFG | natural gas peaker | TRUE | 55938 | Industrial Power Generating Company LLC | 56693 | Virginia Beach | VA | Virginia Beach City | 20 | Landfill Gas | IC |  | S | 0.3 | 1 | 0.3 | 0.3 | 0.1 | N |  |  | N | IPP Non-CHP | 2 | X | LFG | DFO
Landfill Gas.LFG | natural gas peaker | TRUE | 55938 | Industrial Power Generating Company LLC | 56693 | Virginia Beach | VA | Virginia Beach City | 21 | Landfill Gas | IC |  | S | 0.3 | 1 | 0.3 | 0.3 | 0.1 | N |  |  | N | IPP Non-CHP | 2 | X | LFG | DFO
Landfill Gas.LFG | natural gas peaker | TRUE | 55938 | Industrial Power Generating Company LLC | 56693 | Virginia Beach | VA | Virginia Beach City | 22 | Landfill Gas | IC |  | S | 0.3 | 1 | 0.3 | 0.3 | 0.1 | N |  |  | N | IPP Non-CHP | 2 | X | LFG | DFO
Landfill Gas.LFG | natural gas peaker | TRUE | 55938 | Industrial Power Generating Company LLC | 56693 | Virginia Beach | VA | Virginia Beach City | 23 | Landfill Gas | IC |  | S | 0.3 | 1 | 0.3 | 0.3 | 0.1 | N |  |  | N | IPP Non-CHP | 2 | X | LFG | DFO
Landfill Gas.LFG | natural gas peaker | TRUE | 55938 | Industrial Power Generating Company LLC | 56693 | Virginia Beach | VA | Virginia Beach City | 24 | Landfill Gas | IC |  | S | 0.3 | 1 | 0.3 | 0.3 | 0.1 | N |  |  | N | IPP Non-CHP | 2 | X | LFG | DFO
Landfill Gas.LFG | natural gas peaker | TRUE | 55938 | Industrial Power Generating Company LLC | 56693 | Virginia Beach | VA | Virginia Beach City | 25 | Landfill Gas | IC |  | S | 0.3 | 1 | 0.3 | 0.3 | 0.1 | N |  |  | N | IPP Non-CHP | 2 | X | LFG | DFO
Landfill Gas.LFG | natural gas peaker | TRUE | 55938 | Industrial Power Generating Company LLC | 56693 | Virginia Beach | VA | Virginia Beach City | 26 | Landfill Gas | IC |  | S | 0.3 | 1 | 0.3 | 0.3 | 0.1 | N |  |  | N | IPP Non-CHP | 2 | X | LFG | DFO
Landfill Gas.LFG | natural gas peaker | TRUE | 55938 | Industrial Power Generating Company LLC | 56693 | Virginia Beach | VA | Virginia Beach City | 27 | Landfill Gas | IC |  | S | 0.3 | 1 | 0.3 | 0.3 | 0.1 | N |  |  | N | IPP Non-CHP | 2 | X | LFG | DFO
Landfill Gas.LFG | natural gas peaker | TRUE | 55938 | Industrial Power Generating Company LLC | 56693 | Virginia Beach | VA | Virginia Beach City | 28 | Landfill Gas | IC |  | S | 0.3 | 1 | 0.3 | 0.3 | 0.1 | N |  |  | N | IPP Non-CHP | 2 | X | LFG | DFO
Landfill Gas.LFG | natural gas peaker | TRUE | 55938 | Industrial Power Generating Company LLC | 56693 | Virginia Beach | VA | Virginia Beach City | 29 | Landfill Gas | IC |  | S | 0.3 | 1 | 0.3 | 0.3 | 0.1 | N |  |  | N | IPP Non-CHP | 2 | X | LFG | DFO
Landfill Gas.LFG | natural gas peaker | TRUE | 55938 | Industrial Power Generating Company LLC | 56693 | Virginia Beach | VA | Virginia Beach City | 3 | Landfill Gas | IC |  | S | 0.3 | 1 | 0.3 | 0.3 | 0.1 | N |  |  | N | IPP Non-CHP | 2 | X | LFG | DFO
Landfill Gas.LFG | natural gas peaker | TRUE | 55938 | Industrial Power Generating Company LLC | 56693 | Virginia Beach | VA | Virginia Beach City | 30 | Landfill Gas | IC |  | S | 0.3 | 1 | 0.3 | 0.3 | 0.1 | N |  |  | N | IPP Non-CHP | 2 | X | LFG | DFO
Landfill Gas.LFG | natural gas peaker | TRUE | 55938 | Industrial Power Generating Company LLC | 56693 | Virginia Beach | VA | Virginia Beach City | 31 | Landfill Gas | IC |  | S | 0.3 | 1 | 0.3 | 0.3 | 0.1 | N |  |  | N | IPP Non-CHP | 2 | X | LFG | DFO
Landfill Gas.LFG | natural gas peaker | TRUE | 55938 | Industrial Power Generating Company LLC | 56693 | Virginia Beach | VA | Virginia Beach City | 32 | Landfill Gas | IC |  | S | 0.3 | 1 | 0.3 | 0.3 | 0.1 | N |  |  | N | IPP Non-CHP | 2 | X | LFG | DFO
Landfill Gas.LFG | natural gas peaker | TRUE | 55938 | Industrial Power Generating Company LLC | 56693 | Virginia Beach | VA | Virginia Beach City | 33 | Landfill Gas | IC |  | S | 0.3 | 1 | 0.3 | 0.3 | 0.1 | N |  |  | N | IPP Non-CHP | 2 | X | LFG | DFO
Landfill Gas.LFG | natural gas peaker | TRUE | 55938 | Industrial Power Generating Company LLC | 56693 | Virginia Beach | VA | Virginia Beach City | 34 | Landfill Gas | IC |  | S | 0.3 | 1 | 0.3 | 0.3 | 0.1 | N |  |  | N | IPP Non-CHP | 2 | X | LFG | DFO
Landfill Gas.LFG | natural gas peaker | TRUE | 55938 | Industrial Power Generating Company LLC | 56693 | Virginia Beach | VA | Virginia Beach City | 35 | Landfill Gas | IC |  | S | 0.3 | 1 | 0.3 | 0.3 | 0.1 | N |  |  | N | IPP Non-CHP | 2 | X | LFG | DFO
Landfill Gas.LFG | natural gas peaker | TRUE | 55938 | Industrial Power Generating Company LLC | 56693 | Virginia Beach | VA | Virginia Beach City | 36 | Landfill Gas | IC |  | S | 0.3 | 1 | 0.3 | 0.3 | 0.1 | N |  |  | N | IPP Non-CHP | 2 | X | LFG | DFO
Landfill Gas.LFG | natural gas peaker | TRUE | 55938 | Industrial Power Generating Company LLC | 56693 | Virginia Beach | VA | Virginia Beach City | 4 | Landfill Gas | IC |  | S | 0.3 | 1 | 0.3 | 0.3 | 0.1 | N |  |  | N | IPP Non-CHP | 2 | X | LFG | DFO
Landfill Gas.LFG | natural gas peaker | TRUE | 55938 | Industrial Power Generating Company LLC | 56693 | Virginia Beach | VA | Virginia Beach City | 5 | Landfill Gas | IC |  | S | 0.3 | 1 | 0.3 | 0.3 | 0.1 | N |  |  | N | IPP Non-CHP | 2 | X | LFG | DFO
Landfill Gas.LFG | natural gas peaker | TRUE | 55938 | Industrial Power Generating Company LLC | 56693 | Virginia Beach | VA | Virginia Beach City | 6 | Landfill Gas | IC |  | S | 0.3 | 1 | 0.3 | 0.3 | 0.1 | N |  |  | N | IPP Non-CHP | 2 | X | LFG | DFO
Landfill Gas.LFG | natural gas peaker | TRUE | 55938 | Industrial Power Generating Company LLC | 56693 | Virginia Beach | VA | Virginia Beach City | 7 | Landfill Gas | IC |  | S | 0.3 | 1 | 0.3 | 0.3 | 0.1 | N |  |  | N | IPP Non-CHP | 2 | X | LFG | DFO
Landfill Gas.LFG | natural gas peaker | TRUE | 55938 | Industrial Power Generating Company LLC | 56693 | Virginia Beach | VA | Virginia Beach City | 8 | Landfill Gas | IC |  | S | 0.3 | 1 | 0.3 | 0.3 | 0.1 | N |  |  | N | IPP Non-CHP | 2 | X | LFG | DFO
Landfill Gas.LFG | natural gas peaker | TRUE | 55938 | Industrial Power Generating Company LLC | 56693 | Virginia Beach | VA | Virginia Beach City | 9 | Landfill Gas | IC |  | S | 0.3 | 1 | 0.3 | 0.3 | 0.1 | N |  |  | N | IPP Non-CHP | 2 | X | LFG | DFO
Conventional Hydroelectric.WAT | hydro | TRUE | 55939 | Columbia Basin Hydropower | 56694 | Russell D Smith | WA | Adams | 1 | Conventional Hydroelectric | HY |  | J | 6.1 | 0.9 | 6.1 |  | 0.2 | N |  |  | N | Electric Utility | 1 | X | WAT
Conventional Hydroelectric.WAT | hydro | TRUE | 55939 | Columbia Basin Hydropower | 56695 | Summer Falls Power Plant | WA | Grant | 1 | Conventional Hydroelectric | HY |  | J | 46 | 0.95 | 46 |  | 14 | N |  |  | N | Electric Utility | 1 | X | WAT
Conventional Hydroelectric.WAT | hydro | TRUE | 55939 | Columbia Basin Hydropower | 56695 | Summer Falls Power Plant | WA | Grant | 2 | Conventional Hydroelectric | HY |  | J | 46 | 0.95 | 46 |  | 14 | N |  |  | N | Electric Utility | 1 | X | WAT
Conventional Hydroelectric.WAT | hydro | TRUE | 55939 | Columbia Basin Hydropower | 56696 | Eltopia Branch Canal 4.6 | WA | Franklin | 1 | Conventional Hydroelectric | HY |  | J | 2.2 | 0.9 | 2.2 |  | 0.1 | N |  |  | N | Electric Utility | 1 | X | WAT
Conventional Hydroelectric.WAT | hydro | TRUE | 55939 | Columbia Basin Hydropower | 56697 | Potholes East Canal 66.0 | WA | Franklin | 1 | Conventional Hydroelectric | HY |  | J | 2.3 | 0.9 | 2.3 |  | 0.1 | N |  |  | N | Electric Utility | 1 | X | WAT
Conventional Hydroelectric.WAT | hydro | TRUE | 55939 | Columbia Basin Hydropower | 56698 | Main Canal Headworks | WA | Grant | 1 | Conventional Hydroelectric | HY |  | J | 26.8 | 0.95 | 26.8 |  | 3 | N |  |  | N | Electric Utility | 1 | X | WAT
Onshore Wind Turbine.WND | onshore wind | TRUE | 64632 | Forward Windpower, LLC | 56699 | Forward Windpower LLC | PA | Somerset | 1 | Onshore Wind Turbine | WT |  | S | 29.4 |  | 29.4 | 29.4 | 1 | N |  |  | N | IPP Non-CHP | 2 | X | WND
Onshore Wind Turbine.WND | onshore wind | TRUE | 64650 | Lookout Windpower, LLC | 56700 | Lookout Windpower LLC | PA | Somerset | 1 | Onshore Wind Turbine | WT |  | S | 37.8 |  | 37.8 | 37.8 | 1 | N |  |  | N | IPP Non-CHP | 2 | X | WND
Natural Gas Internal Combustion Engine.NG | natural gas peaker | TRUE | 57249 | EPP Renewable Energy | 56701 | Haworth Water Treatment Plant | NJ | Bergen | GEN1 | Natural Gas Internal Combustion Engine | IC |  | S | 2 | 0.8 | 2 | 2 | 1 | N |  |  | N | IPP Non-CHP | 2 | X | NG
Natural Gas Internal Combustion Engine.NG | natural gas peaker | TRUE | 57249 | EPP Renewable Energy | 56701 | Haworth Water Treatment Plant | NJ | Bergen | GEN2 | Natural Gas Internal Combustion Engine | IC |  | S | 2 | 0.8 | 2 | 2 | 1 | N |  |  | N | IPP Non-CHP | 2 | X | NG
Natural Gas Internal Combustion Engine.NG | natural gas peaker | TRUE | 57249 | EPP Renewable Energy | 56701 | Haworth Water Treatment Plant | NJ | Bergen | GEN3 | Natural Gas Internal Combustion Engine | IC |  | S | 2 | 0.8 | 2 | 2 | 1 | N |  |  | N | IPP Non-CHP | 2 | X | NG
Natural Gas Internal Combustion Engine.NG | natural gas peaker | TRUE | 57249 | EPP Renewable Energy | 56701 | Haworth Water Treatment Plant | NJ | Bergen | GEN4 | Natural Gas Internal Combustion Engine | IC |  | S | 2 | 0.8 | 2 | 2 | 1 | N |  |  | N | IPP Non-CHP | 2 | X | NG
Petroleum Liquids.DFO | petroleum | TRUE | 57249 | EPP Renewable Energy | 56701 | Haworth Water Treatment Plant | NJ | Bergen | GEN5 | Petroleum Liquids | IC |  | S | 4 | 1 | 3.9 | 3.9 | 1 | N |  |  | N | IPP Non-CHP | 2 | X | DFO
Petroleum Liquids.DFO | petroleum | TRUE | 57249 | EPP Renewable Energy | 56701 | Haworth Water Treatment Plant | NJ | Bergen | GEN6 | Petroleum Liquids | IC |  | S | 4 | 1 | 3.9 | 3.9 | 1 | N |  |  | N | IPP Non-CHP | 2 | X | DFO
Onshore Wind Turbine.WND | onshore wind | TRUE | 19281 | Turlock Irrigation District | 56702 | Tuolumne Wind Project | WA | Klickitat | WPT1 | Onshore Wind Turbine | WT |  | S | 136.3 |  | 136.3 | 136.3 | 0 | N |  |  | N | Electric Utility | 1 | X | WND
Conventional Hydroelectric.WAT | hydro | TRUE | 55941 | Northbrook Lyons Falls LLC | 56703 | Lyons Falls Hydroelectric | NY | Lewis | 1 | Conventional Hydroelectric | HY |  | S | 1 | 0.99 | 1 | 1 | 0.1 | N |  |  | N | IPP Non-CHP | 2 | X | WAT
Conventional Hydroelectric.WAT | hydro | TRUE | 55941 | Northbrook Lyons Falls LLC | 56703 | Lyons Falls Hydroelectric | NY | Lewis | 6 | Conventional Hydroelectric | HY |  | S | 1.2 | 0.99 | 1.2 | 1.2 | 0.1 | N |  |  | N | IPP Non-CHP | 2 | X | WAT
Conventional Hydroelectric.WAT | hydro | TRUE | 55941 | Northbrook Lyons Falls LLC | 56703 | Lyons Falls Hydroelectric | NY | Lewis | 7 | Conventional Hydroelectric | HY |  | S | 1.2 | 0.99 | 1.2 | 1.2 | 0.1 | N |  |  | N | IPP Non-CHP | 2 | X | WAT
Conventional Hydroelectric.WAT | hydro | TRUE | 55941 | Northbrook Lyons Falls LLC | 56703 | Lyons Falls Hydroelectric | NY | Lewis | 8 | Conventional Hydroelectric | HY |  | S | 1.3 | 0.99 | 1.2 | 1.2 | 0.1 | N |  |  | N | IPP Non-CHP | 2 | X | WAT
Conventional Hydroelectric.WAT | hydro | TRUE | 55941 | Northbrook Lyons Falls LLC | 56703 | Lyons Falls Hydroelectric | NY | Lewis | 9 | Conventional Hydroelectric | HY |  | S | 0.9 | 0.99 | 0.9 | 0.9 | 0.1 | N |  |  | N | IPP Non-CHP | 2 | X | WAT
Conventional Hydroelectric.WAT | hydro | TRUE | 55941 | Northbrook Lyons Falls LLC | 56704 | Gouldtown | NY | Lewis | 3 | Conventional Hydroelectric | HY |  | S | 2 | 0.99 | 2 | 2 | 0.1 | N |  |  | N | IPP Non-CHP | 2 | X | WAT
Conventional Hydroelectric.WAT | hydro | TRUE | 55941 | Northbrook Lyons Falls LLC | 56705 | Kosterville | NY | Lewis | 4 | Conventional Hydroelectric | HY |  | S | 0.5 | 0.99 | 0.5 | 0.5 | 0.1 | N |  |  | N | IPP Non-CHP | 2 | X | WAT
Conventional Hydroelectric.WAT | hydro | TRUE | 55941 | Northbrook Lyons Falls LLC | 56705 | Kosterville | NY | Lewis | 5 | Conventional Hydroelectric | HY |  | S | 0.5 | 0.99 | 0.5 | 0.5 | 0.1 | N |  |  | N | IPP Non-CHP | 2 | X | WAT
Wood/Wood Waste Biomass.WDS | biomass | TRUE | 55953 | Ampersand Chowchilla Biomass LLC | 56706 | Ampersand Chowchilla Biomass LLC | CA | Madera | AMPC | Wood/Wood Waste Biomass | ST |  | S | 12.5 | 0.85 | 10.5 | 10.5 | 8 | N |  |  | N | IPP Non-CHP | 2 | X | WDS
Wood/Wood Waste Biomass.WDS | biomass | TRUE | 55952 | Merced Power LLC | 56707 | El Nido Facility | CA | Merced | AMPC | Wood/Wood Waste Biomass | ST |  | S | 12.5 | 0.85 | 10.5 | 10.5 | 8 | N |  |  | N | IPP Non-CHP | 2 | X | WDS
Natural Gas Steam Turbine.NG | natural gas steam turbine | FALSE | 6541 | Formosa Plastics Corp | 56708 | CFB Power Plant | TX | Calhoun | G2101 | Natural Gas Steam Turbine | ST |  | S | 155 | 0.85 | 143.1 | 143.1 | 43 | N |  |  | N | Industrial Non-CHP | 6 | X | NG
Natural Gas Steam Turbine.NG | natural gas steam turbine | FALSE | 6541 | Formosa Plastics Corp | 56708 | CFB Power Plant | TX | Calhoun | G2201 | Natural Gas Steam Turbine | ST |  | S | 155 | 0.85 | 143.1 | 143.1 | 43 | N |  |  | N | Industrial Non-CHP | 6 | X | NG
Onshore Wind Turbine.WND | onshore wind | TRUE | 13781 | Northern States Power Co - Minnesota | 56750 | Jeffers Wind 20 LLC | MN | Cottonwood | 1 | Onshore Wind Turbine | WT |  | J | 50 |  | 50 | 50 | 1 | N |  |  | N | Electric Utility | 1 | X | WND
Onshore Wind Turbine.WND | onshore wind | TRUE | 64661 | Spanish Fork Wind Park 2, LLC | 56751 | Spanish Fork Wind Park 2 LLC | UT | Utah | 1 | Onshore Wind Turbine | WT |  | S | 18.9 |  | 18.9 | 18.9 | 1 | N |  |  | N | IPP Non-CHP | 2 | X | WND
Onshore Wind Turbine.WND | onshore wind | TRUE | 64651 | Mountain Wind Power LLC | 56752 | Mountain Wind Power LLC | WY | Uinta | 1 | Onshore Wind Turbine | WT |  | J | 61 |  | 61 | 61 | 1 | N |  |  | N | IPP Non-CHP | 2 | X | WND
Onshore Wind Turbine.WND | onshore wind | TRUE | 64652 | Mountain Wind Power II LLC | 56753 | Mountain Wind Power II LLC | WY | Uinta | 1 | Onshore Wind Turbine | WT |  | J | 80 |  | 80 | 80 | 1 | N |  |  | N | IPP Non-CHP | 2 | X | WND
Onshore Wind Turbine.WND | onshore wind | TRUE | 64644 | Goat Wind LP | 56754 | Goat Wind LP | TX | Sterling | 1 | Onshore Wind Turbine | WT |  | J | 80 |  | 80 | 80 | 1 | N |  |  | N | IPP Non-CHP | 2 | X | WND
Onshore Wind Turbine.WND | onshore wind | TRUE | 64644 | Goat Wind LP | 56754 | Goat Wind LP | TX | Sterling | 2 | Onshore Wind Turbine | WT |  | J | 69.6 |  | 69.6 | 69.6 | 1 | N |  |  | N | IPP Non-CHP | 2 | X | WND
Onshore Wind Turbine.WND | onshore wind | TRUE | 59883 | NRG Energy Gas & Wind Holdings Inc | 56755 | Odin Wind Farm LLC | MN | Cottonwood | 1 | Onshore Wind Turbine | WT |  | J | 20 |  | 20 | 20 | 1 | N |  |  | N | IPP Non-CHP | 2 | X | WND
Onshore Wind Turbine.WND | onshore wind | TRUE | 55958 | Capricorn Ridge Wind LLC | 56763 | Capricorn Ridge Wind LLC | TX | Sterling | 1 | Onshore Wind Turbine | WT |  | S | 149.5 |  | 149.5 | 149.5 | 21.5 | N |  |  | N | IPP Non-CHP | 2 | X | WND
Onshore Wind Turbine.WND | onshore wind | TRUE | 55958 | Capricorn Ridge Wind LLC | 56763 | Capricorn Ridge Wind LLC | TX | Sterling | 2 | Onshore Wind Turbine | WT |  | S | 214.5 |  | 214.5 | 214.5 | 7.5 | N |  |  | N | IPP Non-CHP | 2 | X | WND
Onshore Wind Turbine.WND | onshore wind | TRUE | 55958 | Capricorn Ridge Wind LLC | 56763 | Capricorn Ridge Wind LLC | TX | Sterling | 3 | Onshore Wind Turbine | WT |  | S | 186 |  | 186 | 186 | 14.9 | N |  |  | N | IPP Non-CHP | 2 | X | WND
Onshore Wind Turbine.WND | onshore wind | TRUE | 55958 | Capricorn Ridge Wind LLC | 56763 | Capricorn Ridge Wind LLC | TX | Sterling | 4 | Onshore Wind Turbine | WT |  | S | 112.5 |  | 112.5 | 112.5 | 5.6 | N |  |  | N | IPP Non-CHP | 2 | X | WND
Onshore Wind Turbine.WND | onshore wind | TRUE | 15399 | Avangrid Renewables LLC | 56764 | Winnebago Wind Power Project | IA | Winnebago | 1 | Onshore Wind Turbine | WT |  | S | 20 |  | 20 | 20 | 0 | N |  |  | N | IPP Non-CHP | 2 | X | WND
Onshore Wind Turbine.WND | onshore wind | TRUE | 15399 | Avangrid Renewables LLC | 56765 | Barton Windpower LLC | IA | Worth | 1 | Onshore Wind Turbine | WT |  | S | 28 |  | 28 | 28 | 0 | N |  |  | N | IPP Non-CHP | 2 | X | WND
Onshore Wind Turbine.WND | onshore wind | TRUE | 15399 | Avangrid Renewables LLC | 56765 | Barton Windpower LLC | IA | Worth | 2 | Onshore Wind Turbine | WT |  | S | 132 |  | 132 | 132 | 0 | N |  |  | N | IPP Non-CHP | 2 | X | WND
Onshore Wind Turbine.WND | onshore wind | TRUE | 15399 | Avangrid Renewables LLC | 56767 | Farmers City Wind LLC | MO | Atchison | 1 | Onshore Wind Turbine | WT |  | S | 146 |  | 146 | 146 | 0 | N |  |  | N | IPP Non-CHP | 2 | X | WND
Solar Photovoltaic.SUN | solar PV | TRUE | 55961 | CalRenew-1 LLC | 56768 | CalRenew-1 | CA | Fresno | CR1 | Solar Photovoltaic | PV |  | S | 5 |  | 5 | 5 |  | N |  |  | N | IPP Non-CHP | 2 | X | SUN
Onshore Wind Turbine.WND | onshore wind | TRUE | 15399 | Avangrid Renewables LLC | 56770 | Locust Ridge II LLC | PA | Schuylkill | 1 | Onshore Wind Turbine | WT |  | S | 102 |  | 102 | 102 | 0 | N |  |  | N | IPP Non-CHP | 2 | X | WND
Onshore Wind Turbine.WND | onshore wind | TRUE | 62076 | Silver Star I Power Partners LLC | 56771 | Silver Star I Wind Power Project | TX | Erath | 1 | Onshore Wind Turbine | WT |  | J | 52.8 |  | 52.8 | 52.8 | 1 | N |  |  | N | IPP Non-CHP | 2 | X | WND
Onshore Wind Turbine.WND | onshore wind | TRUE | 49893 | Invenergy Services LLC | 56773 | McAdoo Wind Energy LLC | TX | Dickens | 1 | Onshore Wind Turbine | WT |  | S | 150 |  | 150 | 150 | 0 | N |  |  | N | IPP Non-CHP | 2 | X | WND
Onshore Wind Turbine.WND | onshore wind | TRUE | 49893 | Invenergy Services LLC | 56774 | Turkey Track Wind Energy LLC | TX | Nolan | 1 | Onshore Wind Turbine | WT |  | S | 169.5 |  | 169.5 | 169.5 | 0 | N |  |  | N | IPP Non-CHP | 2 | X | WND
Onshore Wind Turbine.WND | onshore wind | TRUE | 49893 | Invenergy Services LLC | 56775 | Scurry County Wind II | TX | Scurry | 1 | Onshore Wind Turbine | WT |  | S | 120 |  | 120 | 120 | 0 | N |  |  | N | IPP Non-CHP | 2 | X | WND
Onshore Wind Turbine.WND | onshore wind | TRUE | 49893 | Invenergy Services LLC | 56776 | Gunsight Mountain Wind Energy LLC | TX | Howard | 1 | Onshore Wind Turbine | WT |  | S | 120 |  | 120 | 120 | 0 | N |  |  | N | IPP Non-CHP | 2 | X | WND
Onshore Wind Turbine.WND | onshore wind | TRUE | 55963 | AE Power Services LLC | 56777 | Fowler Ridge Wind Farm LLC | IN | Benton | FIA | Onshore Wind Turbine | WT |  | W | 201.3 |  | 201.3 | 201.3 | 0.6 | N |  |  | N | IPP Non-CHP | 2 | X | WND
Onshore Wind Turbine.WND | onshore wind | TRUE | 55963 | AE Power Services LLC | 56777 | Fowler Ridge Wind Farm LLC | IN | Benton | FIB | Onshore Wind Turbine | WT |  | W | 100 |  | 100 | 100 | 20 | N |  |  | N | IPP Non-CHP | 2 | X | WND
Onshore Wind Turbine.WND | onshore wind | TRUE | 55963 | AE Power Services LLC | 56777 | Fowler Ridge Wind Farm LLC | IN | Benton | FII | Onshore Wind Turbine | WT |  | W | 200 |  | 200 | 200 | 3.6 | N |  |  | N | IPP Non-CHP | 2 | X | WND
Onshore Wind Turbine.WND | onshore wind | TRUE | 55963 | AE Power Services LLC | 56777 | Fowler Ridge Wind Farm LLC | IN | Benton | FIII | Onshore Wind Turbine | WT |  | W | 99 |  | 99 | 99 | 0.3 | N |  |  | N | IPP Non-CHP | 2 | X | WND
Wood/Wood Waste Biomass.WDS | biomass | TRUE | 55968 | Evergreen BioPower LLC | 56781 | Evergreen BioPower LLC | OR | Linn | 1 | Wood/Wood Waste Biomass | ST |  | S | 21 | 0.85 | 10 | 10 | 0.5 | N |  |  | Y | Industrial CHP | 7 | T | WDS
Onshore Wind Turbine.WND | onshore wind | TRUE | 12199 | Montana-Dakota Utilities Co | 56782 | Diamond Willow Wind Facility | MT | Fallon | DIAW | Onshore Wind Turbine | WT |  | S | 30 |  | 30 | 30 | 0.1 | N |  |  | N | Electric Utility | 1 | X | WND
Onshore Wind Turbine.WND | onshore wind | TRUE | 55981 | Elbow Creek Wind Project LLC | 56783 | Elbow Creek Wind Project LLC | TX | Howard | 1 | Onshore Wind Turbine | WT |  | S | 121.9 |  | 121.9 | 121.9 | 1 | N |  |  | N | IPP Non-CHP | 2 | X | WND
Onshore Wind Turbine.WND | onshore wind | TRUE | 55990 | Cloud County Windfarm, LLC | 56784 | Cloud County Wind Farm | KS | Cloud | 1 | Onshore Wind Turbine | WT |  | S | 105 |  | 105 | 105 | 10 | N |  |  | N | IPP Non-CHP | 2 | X | WND
Onshore Wind Turbine.WND | onshore wind | TRUE | 55990 | Cloud County Windfarm, LLC | 56784 | Cloud County Wind Farm | KS | Cloud | 2 | Onshore Wind Turbine | WT |  | S | 96 |  | 96 | 96 | 10 | N |  |  | N | IPP Non-CHP | 2 | X | WND
Natural Gas Steam Turbine.NG | natural gas steam turbine | FALSE | 55988 | Virginia Polytechnic Inst and State Unv | 56785 | Virginia Tech Power Plant | VA | Montgomery | WG01 | Natural Gas Steam Turbine | ST |  | S | 6.3 | 0.833 | 2.5 | 6.3 | 1 | N |  |  | Y | Commercial CHP | 5 | T | NG | DFO | BIT
Conventional Steam Coal.RC | hard coal | TRUE | 7570 | Great River Energy | 56786 | Spiritwood Station | ND | Stutsman | 1 | Conventional Steam Coal | ST |  | S | 106.2 | 1 | 92.9 | 92.9 | 25 | N |  |  | Y | Electric Utility | 1 | T | RC | NG | PG
Natural Gas Fired Combustion Turbine.NG | natural gas peaker | FALSE | 327 | Air Liquide Large Industries U S LP | 56787 | Geismar Cogen | LA | Ascension | GTG | Natural Gas Fired Combustion Turbine | GT |  | S | 83.9 | 0.85 | 72.5 | 71.3 | 27 | N | 6 | 2030 | Y | Industrial CHP | 7 | T | NG
Onshore Wind Turbine.WND | onshore wind | TRUE | 15399 | Avangrid Renewables LLC | 56789 | Pebble Springs Wind LLC | OR | Gilliam | 1 | Onshore Wind Turbine | WT |  | S | 98.7 |  | 98.7 | 98.7 | 0 | N |  |  | N | IPP Non-CHP | 2 | X | WND
Onshore Wind Turbine.WND | onshore wind | TRUE | 15399 | Avangrid Renewables LLC | 56790 | Hay Canyon Wind Power LLC | OR | Sherman | 1 | Onshore Wind Turbine | WT |  | S | 100.8 |  | 100.8 | 100.8 | 0 | N |  |  | N | IPP Non-CHP | 2 | X | WND
Onshore Wind Turbine.WND | onshore wind | TRUE | 15399 | Avangrid Renewables LLC | 56791 | Dillon Wind LLC | CA | Riverside | 1 | Onshore Wind Turbine | WT |  | S | 45 |  | 45 | 45 | 0 | N |  |  | N | IPP Non-CHP | 2 | X | WND
Onshore Wind Turbine.WND | onshore wind | TRUE | 15399 | Avangrid Renewables LLC | 56792 | Buffalo Ridge I LLC | SD | Brookings | 1 | Onshore Wind Turbine | WT |  | S | 50.4 |  | 50.4 | 50.4 | 0 | N |  |  | N | IPP Non-CHP | 2 | X | WND
Onshore Wind Turbine.WND | onshore wind | TRUE | 15399 | Avangrid Renewables LLC | 56793 | Elm Creek Wind LLC | MN | Jackson | 1 | Onshore Wind Turbine | WT |  | S | 99 |  | 99 | 99 | 0 | N |  |  | N | IPP Non-CHP | 2 | X | WND
Onshore Wind Turbine.WND | onshore wind | TRUE | 15399 | Avangrid Renewables LLC | 56794 | Moraine II Wind LLC | MN | Pipestone | 1 | Onshore Wind Turbine | WT |  | S | 49.5 |  | 49.5 | 49.5 | 0 | N |  |  | N | IPP Non-CHP | 2 | X | WND
Onshore Wind Turbine.WND | onshore wind | TRUE | 15399 | Avangrid Renewables LLC | 56795 | Penascal Wind Power LLC | TX | Kenedy | 1 | Onshore Wind Turbine | WT |  | S | 201.6 |  | 201.6 | 201.6 | 0 | N |  |  | N | IPP Non-CHP | 2 | X | WND
Onshore Wind Turbine.WND | onshore wind | TRUE | 15399 | Avangrid Renewables LLC | 56796 | South Chestnut LLC | PA | Fayette | 1 | Onshore Wind Turbine | WT |  | S | 50.4 |  | 50.4 | 50.4 | 0 | N |  |  | N | IPP Non-CHP | 2 | X | WND
Onshore Wind Turbine.WND | onshore wind | TRUE | 55992 | Pioneer Prairie Wind Farm I, LLC | 56797 | Pioneer Prairie Wind Farm | IA | Mitchell | 1 | Onshore Wind Turbine | WT |  | S | 300 |  | 300 | 300 | 2.4 | N |  |  | N | IPP Non-CHP | 2 | X | WND
Natural Gas Fired Combined Cycle.NG | natural gas combined cycle | TRUE | 55993 | Kleen Energy Systems, LLC | 56798 | Kleen Energy Systems Project | CT | Middlesex | ST | Natural Gas Fired Combined Cycle | CA | CC01 | S | 295 | 1 | 268 | 233 | 177 | N |  |  | N | IPP Non-CHP | 2 | X | NG
Natural Gas Fired Combined Cycle.NG | natural gas combined cycle | TRUE | 55993 | Kleen Energy Systems, LLC | 56798 | Kleen Energy Systems Project | CT | Middlesex | U1 | Natural Gas Fired Combined Cycle | CT | CC01 | S | 199 | 1 | 177 | 195 | 120 | N |  |  | N | IPP Non-CHP | 2 | X | NG | DFO
Natural Gas Fired Combined Cycle.NG | natural gas combined cycle | TRUE | 55993 | Kleen Energy Systems, LLC | 56798 | Kleen Energy Systems Project | CT | Middlesex | U2 | Natural Gas Fired Combined Cycle | CT | CC01 | S | 199 | 1 | 177 | 195 | 120 | N |  |  | N | IPP Non-CHP | 2 | X | NG | DFO
Natural Gas Fired Combustion Turbine.NG | natural gas peaker | TRUE | 9617 | JEA | 56799 | Greenland Energy Center | FL | Duval | 1 | Natural Gas Fired Combustion Turbine | GT |  | S | 190.4 | 0.85 | 178.6 | 192.1 | 65 | N |  |  | N | Electric Utility | 1 | X | NG | DFO
Natural Gas Fired Combustion Turbine.NG | natural gas peaker | TRUE | 9617 | JEA | 56799 | Greenland Energy Center | FL | Duval | 2 | Natural Gas Fired Combustion Turbine | GT |  | S | 190.4 | 0.85 | 178.6 | 192.1 | 65 | N |  |  | N | Electric Utility | 1 | X | NG | DFO
Onshore Wind Turbine.WND | onshore wind | TRUE | 8797 | Hull Municipal Light Plant | 56800 | Hull Wind II | MA | Plymouth | HW2 | Onshore Wind Turbine | WT |  | S | 1.8 |  | 1.8 | 1.8 | 1 | N |  |  | N | Electric Utility | 1 | X | WND
Natural Gas Fired Combustion Turbine.NG | natural gas peaker | TRUE | 56019 | Panoche Energy Center, LLC | 56803 | Panoche Energy Center | CA | Fresno | 1 | Natural Gas Fired Combustion Turbine | GT |  | S | 108 | 0.9 | 97 | 104.2 | 50 | N |  |  | N | IPP Non-CHP | 2 | X | NG
Natural Gas Fired Combustion Turbine.NG | natural gas peaker | TRUE | 56019 | Panoche Energy Center, LLC | 56803 | Panoche Energy Center | CA | Fresno | 2 | Natural Gas Fired Combustion Turbine | GT |  | S | 108 | 0.9 | 97 | 104.2 | 50 | N |  |  | N | IPP Non-CHP | 2 | X | NG
Natural Gas Fired Combustion Turbine.NG | natural gas peaker | TRUE | 56019 | Panoche Energy Center, LLC | 56803 | Panoche Energy Center | CA | Fresno | 3 | Natural Gas Fired Combustion Turbine | GT |  | S | 108 | 0.9 | 97 | 104.2 | 50 | N |  |  | N | IPP Non-CHP | 2 | X | NG
Natural Gas Fired Combustion Turbine.NG | natural gas peaker | TRUE | 56019 | Panoche Energy Center, LLC | 56803 | Panoche Energy Center | CA | Fresno | 4 | Natural Gas Fired Combustion Turbine | GT |  | S | 108 | 0.9 | 97 | 104.2 | 50 | N |  |  | N | IPP Non-CHP | 2 | X | NG
Onshore Wind Turbine.WND | onshore wind | TRUE | 55918 | Acciona Wind Energy USA LLC | 56804 | Red Hills Wind Project LLC | OK | Roger Mills | RH | Onshore Wind Turbine | WT |  | S | 123 |  | 123 | 123 | 0 | N |  |  | N | IPP Non-CHP | 2 | X | WND
Onshore Wind Turbine.WND | onshore wind | TRUE | 55918 | Acciona Wind Energy USA LLC | 56805 | EcoGrove Wind LLC | IL | Stephenson | 1 | Onshore Wind Turbine | WT |  | S | 100.5 |  | 100.5 | 100.5 | 0 | N |  |  | N | IPP Non-CHP | 2 | X | WND
Natural Gas Fired Combined Cycle.NG | natural gas combined cycle | TRUE | 56020 | NRG Cedar Bayou Development Company LLC | 56806 | Cedar Bayou 4 | TX | Chambers | 4 | Natural Gas Fired Combined Cycle | CA | CBY4 | J | 178.5 | 0.85 | 172 | 185 | 70 | N |  |  | N | IPP Non-CHP | 2 | X | NG
Natural Gas Fired Combined Cycle.NG | natural gas combined cycle | TRUE | 56020 | NRG Cedar Bayou Development Company LLC | 56806 | Cedar Bayou 4 | TX | Chambers | 41 | Natural Gas Fired Combined Cycle | CT | CBY4 | J | 178.5 | 0.85 | 165 | 207 | 130 | N |  |  | N | IPP Non-CHP | 2 | X | NG
Natural Gas Fired Combined Cycle.NG | natural gas combined cycle | TRUE | 56020 | NRG Cedar Bayou Development Company LLC | 56806 | Cedar Bayou 4 | TX | Chambers | 42 | Natural Gas Fired Combined Cycle | CT | CBY4 | J | 178.5 | 0.85 | 165 | 207 | 130 | N |  |  | N | IPP Non-CHP | 2 | X | NG
Natural Gas Fired Combined Cycle.NG | natural gas combined cycle | TRUE | 19876 | Virginia Electric & Power Co | 56807 | Bear Garden | VA | Buckingham | 1A | Natural Gas Fired Combined Cycle | CT | CC1 | S | 145 | 0.85 | 190 | 205 | 78 | N |  |  | N | Electric Utility | 1 | X | NG | DFO
Natural Gas Fired Combined Cycle.NG | natural gas combined cycle | TRUE | 19876 | Virginia Electric & Power Co | 56807 | Bear Garden | VA | Buckingham | 1B | Natural Gas Fired Combined Cycle | CT | CC1 | S | 152 | 0.85 | 190 | 205 | 78 | N |  |  | N | Electric Utility | 1 | X | NG | DFO
Natural Gas Fired Combined Cycle.NG | natural gas combined cycle | TRUE | 19876 | Virginia Electric & Power Co | 56807 | Bear Garden | VA | Buckingham | 1C | Natural Gas Fired Combined Cycle | CA | CC1 | S | 262 | 0.85 | 242 | 244 | 134 | N |  |  | N | Electric Utility | 1 | X | NG | DFO
Conventional Steam Coal.BIT | hard coal | TRUE | 19876 | Virginia Electric & Power Co | 56808 | Virginia City Hybrid Energy Center | VA | Wise | 1 | Conventional Steam Coal | ST |  | S | 668 | 0.9 | 610 | 624 | 295 | N |  |  | N | Electric Utility | 1 | X | BIT | WDS | DFO
Onshore Wind Turbine.WND | onshore wind | TRUE | 12341 | MidAmerican Energy Co | 56809 | Carroll Wind Farm | IA | Carroll | CWF | Onshore Wind Turbine | WT |  | S | 159.1 |  | 150 | 150 | 0.1 | N |  |  | N | Electric Utility | 1 | X | WND
Onshore Wind Turbine.WND | onshore wind | TRUE | 12341 | MidAmerican Energy Co | 56810 | Adair Wind Farm | IA | Adair | AWF | Onshore Wind Turbine | WT |  | S | 174.8 |  | 174.8 | 174.8 | 0.1 | N |  |  | N | Electric Utility | 1 | X | WND
Onshore Wind Turbine.WND | onshore wind | TRUE | 12341 | MidAmerican Energy Co | 56811 | Walnut Wind Farm | IA | Pottawattamie | WWF | Onshore Wind Turbine | WT |  | S | 165.2 |  | 150 | 150 | 0.1 | N |  |  | N | Electric Utility | 1 | X | WND
Solar Thermal with Energy Storage.SUN | solar thermal | TRUE | 56023 | Arizona Solar One LLC | 56812 | Solana Generating Station | AZ | Maricopa | GEN 1 | Solar Thermal with Energy Storage | CP |  | S | 140 | 0.9 | 147.8 | 147.8 |  | N |  |  | N | IPP Non-CHP | 2 | X | SUN
Solar Thermal with Energy Storage.SUN | solar thermal | TRUE | 56023 | Arizona Solar One LLC | 56812 | Solana Generating Station | AZ | Maricopa | GEN2 | Solar Thermal with Energy Storage | CP |  | S | 140 | 0.9 | 147.8 | 147.8 |  | N |  |  | N | IPP Non-CHP | 2 | X | SUN
Solar Photovoltaic.SUN | solar PV | TRUE | 56028 | MMA Fresno Power LP | 56813 | CSU Fresno Solar Project | CA | Fresno | 1 | Solar Photovoltaic | PV |  | S | 0.5 |  | 0.5 | 0.5 |  | N |  |  | N | IPP Non-CHP | 2 | X | SUN
Solar Photovoltaic.SUN | solar PV | TRUE | 56028 | MMA Fresno Power LP | 56813 | CSU Fresno Solar Project | CA | Fresno | 2 | Solar Photovoltaic | PV |  | S | 0.5 |  | 0.5 | 0.5 |  | N |  |  | N | IPP Non-CHP | 2 | X | SUN
Solar Photovoltaic.SUN | solar PV | TRUE | 56027 | MMA LA Power LP | 56814 | ELACC Photovoltaic Power Facility | CA | Los Angeles | PV1 | Solar Photovoltaic | PV |  | S | 0.5 |  | 0.4 | 0.3 |  | N |  |  | N | IPP Non-CHP | 2 | X | SUN
Solar Photovoltaic.SUN | solar PV | TRUE | 56027 | MMA LA Power LP | 56814 | ELACC Photovoltaic Power Facility | CA | Los Angeles | PV2 | Solar Photovoltaic | PV |  | S | 0.5 |  | 0.4 | 0.3 |  | N |  |  | N | IPP Non-CHP | 2 | X | SUN
Solar Photovoltaic.SUN | solar PV | TRUE | 56026 | MMA DAS Power | 56815 | Denver Int Airport | CO | Denver | 1 | Solar Photovoltaic | PV |  | S | 1.9 |  | 1.9 | 1.8 |  | N |  |  | N | IPP Non-CHP | 2 | X | SUN
Onshore Wind Turbine.WND | onshore wind | TRUE | 22500 | Evergy Kansas Central, Inc | 56818 | Central Plains Wind Farm | KS | Wichita | 1 | Onshore Wind Turbine | WT |  | S | 99 |  | 99 | 99 | 0 | N |  |  | N | Electric Utility | 1 | X | WND
Onshore Wind Turbine.WND | onshore wind | TRUE | 22500 | Evergy Kansas Central, Inc | 56819 | Flat Ridge Wind Farm | KS | Barber | 1 | Onshore Wind Turbine | WT |  | S | 50 |  | 50 | 50 | 0 | N |  |  | N | Electric Utility | 1 | X | WND
Onshore Wind Turbine.WND | onshore wind | TRUE | 56033 | Hackberry Wind LLC | 56823 | Hackberry Wind Farm | TX | Shackelford | HWFG1 | Onshore Wind Turbine | WT |  | S | 165.6 |  | 162.3 | 162.3 | 0 | N |  |  | N | IPP Non-CHP | 2 | X | WND
Onshore Wind Turbine.WND | onshore wind | TRUE | 63166 | Marshall Wind Farm, LLC | 56824 | Marshall Wind 2 LLC | MN | Lyon | 1 | Onshore Wind Turbine | WT |  | S | 4.2 |  | 4.2 | 4.2 | 0 | N |  |  | N | IPP Non-CHP | 2 | X | WND
Onshore Wind Turbine.WND | onshore wind | TRUE | 63166 | Marshall Wind Farm, LLC | 56825 | Marshall Wind 3 LLC | MN | Lyon | 1 | Onshore Wind Turbine | WT |  | S | 4.2 |  | 4.2 | 4.2 | 0 | N |  |  | N | IPP Non-CHP | 2 | X | WND
Onshore Wind Turbine.WND | onshore wind | TRUE | 63166 | Marshall Wind Farm, LLC | 56826 | Marshall Wind 4 LLC | MN | Lyon | 1 | Onshore Wind Turbine | WT |  | S | 4.2 |  | 4.2 | 4.2 | 0 | N |  |  | N | IPP Non-CHP | 2 | X | WND
Onshore Wind Turbine.WND | onshore wind | TRUE | 63166 | Marshall Wind Farm, LLC | 56827 | Marshall Wind 5 LLC | MN | Lyon | 1 | Onshore Wind Turbine | WT |  | S | 2.1 |  | 2.1 | 2.1 | 0 | N |  |  | N | IPP Non-CHP | 2 | X | WND
Onshore Wind Turbine.WND | onshore wind | TRUE | 63166 | Marshall Wind Farm, LLC | 56828 | Marshall Wind 6 LLC | MN | Lyon | 1 | Onshore Wind Turbine | WT |  | S | 2.1 |  | 2.1 | 2.1 | 0 | N |  |  | N | IPP Non-CHP | 2 | X | WND
Onshore Wind Turbine.WND | onshore wind | TRUE | 61191 | Helix Maine Wind Development, LLC | 56829 | Kibby Wind Facility | ME | Franklin | 1 | Onshore Wind Turbine | WT |  | S | 66 |  | 66 | 66 | 0 | N |  |  | N | IPP Non-CHP | 2 | X | WND
Onshore Wind Turbine.WND | onshore wind | TRUE | 61191 | Helix Maine Wind Development, LLC | 56829 | Kibby Wind Facility | ME | Franklin | 2 | Onshore Wind Turbine | WT |  | S | 66 |  | 66 | 66 | 0 | N |  |  | N | IPP Non-CHP | 2 | X | WND
Onshore Wind Turbine.WND | onshore wind | TRUE | 20860 | Wisconsin Public Service Corp | 56831 | Crane Creek Wind Energy Center | IA | Howard | 1 | Onshore Wind Turbine | WT |  | S | 99 |  | 99 | 99 | 0 | N |  |  | N | Electric Utility | 1 | X | WND
Geothermal.GEO | geothermal | TRUE | 34691 | Ormat Nevada Inc | 56832 | North Brawley Geothermal Plant | CA | Imperial | GE1 | Geothermal | BT |  | S | 16 | 0.8 | 10.7 | 16 | 10 | N |  |  | N | IPP Non-CHP | 2 | X | GEO
Geothermal.GEO | geothermal | TRUE | 34691 | Ormat Nevada Inc | 56832 | North Brawley Geothermal Plant | CA | Imperial | GE2 | Geothermal | BT |  | S | 16 | 0.8 | 10.7 | 16 | 10 | N |  |  | N | IPP Non-CHP | 2 | X | GEO
Geothermal.GEO | geothermal | TRUE | 34691 | Ormat Nevada Inc | 56832 | North Brawley Geothermal Plant | CA | Imperial | GE3 | Geothermal | BT |  | S | 16 | 0.8 | 10.7 | 16 | 10 | N |  |  | N | IPP Non-CHP | 2 | X | GEO
Geothermal.GEO | geothermal | TRUE | 34691 | Ormat Nevada Inc | 56832 | North Brawley Geothermal Plant | CA | Imperial | GE4 | Geothermal | BT |  | S | 16 | 0.8 | 10.7 | 16 | 10 | N |  |  | N | IPP Non-CHP | 2 | X | GEO
Geothermal.GEO | geothermal | TRUE | 34691 | Ormat Nevada Inc | 56832 | North Brawley Geothermal Plant | CA | Imperial | GE5 | Geothermal | BT |  | S | 16 | 0.8 | 10.7 | 16 | 10 | N |  |  | N | IPP Non-CHP | 2 | X | GEO
All Other.WH | other | TRUE | 34691 | Ormat Nevada Inc | 56833 | OREG 1 Inc | MT | Roosevelt | CS10 | All Other | OT |  | S | 7.5 | 0.8 | 5 | 7.5 | 5 | N |  |  | N | IPP Non-CHP | 2 | X | WH
All Other.WH | other | TRUE | 34691 | Ormat Nevada Inc | 56833 | OREG 1 Inc | MT | Roosevelt | CS11 | All Other | OT |  | S | 7.5 | 0.8 | 5 | 7.5 | 5 | N |  |  | N | IPP Non-CHP | 2 | X | WH
All Other.WH | other | TRUE | 34691 | Ormat Nevada Inc | 56833 | OREG 1 Inc | MT | Roosevelt | CS7 | All Other | OT |  | S | 7.5 | 0.8 | 5 | 7.5 | 5 | N |  |  | N | IPP Non-CHP | 2 | X | WH
All Other.WH | other | TRUE | 34691 | Ormat Nevada Inc | 56833 | OREG 1 Inc | MT | Roosevelt | CS9 | All Other | OT |  | S | 7.5 | 0.8 | 5 | 7.5 | 5 | N |  |  | N | IPP Non-CHP | 2 | X | WH
Onshore Wind Turbine.WND | onshore wind | TRUE | 64408 | Stockyard Wind | 56835 | Ribeye Wind (11) LLC | TX | Moore | 1 | Onshore Wind Turbine | WT |  | S | 10 |  | 10 | 10 | 0.1 | N |  |  | N | IPP Non-CHP | 2 | X | WND
Onshore Wind Turbine.WND | onshore wind | TRUE | 64408 | Stockyard Wind | 56836 | T-Bone Wind (10) LLC | TX | Moore | 1 | Onshore Wind Turbine | WT |  | S | 8.8 |  | 8.8 | 8.8 | 0.1 | N |  |  | N | IPP Non-CHP | 2 | X | WND
Onshore Wind Turbine.WND | onshore wind | TRUE | 64408 | Stockyard Wind | 56837 | Tri-Tip Wind (9) LLC | TX | Moore | 1 | Onshore Wind Turbine | WT |  | S | 10 |  | 10 | 10 | 0.1 | N |  |  | N | IPP Non-CHP | 2 | X | WND
Onshore Wind Turbine.WND | onshore wind | TRUE | 64408 | Stockyard Wind | 56838 | Brisket Wind (8) LLC | TX | Moore | 1 | Onshore Wind Turbine | WT |  | S | 10 |  | 10 | 10 | 0.1 | N |  |  | N | IPP Non-CHP | 2 | X | WND
Onshore Wind Turbine.WND | onshore wind | TRUE | 64408 | Stockyard Wind | 56839 | Flat Iron Wind (7) LLC | TX | Moore | 1 | Onshore Wind Turbine | WT |  | S | 10 |  | 10 | 10 | 0.1 | N |  |  | N | IPP Non-CHP | 2 | X | WND
Onshore Wind Turbine.WND | onshore wind | TRUE | 63166 | Marshall Wind Farm, LLC | 56840 | Marshall Wind 1 LLC | MN | Lyon | 1 | Onshore Wind Turbine | WT |  | S | 2.1 |  | 2.1 | 2.1 | 0.1 | N |  |  | N | IPP Non-CHP | 2 | X | WND
Onshore Wind Turbine.WND | onshore wind | TRUE | 14354 | PacifiCorp | 56841 | Glenrock | WY | Converse | 1 | Onshore Wind Turbine | WT |  | S | 119.6 |  | 99 | 99 | 0 | N |  |  | N | Electric Utility | 1 | X | WND
Onshore Wind Turbine.WND | onshore wind | TRUE | 14354 | PacifiCorp | 56841 | Glenrock | WY | Converse | 2 | Onshore Wind Turbine | WT |  | S | 46 |  | 39 | 39 | 0 | N |  |  | N | Electric Utility | 1 | X | WND
Onshore Wind Turbine.WND | onshore wind | TRUE | 14354 | PacifiCorp | 56842 | Rolling Hills | WY | Converse | 1 | Onshore Wind Turbine | WT |  | S | 115.8 |  | 99 | 99 | 0 | N |  |  | N | Electric Utility | 1 | X | WND
Onshore Wind Turbine.WND | onshore wind | TRUE | 14354 | PacifiCorp | 56843 | Seven Mile Hill | WY | Carbon | 1 | Onshore Wind Turbine | WT |  | S | 122.1 |  | 99 | 99 | 0 | N |  |  | N | Electric Utility | 1 | X | WND
Onshore Wind Turbine.WND | onshore wind | TRUE | 14354 | PacifiCorp | 56843 | Seven Mile Hill | WY | Carbon | 2 | Onshore Wind Turbine | WT |  | S | 24.1 |  | 19.5 | 19.5 | 0 | N |  |  | N | Electric Utility | 1 | X | WND
Natural Gas Fired Combined Cycle.NG | natural gas combined cycle | TRUE | 56031 | CPV Maryland LLC | 56846 | CPV St Charles Energy Center | MD | Charles | GTG1 | Natural Gas Fired Combined Cycle | CT | G601 | S | 223.6 | 0.85 | 215 | 228 |  | N |  |  | N | IPP Non-CHP | 2 | X | NG
Natural Gas Fired Combined Cycle.NG | natural gas combined cycle | TRUE | 56031 | CPV Maryland LLC | 56846 | CPV St Charles Energy Center | MD | Charles | GTG2 | Natural Gas Fired Combined Cycle | CT | G601 | S | 223.6 | 0.85 | 214.6 | 227.6 |  | N |  |  | N | IPP Non-CHP | 2 | X | NG
Natural Gas Fired Combined Cycle.NG | natural gas combined cycle | TRUE | 56031 | CPV Maryland LLC | 56846 | CPV St Charles Energy Center | MD | Charles | STGEN | Natural Gas Fired Combined Cycle | CA | G601 | S | 328.1 | 0.85 | 303.6 | 324.1 |  | N |  |  | N | IPP Non-CHP | 2 | X | NG
Wood/Wood Waste Biomass.WDS | biomass | TRUE | 56067 | Plainfield Renewable Energy, LLC | 56847 | Plainfield Renewable Energy LLC | CT | Windham | STG | Wood/Wood Waste Biomass | ST |  | S | 43 | 0.95 | 37.5 | 37.5 | 20 | N |  |  | N | IPP Non-CHP | 2 | X | WDS
Other Gases.OG | other | TRUE | 56069 | SunCoke Energy, Inc. | 56848 | Haverhill North Cogeneration Facility | OH | Scioto | SCKG1 | Other Gases | ST |  | S | 67 | 0.95 | 53 | 53 | 10 | N |  |  | Y | IPP CHP | 3 | B | OG
Landfill Gas.LFG | natural gas peaker | TRUE | 55858 | EDL Inc | 56850 | Lanchester Generating Station | PA | Lancaster | 1 | Landfill Gas | IC |  | S | 1.6 | 1 | 1.6 | 1.6 | 1.2 | N |  |  | N | IPP Non-CHP | 2 | X | LFG
Landfill Gas.LFG | natural gas peaker | TRUE | 55858 | EDL Inc | 56850 | Lanchester Generating Station | PA | Lancaster | 2 | Landfill Gas | IC |  | S | 1.6 | 1 | 1.6 | 1.6 | 1.2 | N |  |  | N | IPP Non-CHP | 2 | X | LFG
Landfill Gas.LFG | natural gas peaker | TRUE | 55858 | EDL Inc | 56851 | Bryon Center | MI | KENT | 1 | Landfill Gas | IC |  | S | 1.6 | 1 | 1.5 | 1.5 | 1.2 | N |  |  | N | IPP Non-CHP | 2 | X | LFG
Landfill Gas.LFG | natural gas peaker | TRUE | 55858 | EDL Inc | 56851 | Bryon Center | MI | KENT | 2 | Landfill Gas | IC |  | S | 1.6 | 1 | 1.5 | 1.5 | 1.2 | N |  |  | N | IPP Non-CHP | 2 | X | LFG
Landfill Gas.LFG | natural gas peaker | TRUE | 55858 | EDL Inc | 56852 | Pinconning White Feather | MI | BAY | 1 | Landfill Gas | IC |  | S | 1.6 | 1 | 1.5 | 1.5 | 1.2 | N |  |  | N | IPP Non-CHP | 2 | X | LFG
Landfill Gas.LFG | natural gas peaker | TRUE | 55858 | EDL Inc | 56852 | Pinconning White Feather | MI | BAY | 2 | Landfill Gas | IC |  | S | 1.6 | 1 | 1.5 | 1.5 | 1.2 | N |  |  | N | IPP Non-CHP | 2 | X | LFG
Landfill Gas.LFG | natural gas peaker | TRUE | 55858 | EDL Inc | 56853 | Trans-Jordan Generating Station | UT | Salt Lake | 1 | Landfill Gas | IC |  | S | 1.6 | 1 | 1.5 | 1.5 | 1.2 | N |  |  | N | IPP Non-CHP | 2 | X | LFG
Landfill Gas.LFG | natural gas peaker | TRUE | 55858 | EDL Inc | 56853 | Trans-Jordan Generating Station | UT | Salt Lake | 2 | Landfill Gas | IC |  | S | 1.6 | 1 | 1.5 | 1.5 | 1.2 | N |  |  | N | IPP Non-CHP | 2 | X | LFG
Landfill Gas.LFG | natural gas peaker | TRUE | 55858 | EDL Inc | 56853 | Trans-Jordan Generating Station | UT | Salt Lake | 3 | Landfill Gas | IC |  | S | 1.6 | 1 | 1.5 | 1.5 | 1.2 | N |  |  | N | IPP Non-CHP | 2 | X | LFG
Onshore Wind Turbine.WND | onshore wind | TRUE | 56073 | Wheat Field Wind Power Project LLC | 56854 | Wheat Field Wind Power Project | OR | Gilliam | GEN1 | Onshore Wind Turbine | WT |  | S | 102.9 |  | 102.9 | 102.9 | 0.3 | N |  |  | N | IPP Non-CHP | 2 | X | WND
Onshore Wind Turbine.WND | onshore wind | TRUE | 56074 | Arlington Wind Power Project LLC | 56855 | Arlington Wind Power Project | OR | Gilliam | GEN1 | Onshore Wind Turbine | WT |  | S | 102.9 |  | 102.9 | 102.9 | 0.3 | N |  |  | N | IPP Non-CHP | 2 | X | WND
Onshore Wind Turbine.WND | onshore wind | TRUE | 56075 | Rail Splitter Wind Farm LLC | 56856 | Rail Splitter Wind Farm | IL | Tazewell | GEN1 | Onshore Wind Turbine | WT |  | S | 100.5 |  | 100.5 | 100.5 | 1.5 | N |  |  | N | IPP Non-CHP | 2 | X | WND
Onshore Wind Turbine.WND | onshore wind | TRUE | 56072 | Marble River, LLC | 56857 | Marble River Wind Farm | NY | Clinton | GEN1 | Onshore Wind Turbine | WT |  | S | 215.3 |  | 215.3 | 215.3 | 1.5 | N |  |  | N | IPP Non-CHP | 2 | X | WND
Onshore Wind Turbine.WND | onshore wind | TRUE | 56071 | Sagebrush Power Partners, LLC | 56858 | Sagebrush Power Partners | WA | Kittitas | GEN1 | Onshore Wind Turbine | WT |  | S | 100.7 |  | 100.7 | 100.7 | 2 | N |  |  | N | IPP Non-CHP | 2 | X | WND
Onshore Wind Turbine.WND | onshore wind | TRUE | 64637 | Crosswind Energy Project | 56859 | Crosswind Energy Project | IA | Palo Alto | 1 | Onshore Wind Turbine | WT |  | J | 21 |  | 21 | 21 | 1 | N |  |  | N | IPP Non-CHP | 2 | X | WND
Onshore Wind Turbine.WND | onshore wind | TRUE | 64646 | Hardin Hilltop Wind, LLC | 56860 | Hardin Hilltop Wind LLC | IA | Greene | 1 | Onshore Wind Turbine | WT |  | J | 14.7 |  | 14.7 | 14.7 | 1 | N |  |  | N | IPP Non-CHP | 2 | X | WND
Solar Photovoltaic.SUN | solar PV | TRUE | 56105 | MMA WBF Power LP | 56862 | Bolthouse S&P and Rowen Farms Solar | CA | Los Angeles | 1 | Solar Photovoltaic | PV |  | S | 0.3 |  | 0.3 | 0.3 |  | N |  |  | N | IPP Non-CHP | 2 | X | SUN
Solar Photovoltaic.SUN | solar PV | TRUE | 56105 | MMA WBF Power LP | 56862 | Bolthouse S&P and Rowen Farms Solar | CA | Los Angeles | 2 | Solar Photovoltaic | PV |  | S | 0.3 |  | 0.3 | 0.3 |  | N |  |  | N | IPP Non-CHP | 2 | X | SUN
Solar Photovoltaic.SUN | solar PV | TRUE | 56105 | MMA WBF Power LP | 56862 | Bolthouse S&P and Rowen Farms Solar | CA | Los Angeles | 3 | Solar Photovoltaic | PV |  | S | 0.3 |  | 0.3 | 0.3 |  | N |  |  | N | IPP Non-CHP | 2 | X | SUN
Solar Photovoltaic.SUN | solar PV | TRUE | 56105 | MMA WBF Power LP | 56862 | Bolthouse S&P and Rowen Farms Solar | CA | Los Angeles | 4 | Solar Photovoltaic | PV |  | S | 0.3 |  | 0.3 | 0.3 |  | N |  |  | N | IPP Non-CHP | 2 | X | SUN
Landfill Gas.LFG | natural gas peaker | TRUE | 59828 | Solid Waste Authority of Central Ohio | 56863 | Model Gas Power Station | OH | Franklin | 1 | Landfill Gas | IC |  | S | 1.4 | 0.95 | 1.4 | 1.4 |  | N | 2 | 2023 | N | IPP Non-CHP | 2 | X | LFG
Landfill Gas.LFG | natural gas peaker | TRUE | 59828 | Solid Waste Authority of Central Ohio | 56863 | Model Gas Power Station | OH | Franklin | 2 | Landfill Gas | IC |  | S | 1.4 | 0.95 | 1.4 | 1.4 |  | N | 2 | 2023 | N | IPP Non-CHP | 2 | X | LFG
Landfill Gas.LFG | natural gas peaker | TRUE | 55858 | EDL Inc | 56864 | Covel Gardens Gas Recovery | TX | Bexar | 1 | Landfill Gas | IC |  | S | 1.6 | 0.95 | 1.6 | 1.6 | 0.7 | N |  |  | N | IPP Non-CHP | 2 | X | LFG
Landfill Gas.LFG | natural gas peaker | TRUE | 55858 | EDL Inc | 56864 | Covel Gardens Gas Recovery | TX | Bexar | 2 | Landfill Gas | IC |  | S | 1.6 | 0.95 | 1.6 | 1.6 | 0.7 | N |  |  | N | IPP Non-CHP | 2 | X | LFG
Landfill Gas.LFG | natural gas peaker | TRUE | 55858 | EDL Inc | 56864 | Covel Gardens Gas Recovery | TX | Bexar | 3 | Landfill Gas | IC |  | S | 1.6 | 0.95 | 1.6 | 1.6 | 0.7 | N |  |  | N | IPP Non-CHP | 2 | X | LFG
Landfill Gas.LFG | natural gas peaker | TRUE | 55858 | EDL Inc | 56864 | Covel Gardens Gas Recovery | TX | Bexar | 4 | Landfill Gas | IC |  | S | 1.6 | 0.95 | 1.6 | 1.6 | 0.7 | N |  |  | N | IPP Non-CHP | 2 | X | LFG
Landfill Gas.LFG | natural gas peaker | TRUE | 55858 | EDL Inc | 56864 | Covel Gardens Gas Recovery | TX | Bexar | 5 | Landfill Gas | IC |  | S | 1.6 | 0.95 | 1.6 | 1.6 | 0.7 | N |  |  | N | IPP Non-CHP | 2 | X | LFG
Landfill Gas.LFG | natural gas peaker | TRUE | 55858 | EDL Inc | 56864 | Covel Gardens Gas Recovery | TX | Bexar | 6 | Landfill Gas | IC |  | S | 1.6 | 0.95 | 1.6 | 1.6 | 0.7 | N |  |  | N | IPP Non-CHP | 2 | X | LFG
Landfill Gas.LFG | natural gas peaker | TRUE | 55858 | EDL Inc | 56869 | Loraine County Project | OH | Lorain | 1 | Landfill Gas | IC |  | S | 1.4 | 0.95 | 1.4 | 1.4 | 0.7 | N | 2 | 2023 | N | IPP Non-CHP | 2 | X | LFG
Landfill Gas.LFG | natural gas peaker | TRUE | 55858 | EDL Inc | 56869 | Loraine County Project | OH | Lorain | 10 | Landfill Gas | IC |  | S | 1.6 | 0.95 | 1.6 | 1.6 | 0.7 | N | 2 | 2023 | N | IPP Non-CHP | 2 | X | LFG
Landfill Gas.LFG | natural gas peaker | TRUE | 55858 | EDL Inc | 56869 | Loraine County Project | OH | Lorain | 11 | Landfill Gas | IC |  | S | 1.6 | 0.95 | 1.6 | 1.6 | 0.7 | N | 2 | 2023 | N | IPP Non-CHP | 2 | X | LFG
Landfill Gas.LFG | natural gas peaker | TRUE | 55858 | EDL Inc | 56869 | Loraine County Project | OH | Lorain | 12 | Landfill Gas | IC |  | S | 1.6 | 0.95 | 1.6 | 1.6 | 0.7 | N | 2 | 2023 | N | IPP Non-CHP | 2 | X | LFG
Landfill Gas.LFG | natural gas peaker | TRUE | 55858 | EDL Inc | 56869 | Loraine County Project | OH | Lorain | 13 | Landfill Gas | IC |  | S | 1.6 | 0.95 | 1.6 | 1.6 | 0.7 | N | 2 | 2023 | N | IPP Non-CHP | 2 | X | LFG
Landfill Gas.LFG | natural gas peaker | TRUE | 55858 | EDL Inc | 56869 | Loraine County Project | OH | Lorain | 14 | Landfill Gas | IC |  | S | 1.6 | 0.95 | 1.6 | 1.6 | 0.7 | N | 2 | 2023 | N | IPP Non-CHP | 2 | X | LFG
Landfill Gas.LFG | natural gas peaker | TRUE | 55858 | EDL Inc | 56869 | Loraine County Project | OH | Lorain | 15 | Landfill Gas | IC |  | S | 1.6 | 0.95 | 1.6 | 1.6 | 0.7 | N | 2 | 2023 | N | IPP Non-CHP | 2 | X | LFG
Landfill Gas.LFG | natural gas peaker | TRUE | 55858 | EDL Inc | 56869 | Loraine County Project | OH | Lorain | 16 | Landfill Gas | IC |  | S | 1.6 | 0.95 | 1.6 | 1.6 | 0.7 | N | 2 | 2023 | N | IPP Non-CHP | 2 | X | LFG
Landfill Gas.LFG | natural gas peaker | TRUE | 55858 | EDL Inc | 56869 | Loraine County Project | OH | Lorain | 17 | Landfill Gas | IC |  | S | 1.6 | 0.95 | 1.6 | 1.6 | 0.7 | N | 2 | 2023 | N | IPP Non-CHP | 2 | X | LFG
Landfill Gas.LFG | natural gas peaker | TRUE | 55858 | EDL Inc | 56869 | Loraine County Project | OH | Lorain | 18 | Landfill Gas | IC |  | S | 1.6 | 0.95 | 1.6 | 1.6 | 0.7 | N | 2 | 2023 | N | IPP Non-CHP | 2 | X | LFG
Landfill Gas.LFG | natural gas peaker | TRUE | 55858 | EDL Inc | 56869 | Loraine County Project | OH | Lorain | 2 | Landfill Gas | IC |  | S | 1.4 | 0.95 | 1.4 | 1.4 | 0.7 | N | 2 | 2023 | N | IPP Non-CHP | 2 | X | LFG
Landfill Gas.LFG | natural gas peaker | TRUE | 55858 | EDL Inc | 56869 | Loraine County Project | OH | Lorain | 3 | Landfill Gas | IC |  | S | 1.4 | 0.95 | 1.4 | 1.4 | 0.7 | N | 2 | 2023 | N | IPP Non-CHP | 2 | X | LFG
Landfill Gas.LFG | natural gas peaker | TRUE | 55858 | EDL Inc | 56869 | Loraine County Project | OH | Lorain | 4 | Landfill Gas | IC |  | S | 1.4 | 0.95 | 1.4 | 1.4 | 0.7 | N | 2 | 2023 | N | IPP Non-CHP | 2 | X | LFG
Landfill Gas.LFG | natural gas peaker | TRUE | 55858 | EDL Inc | 56869 | Loraine County Project | OH | Lorain | 5 | Landfill Gas | IC |  | S | 1.4 | 0.95 | 1.4 | 1.4 | 0.7 | N | 2 | 2023 | N | IPP Non-CHP | 2 | X | LFG
Landfill Gas.LFG | natural gas peaker | TRUE | 55858 | EDL Inc | 56869 | Loraine County Project | OH | Lorain | 6 | Landfill Gas | IC |  | S | 1.4 | 0.95 | 1.4 | 1.4 | 0.7 | N | 2 | 2023 | N | IPP Non-CHP | 2 | X | LFG
Landfill Gas.LFG | natural gas peaker | TRUE | 55858 | EDL Inc | 56869 | Loraine County Project | OH | Lorain | 7 | Landfill Gas | IC |  | S | 1.4 | 0.95 | 1.4 | 1.4 | 0.7 | N | 2 | 2023 | N | IPP Non-CHP | 2 | X | LFG
Landfill Gas.LFG | natural gas peaker | TRUE | 55858 | EDL Inc | 56869 | Loraine County Project | OH | Lorain | 8 | Landfill Gas | IC |  | S | 1.4 | 0.95 | 1.4 | 1.4 | 0.7 | N | 2 | 2023 | N | IPP Non-CHP | 2 | X | LFG
Landfill Gas.LFG | natural gas peaker | TRUE | 55858 | EDL Inc | 56869 | Loraine County Project | OH | Lorain | 9 | Landfill Gas | IC |  | S | 1.6 | 0.95 | 1.6 | 1.6 | 0.7 | N | 2 | 2023 | N | IPP Non-CHP | 2 | X | LFG
Landfill Gas.LFG | natural gas peaker | TRUE | 55858 | EDL Inc | 56870 | Taylor | GA | Taylor | 1 | Landfill Gas | IC |  | S | 1 | 0.95 | 1 | 1 | 0.7 | N |  |  | N | IPP Non-CHP | 2 | X | LFG
Landfill Gas.LFG | natural gas peaker | TRUE | 55858 | EDL Inc | 56870 | Taylor | GA | Taylor | 2 | Landfill Gas | IC |  | S | 1 | 0.95 | 1 | 1 | 0.7 | N |  |  | N | IPP Non-CHP | 2 | X | LFG
Landfill Gas.LFG | natural gas peaker | TRUE | 55858 | EDL Inc | 56870 | Taylor | GA | Taylor | 3 | Landfill Gas | IC |  | S | 1 | 0.95 | 1 | 1 | 0.7 | N |  |  | N | IPP Non-CHP | 2 | X | LFG
Landfill Gas.LFG | natural gas peaker | TRUE | 55858 | EDL Inc | 56870 | Taylor | GA | Taylor | 4 | Landfill Gas | IC |  | S | 1 | 0.95 | 1 | 1 | 0.7 | N |  |  | N | IPP Non-CHP | 2 | X | LFG
Landfill Gas.LFG | natural gas peaker | TRUE | 55858 | EDL Inc | 56870 | Taylor | GA | Taylor | 5 | Landfill Gas | IC |  | S | 1 | 0.95 | 1 | 1 | 0.7 | N |  |  | N | IPP Non-CHP | 2 | X | LFG
Landfill Gas.LFG | natural gas peaker | TRUE | 55858 | EDL Inc | 56870 | Taylor | GA | Taylor | 6 | Landfill Gas | IC |  | S | 1 | 0.95 | 1 | 1 | 0.7 | N |  |  | N | IPP Non-CHP | 2 | X | LFG
Landfill Gas.LFG | natural gas peaker | TRUE | 55858 | EDL Inc | 56870 | Taylor | GA | Taylor | 7 | Landfill Gas | IC |  | S | 1 | 0.95 | 1 | 1 | 0.7 | N |  |  | N | IPP Non-CHP | 2 | X | LFG
Landfill Gas.LFG | natural gas peaker | TRUE | 55858 | EDL Inc | 56870 | Taylor | GA | Taylor | 8 | Landfill Gas | IC |  | S | 1 | 0.95 | 1 | 1 | 0.7 | N |  |  | N | IPP Non-CHP | 2 | X | LFG
Conventional Hydroelectric.WAT | hydro | TRUE | 7977 | City of Hamilton - (OH) | 56872 | Meldahl Hydroelectric Project | KY | Bracken | 1 | Conventional Hydroelectric | HY |  | J | 35 | 0.9 | 35 | 35 | 5 | N |  |  | N | Electric Utility | 1 | X | WAT
Conventional Hydroelectric.WAT | hydro | TRUE | 7977 | City of Hamilton - (OH) | 56872 | Meldahl Hydroelectric Project | KY | Bracken | 2 | Conventional Hydroelectric | HY |  | J | 35 | 0.9 | 35 | 35 | 5 | N |  |  | N | Electric Utility | 1 | X | WAT
Conventional Hydroelectric.WAT | hydro | TRUE | 7977 | City of Hamilton - (OH) | 56872 | Meldahl Hydroelectric Project | KY | Bracken | 3 | Conventional Hydroelectric | HY |  | J | 35 | 0.9 | 35 | 35 | 5 | N |  |  | N | Electric Utility | 1 | X | WAT
Landfill Gas.LFG | natural gas peaker | FALSE | 56081 | Southeastern Chester County Refuse Auth | 56873 | SECCRA Community Landfill | PA | Chester | 1 | Landfill Gas | IC |  | S | 0.9 | 0.95 | 0.9 | 0.9 | 0.4 | N |  |  | N | Commercial Non-CHP | 4 | X | LFG
Landfill Gas.LFG | natural gas peaker | FALSE | 56081 | Southeastern Chester County Refuse Auth | 56873 | SECCRA Community Landfill | PA | Chester | 3 | Landfill Gas | IC |  | S | 1.6 | 0.95 | 1.6 | 1.6 | 0.8 | N |  |  | N | Commercial Non-CHP | 4 | X | LFG
Onshore Wind Turbine.WND | onshore wind | TRUE | 57170 | EDF Renewable Asset Holdings, Inc. | 56874 | Shiloh Wind Project 2 LLC | CA | Solano | TBD | Onshore Wind Turbine | WT |  | S | 150 |  | 150 | 150 | 0 | N |  |  | N | IPP Non-CHP | 2 | X | WND
Solar Photovoltaic.SUN | solar PV | TRUE | 57170 | EDF Renewable Asset Holdings, Inc. | 56875 | Sacramento Soleil LLC | CA | Sacramento | TBD | Solar Photovoltaic | PV |  | S | 1 |  | 1 | 1 |  | N |  |  | N | IPP Non-CHP | 2 | X | SUN
Onshore Wind Turbine.WND | onshore wind | TRUE | 57170 | EDF Renewable Asset Holdings, Inc. | 56876 | Wapsipinicon Wind Project | MN | Mower | TBD | Onshore Wind Turbine | WT |  | S | 100.5 |  | 100.5 | 100.5 | 0 | N |  |  | N | IPP Non-CHP | 2 | X | WND
Solar Photovoltaic.SUN | solar PV | TRUE | 59100 | Sunlight General Solar Fund II, LLC | 56877 | Hall's Warehouse Solar Project | NJ | Middlesex | TBD | Solar Photovoltaic | PV |  | S | 1.6 |  | 1.6 | 1.6 |  | N |  |  | N | IPP Non-CHP | 2 | X | SUN
Onshore Wind Turbine.WND | onshore wind | TRUE | 57170 | EDF Renewable Asset Holdings, Inc. | 56878 | Hoosier Wind Project LLC | IN | Benton | TBD | Onshore Wind Turbine | WT |  | S | 106 |  | 106 | 106 | 0 | N |  |  | N | IPP Non-CHP | 2 | X | WND
Onshore Wind Turbine.WND | onshore wind | TRUE | 55963 | AE Power Services LLC | 56879 | Flat Ridge Wind Energy LLC | KS | Barber | 1 | Onshore Wind Turbine | WT |  | W | 44 |  | 44 | 44 | 10 | N |  |  | N | IPP Non-CHP | 2 | X | WND
All Other.WH | other | TRUE | 34691 | Ormat Nevada Inc | 56880 | OREG 2 Inc | MT | Roosevelt | CS12 | All Other | OT |  | S | 7.5 | 0.8 | 5 | 7.5 | 5 | N |  |  | N | IPP Non-CHP | 2 | X | WH
All Other.WH | other | TRUE | 34691 | Ormat Nevada Inc | 56880 | OREG 2 Inc | MT | Roosevelt | CS3 | All Other | OT |  | S | 7.5 | 0.8 | 5 | 7.5 | 5 | N |  |  | N | IPP Non-CHP | 2 | X | WH
All Other.WH | other | TRUE | 34691 | Ormat Nevada Inc | 56880 | OREG 2 Inc | MT | Roosevelt | CS5 | All Other | OT |  | S | 7.5 | 0.8 | 5 | 7.5 | 5 | N |  |  | N | IPP Non-CHP | 2 | X | WH
All Other.WH | other | TRUE | 34691 | Ormat Nevada Inc | 56880 | OREG 2 Inc | MT | Roosevelt | CS8 | All Other | OT |  | S | 7.5 | 0.8 | 5 | 7.5 | 5 | N |  |  | N | IPP Non-CHP | 2 | X | WH
Solar Photovoltaic.SUN | solar PV | TRUE | 57249 | EPP Renewable Energy | 56883 | Pennsauken Solar | NJ | Camden | GEN 1 | Solar Photovoltaic | PV |  | S | 0.2 |  | 0.2 | 0.2 |  | N |  |  | N | IPP Non-CHP | 2 | X | SUN
Solar Photovoltaic.SUN | solar PV | TRUE | 57249 | EPP Renewable Energy | 56883 | Pennsauken Solar | NJ | Camden | GEN 2 | Solar Photovoltaic | PV |  | S | 0.2 |  | 0.2 | 0.2 |  | N |  |  | N | IPP Non-CHP | 2 | X | SUN
Solar Photovoltaic.SUN | solar PV | TRUE | 57249 | EPP Renewable Energy | 56883 | Pennsauken Solar | NJ | Camden | GEN 3 | Solar Photovoltaic | PV |  | S | 0.1 |  | 0.1 | 0.1 |  | N |  |  | N | IPP Non-CHP | 2 | X | SUN
Solar Photovoltaic.SUN | solar PV | TRUE | 57249 | EPP Renewable Energy | 56883 | Pennsauken Solar | NJ | Camden | GEN 4 | Solar Photovoltaic | PV |  | S | 0.2 |  | 0.2 | 0.2 |  | N |  |  | N | IPP Non-CHP | 2 | X | SUN
Solar Photovoltaic.SUN | solar PV | TRUE | 57249 | EPP Renewable Energy | 56883 | Pennsauken Solar | NJ | Camden | GEN 5 | Solar Photovoltaic | PV |  | S | 0.1 |  | 0.1 | 0.1 |  | N |  |  | N | IPP Non-CHP | 2 | X | SUN
Solar Photovoltaic.SUN | solar PV | TRUE | 57249 | EPP Renewable Energy | 56883 | Pennsauken Solar | NJ | Camden | GEN 6 | Solar Photovoltaic | PV |  | S | 0.2 |  | 0.2 | 0.2 |  | N |  |  | N | IPP Non-CHP | 2 | X | SUN
Solar Photovoltaic.SUN | solar PV | TRUE | 57249 | EPP Renewable Energy | 56883 | Pennsauken Solar | NJ | Camden | GEN 7 | Solar Photovoltaic | PV |  | S | 0.2 |  | 0.2 | 0.2 |  | N |  |  | N | IPP Non-CHP | 2 | X | SUN
Solar Photovoltaic.SUN | solar PV | TRUE | 57249 | EPP Renewable Energy | 56883 | Pennsauken Solar | NJ | Camden | GEN 8 | Solar Photovoltaic | PV |  | S | 0.2 |  | 0.2 | 0.2 |  | N |  |  | N | IPP Non-CHP | 2 | X | SUN
Solar Photovoltaic.SUN | solar PV | TRUE | 57249 | EPP Renewable Energy | 56883 | Pennsauken Solar | NJ | Camden | GEN 9 | Solar Photovoltaic | PV |  | S | 0.1 |  | 0.1 | 0.1 |  | N |  |  | N | IPP Non-CHP | 2 | X | SUN
Solar Photovoltaic.SUN | solar PV | TRUE | 57249 | EPP Renewable Energy | 56883 | Pennsauken Solar | NJ | Camden | GEN10 | Solar Photovoltaic | PV |  | S | 2.4 |  | 2.4 | 2.4 |  | N |  |  | N | IPP Non-CHP | 2 | X | SUN
Landfill Gas.LFG | natural gas peaker | TRUE | 57249 | EPP Renewable Energy | 56884 | Cumberland County Solid Waste Complex | NJ | Cumberland | GEN 2 | Landfill Gas | IC |  | W | 1.6 | 0.8 | 1.6 | 1.6 | 0.8 | N |  |  | N | IPP Non-CHP | 2 | X | LFG
Landfill Gas.LFG | natural gas peaker | TRUE | 57249 | EPP Renewable Energy | 56884 | Cumberland County Solid Waste Complex | NJ | Cumberland | GEN 3 | Landfill Gas | IC |  | W | 1.6 | 0.8 | 1.6 | 1.6 | 0.8 | N |  |  | N | IPP Non-CHP | 2 | X | LFG
Landfill Gas.LFG | natural gas peaker | TRUE | 57249 | EPP Renewable Energy | 56884 | Cumberland County Solid Waste Complex | NJ | Cumberland | GEN1 | Landfill Gas | IC |  | W | 1.6 | 0.8 | 1.6 | 1.6 | 0.8 | N |  |  | N | IPP Non-CHP | 2 | X | LFG
Landfill Gas.LFG | natural gas peaker | TRUE | 57249 | EPP Renewable Energy | 56887 | Cumberland County PA LFG Recovery | PA | Cumberland | GEN 1 | Landfill Gas | IC |  | S | 1.6 | 0.8 | 1.6 | 1.6 | 0.8 | N |  |  | N | IPP Non-CHP | 2 | X | LFG
Landfill Gas.LFG | natural gas peaker | TRUE | 57249 | EPP Renewable Energy | 56887 | Cumberland County PA LFG Recovery | PA | Cumberland | GEN 2 | Landfill Gas | IC |  | S | 1.6 | 0.8 | 1.6 | 1.6 | 0.8 | N |  |  | N | IPP Non-CHP | 2 | X | LFG
Landfill Gas.LFG | natural gas peaker | TRUE | 57249 | EPP Renewable Energy | 56887 | Cumberland County PA LFG Recovery | PA | Cumberland | GEN 3 | Landfill Gas | IC |  | S | 1.6 | 0.8 | 1.6 | 1.6 | 0.8 | N |  |  | N | IPP Non-CHP | 2 | X | LFG
Landfill Gas.LFG | natural gas peaker | TRUE | 57249 | EPP Renewable Energy | 56887 | Cumberland County PA LFG Recovery | PA | Cumberland | GEN 4 | Landfill Gas | IC |  | S | 1.6 | 0.8 | 1.6 | 1.6 | 0.8 | N |  |  | N | IPP Non-CHP | 2 | X | LFG
Solar Photovoltaic.SUN | solar PV | TRUE | 57249 | EPP Renewable Energy | 56888 | Warren County Solar | NJ | Warren | GEN 1 | Solar Photovoltaic | PV |  | S | 0.5 |  | 0.5 | 0.5 |  | N |  |  | N | IPP Non-CHP | 2 | X | SUN
Solar Photovoltaic.SUN | solar PV | TRUE | 57249 | EPP Renewable Energy | 56888 | Warren County Solar | NJ | Warren | GEN 2 | Solar Photovoltaic | PV |  | S | 0.5 |  | 0.5 | 0.5 |  | N |  |  | N | IPP Non-CHP | 2 | X | SUN
Solar Photovoltaic.SUN | solar PV | TRUE | 57249 | EPP Renewable Energy | 56888 | Warren County Solar | NJ | Warren | GEN 3 | Solar Photovoltaic | PV |  | S | 0.5 |  | 0.5 | 0.5 |  | N |  |  | N | IPP Non-CHP | 2 | X | SUN
Solar Photovoltaic.SUN | solar PV | TRUE | 57249 | EPP Renewable Energy | 56888 | Warren County Solar | NJ | Warren | GEN 4 | Solar Photovoltaic | PV |  | S | 0.5 |  | 0.5 | 0.5 |  | N |  |  | N | IPP Non-CHP | 2 | X | SUN
Solar Photovoltaic.SUN | solar PV | TRUE | 57249 | EPP Renewable Energy | 56889 | PPL Renewable Energy Merck Solar | NJ | Union | GEN 1 | Solar Photovoltaic | PV |  | S | 1.7 |  | 1.7 | 1.7 |  | N |  |  | N | IPP Non-CHP | 2 | X | SUN
Landfill Gas.LFG | natural gas peaker | TRUE | 57249 | EPP Renewable Energy | 56890 | Norther Tier Landfill | PA | Bradford | GEN 1 | Landfill Gas | IC |  | S | 1.6 | 0.8 | 1.6 | 1.6 | 0.8 | N |  |  | N | IPP Non-CHP | 2 | X | LFG
Landfill Gas.LFG | natural gas peaker | TRUE | 57249 | EPP Renewable Energy | 56891 | Moretown | VT | Washington | GEN 2 | Landfill Gas | IC |  | S | 1.6 | 0.8 | 1.6 | 1.6 | 0.8 | N |  |  | N | IPP Non-CHP | 2 | X | LFG
Conventional Hydroelectric.WAT | hydro | TRUE | 6169 | Fall River Rural Elec Coop Inc | 56893 | Chester Diversion Hydroelectric Project | ID | Fremont | 1 | Conventional Hydroelectric | HY |  | S | 1.2 | 0.9 | 1.2 | 1.2 | 0.5 | N |  |  | N | Electric Utility | 1 | X | WAT
Conventional Hydroelectric.WAT | hydro | TRUE | 6169 | Fall River Rural Elec Coop Inc | 56893 | Chester Diversion Hydroelectric Project | ID | Fremont | 2 | Conventional Hydroelectric | HY |  | S | 1.2 | 0.9 | 1.2 | 1.2 | 0.5 | N |  |  | N | Electric Utility | 1 | X | WAT
Conventional Hydroelectric.WAT | hydro | TRUE | 6169 | Fall River Rural Elec Coop Inc | 56893 | Chester Diversion Hydroelectric Project | ID | Fremont | 3 | Conventional Hydroelectric | HY |  | S | 1.2 | 0.9 | 1.2 | 1.2 | 0.5 | N |  |  | N | Electric Utility | 1 | X | WAT
Landfill Gas.LFG | natural gas peaker | TRUE | 56100 | AMERESCO Stafford LLC | 56894 | Ameresco Stafford | VA | Stafford | 1 | Landfill Gas | IC |  | S | 1.1 | 1 | 1 | 1 | 0.5 | N |  |  | N | IPP Non-CHP | 2 | X | LFG
Landfill Gas.LFG | natural gas peaker | TRUE | 56100 | AMERESCO Stafford LLC | 56894 | Ameresco Stafford | VA | Stafford | 2 | Landfill Gas | IC |  | S | 1.1 | 1 | 1 | 1 | 0.5 | N |  |  | N | IPP Non-CHP | 2 | X | LFG
Landfill Gas.LFG | natural gas peaker | TRUE | 56101 | AMERESCO Ox Mountain Energy LLC | 56895 | Ameresco Ox Mountain | CA | San Mateo | 1 | Landfill Gas | IC |  | S | 1.9 | 1 | 1.8 | 1.8 | 0.9 | N |  |  | N | IPP Non-CHP | 2 | X | LFG
Landfill Gas.LFG | natural gas peaker | TRUE | 56101 | AMERESCO Ox Mountain Energy LLC | 56895 | Ameresco Ox Mountain | CA | San Mateo | 2 | Landfill Gas | IC |  | S | 1.9 | 1 | 1.8 | 1.8 | 0.9 | N |  |  | N | IPP Non-CHP | 2 | X | LFG
Landfill Gas.LFG | natural gas peaker | TRUE | 56101 | AMERESCO Ox Mountain Energy LLC | 56895 | Ameresco Ox Mountain | CA | San Mateo | 3 | Landfill Gas | IC |  | S | 1.9 | 1 | 1.8 | 1.8 | 0.9 | N |  |  | N | IPP Non-CHP | 2 | X | LFG
Landfill Gas.LFG | natural gas peaker | TRUE | 56101 | AMERESCO Ox Mountain Energy LLC | 56895 | Ameresco Ox Mountain | CA | San Mateo | 4 | Landfill Gas | IC |  | S | 1.9 | 1 | 1.8 | 1.8 | 0.9 | N |  |  | N | IPP Non-CHP | 2 | X | LFG
Landfill Gas.LFG | natural gas peaker | TRUE | 56101 | AMERESCO Ox Mountain Energy LLC | 56895 | Ameresco Ox Mountain | CA | San Mateo | 5 | Landfill Gas | IC |  | S | 1.9 | 1 | 1.8 | 1.8 | 0.9 | N |  |  | N | IPP Non-CHP | 2 | X | LFG
Landfill Gas.LFG | natural gas peaker | TRUE | 56101 | AMERESCO Ox Mountain Energy LLC | 56895 | Ameresco Ox Mountain | CA | San Mateo | 6 | Landfill Gas | IC |  | S | 1.9 | 1 | 1.8 | 1.8 | 0.9 | N |  |  | N | IPP Non-CHP | 2 | X | LFG
Landfill Gas.LFG | natural gas peaker | TRUE | 56102 | AMERESCO Jefferson City LLC | 56896 | Ameresco Jefferson City | MO | Cole | 1 | Landfill Gas | IC |  | S | 1 | 1 | 0.9 | 0.9 | 0.5 | N |  |  | N | IPP Non-CHP | 2 | X | LFG
Landfill Gas.LFG | natural gas peaker | TRUE | 56102 | AMERESCO Jefferson City LLC | 56896 | Ameresco Jefferson City | MO | Cole | 2 | Landfill Gas | IC |  | S | 1 | 1 | 0.9 | 0.9 | 0.5 | N |  |  | N | IPP Non-CHP | 2 | X | LFG
Landfill Gas.LFG | natural gas peaker | TRUE | 56102 | AMERESCO Jefferson City LLC | 56896 | Ameresco Jefferson City | MO | Cole | 3 | Landfill Gas | IC |  | S | 1 | 1 | 0.9 | 0.9 | 0.5 | N |  |  | N | IPP Non-CHP | 2 | X | LFG
Landfill Gas.LFG | natural gas peaker | TRUE | 56103 | AMERESCO Keller Canyon LLC | 56897 | Ameresco Keller Canyon | CA | Contra Costa | 1 | Landfill Gas | IC |  | S | 1.9 | 1 | 1.8 | 1.8 | 0.9 | N |  |  | N | IPP Non-CHP | 2 | X | LFG
Landfill Gas.LFG | natural gas peaker | TRUE | 56103 | AMERESCO Keller Canyon LLC | 56897 | Ameresco Keller Canyon | CA | Contra Costa | 2 | Landfill Gas | IC |  | S | 1.9 | 1 | 1.8 | 1.8 | 0.9 | N |  |  | N | IPP Non-CHP | 2 | X | LFG
Landfill Gas.LFG | natural gas peaker | TRUE | 56104 | AMERESCO Chiquita Canyon LLC | 56898 | Ameresco Chiquita Canyon | CA | Los Angeles | 1 | Landfill Gas | GT |  | S | 4.6 | 1 | 4 | 4 | 1 | N |  |  | N | IPP Non-CHP | 2 | X | LFG
Landfill Gas.LFG | natural gas peaker | TRUE | 56104 | AMERESCO Chiquita Canyon LLC | 56898 | Ameresco Chiquita Canyon | CA | Los Angeles | 2 | Landfill Gas | GT |  | S | 4.6 | 1 | 4 | 4 | 1 | N |  |  | N | IPP Non-CHP | 2 | X | LFG
Solar Photovoltaic.SUN | solar PV | FALSE | 57044 | Luminace Solar New Jersey, LLC | 56900 | Atlantic City Convention Center | NJ | Atlantic | 1 | Solar Photovoltaic | PV |  | S | 0.5 |  | 0.5 | 0.3 |  | N |  |  | N | Commercial Non-CHP | 4 | X | SUN
Solar Photovoltaic.SUN | solar PV | FALSE | 57044 | Luminace Solar New Jersey, LLC | 56900 | Atlantic City Convention Center | NJ | Atlantic | 2 | Solar Photovoltaic | PV |  | S | 0.5 |  | 0.5 | 0.3 |  | N |  |  | N | Commercial Non-CHP | 4 | X | SUN
Solar Photovoltaic.SUN | solar PV | FALSE | 57044 | Luminace Solar New Jersey, LLC | 56900 | Atlantic City Convention Center | NJ | Atlantic | 3 | Solar Photovoltaic | PV |  | S | 0.5 |  | 0.5 | 0.3 |  | N |  |  | N | Commercial Non-CHP | 4 | X | SUN
Solar Photovoltaic.SUN | solar PV | FALSE | 57044 | Luminace Solar New Jersey, LLC | 56900 | Atlantic City Convention Center | NJ | Atlantic | 4 | Solar Photovoltaic | PV |  | S | 0.5 |  | 0.5 | 0.3 |  | N |  |  | N | Commercial Non-CHP | 4 | X | SUN
Onshore Wind Turbine.WND | onshore wind | TRUE | 63858 | Valcour Operating Services, LLC | 56901 | Altona | NY | Clinton | 1 | Onshore Wind Turbine | WT |  | W | 97.5 |  | 97.5 | 97.5 | 0 | N |  |  | N | IPP Non-CHP | 2 | X | WND
Onshore Wind Turbine.WND | onshore wind | TRUE | 63858 | Valcour Operating Services, LLC | 56902 | Wethersfield | NY | Wyoming | 1 | Onshore Wind Turbine | WT |  | W | 126 |  | 126 | 126 | 0 | N |  |  | N | IPP Non-CHP | 2 | X | WND
Onshore Wind Turbine.WND | onshore wind | TRUE | 63858 | Valcour Operating Services, LLC | 56904 | Chateaugay | NY | Franklin | 1 | Onshore Wind Turbine | WT |  | W | 106.5 |  | 106.5 | 106.5 | 0 | N |  |  | N | IPP Non-CHP | 2 | X | WND
Onshore Wind Turbine.WND | onshore wind | TRUE | 61671 | Great Plains Windpark Legacy LLC | 56905 | Great Plains Windpark LLC | TX | Hansford | 1 | Onshore Wind Turbine | WT |  | W | 114 |  | 114 | 114 | 0 | N |  |  | N | IPP Non-CHP | 2 | X | WND
Natural Gas Fired Combustion Turbine.NG | natural gas peaker | TRUE | 56815 | NorthWestern Energy (MT wind/thermal) | 56908 | Dave Gates Generating Station | MT | Deer Lodge | 1 | Natural Gas Fired Combustion Turbine | GT |  | S | 67.7 | 0.85 | 44.1 | 48.1 | 5 | N |  |  | N | Electric Utility | 1 | X | NG | DFO
Natural Gas Fired Combustion Turbine.NG | natural gas peaker | TRUE | 56815 | NorthWestern Energy (MT wind/thermal) | 56908 | Dave Gates Generating Station | MT | Deer Lodge | 2 | Natural Gas Fired Combustion Turbine | GT |  | S | 67.7 | 0.85 | 44.1 | 48.1 | 5 | N |  |  | N | Electric Utility | 1 | X | NG | DFO
Natural Gas Fired Combustion Turbine.NG | natural gas peaker | TRUE | 56815 | NorthWestern Energy (MT wind/thermal) | 56908 | Dave Gates Generating Station | MT | Deer Lodge | 3 | Natural Gas Fired Combustion Turbine | GT |  | S | 67.7 | 0.85 | 44.1 | 48.1 | 5 | N |  |  | N | Electric Utility | 1 | X | NG | DFO
Solar Photovoltaic.SUN | solar PV | FALSE | 61944 | MN8 Energy LLC | 56909 | Gap Pacific Distribution Center | CA | Fresno | 1 | Solar Photovoltaic | PV |  | S | 0.6 |  | 0.3 | 0.3 |  | N |  |  | N | Commercial Non-CHP | 4 | X | SUN
Solar Photovoltaic.SUN | solar PV | FALSE | 61944 | MN8 Energy LLC | 56909 | Gap Pacific Distribution Center | CA | Fresno | 2 | Solar Photovoltaic | PV |  | S | 0.6 |  | 0.3 | 0.3 |  | N |  |  | N | Commercial Non-CHP | 4 | X | SUN
Solar Photovoltaic.SUN | solar PV | FALSE | 61944 | MN8 Energy LLC | 56909 | Gap Pacific Distribution Center | CA | Fresno | 3 | Solar Photovoltaic | PV |  | S | 0.6 |  | 0.3 | 0.3 |  | N |  |  | N | Commercial Non-CHP | 4 | X | SUN
Solar Photovoltaic.SUN | solar PV | FALSE | 61944 | MN8 Energy LLC | 56909 | Gap Pacific Distribution Center | CA | Fresno | 4 | Solar Photovoltaic | PV |  | S | 0.6 |  | 0.3 | 0.3 |  | N |  |  | N | Commercial Non-CHP | 4 | X | SUN
Landfill Gas.LFG | natural gas peaker | TRUE | 19391 | UGI Development Co | 56911 | Broad Mountain | PA | Schuylkill | GEN1 | Landfill Gas | GT |  | S | 5.5 | 0.85 | 4.1 | 4.9 | 1 | N |  |  | N | IPP Non-CHP | 2 | X | LFG
Landfill Gas.LFG | natural gas peaker | TRUE | 19391 | UGI Development Co | 56911 | Broad Mountain | PA | Schuylkill | GEN2 | Landfill Gas | GT |  | S | 5.5 | 0.85 | 4.1 | 4.9 | 1 | N |  |  | N | IPP Non-CHP | 2 | X | LFG
Onshore Wind Turbine.WND | onshore wind | TRUE | 55799 | FPL Energy Langdon Wind LLC | 56912 | Langdon Wind II LLC | ND | Cavalier | GE15 | Onshore Wind Turbine | WT |  | S | 40.5 |  | 40.5 | 40.5 | 2 | N |  |  | N | IPP Non-CHP | 2 | X | WND
Onshore Wind Turbine.WND | onshore wind | TRUE | 56121 | Osceola Windpower II | 56913 | Osceola Windpower II | IA | Osceola | CL25 | Onshore Wind Turbine | WT |  | S | 49.6 |  | 49.6 | 49.6 | 2.5 | N |  |  | N | IPP Non-CHP | 2 | X | WND
Natural Gas Fired Combustion Turbine.NG | natural gas peaker | TRUE | 56127 | Orange Grove Energy LP | 56914 | Orange Grove Peaking Facility | CA | San Diego | CTG1 | Natural Gas Fired Combustion Turbine | GT |  | S | 59 | 0.85 | 49.1 | 49.1 | 0 | N |  |  | N | IPP Non-CHP | 2 | X | NG
Natural Gas Fired Combustion Turbine.NG | natural gas peaker | TRUE | 56127 | Orange Grove Energy LP | 56914 | Orange Grove Peaking Facility | CA | San Diego | CTG2 | Natural Gas Fired Combustion Turbine | GT |  | S | 59 | 0.85 | 49.1 | 49.1 | 0 | N |  |  | N | IPP Non-CHP | 2 | X | NG
Solar Photovoltaic.SUN | solar PV | TRUE | 56128 | SAS Institute Inc | 56915 | SAS Solar Farm | NC | Wake | 1 | Solar Photovoltaic | PV |  | S | 0.5 |  | 0.5 | 0.5 |  | N |  |  | N | IPP Non-CHP | 2 | X | SUN
Solar Photovoltaic.SUN | solar PV | TRUE | 56128 | SAS Institute Inc | 56915 | SAS Solar Farm | NC | Wake | 2 | Solar Photovoltaic | PV |  | S | 0.5 |  | 0.5 | 0.5 |  | N |  |  | N | IPP Non-CHP | 2 | X | SUN
Solar Photovoltaic.SUN | solar PV | TRUE | 56128 | SAS Institute Inc | 56915 | SAS Solar Farm | NC | Wake | 3 | Solar Photovoltaic | PV |  | S | 0.5 |  | 0.5 | 0.5 |  | N |  |  | N | IPP Non-CHP | 2 | X | SUN
Solar Photovoltaic.SUN | solar PV | TRUE | 56128 | SAS Institute Inc | 56915 | SAS Solar Farm | NC | Wake | 4 | Solar Photovoltaic | PV |  | S | 0.5 |  | 0.5 | 0.5 |  | N |  |  | N | IPP Non-CHP | 2 | X | SUN
Solar Photovoltaic.SUN | solar PV | TRUE | 56167 | Imperial Valley Solar, LLC | 56917 | Imperial Valley Solar, LLC | CA | Imperial | 1 | Solar Photovoltaic | PV |  | S | 101 |  | 101 | 101 |  | N |  |  | N | IPP Non-CHP | 2 | X | SUN
Solar Photovoltaic.SUN | solar PV | TRUE | 56167 | Imperial Valley Solar, LLC | 56917 | Imperial Valley Solar, LLC | CA | Imperial | 1A | Solar Photovoltaic | PV |  | S | 64.6 |  | 64.6 | 64.6 |  | N |  |  | N | IPP Non-CHP | 2 | X | SUN
Solar Photovoltaic.SUN | solar PV | TRUE | 56167 | Imperial Valley Solar, LLC | 56917 | Imperial Valley Solar, LLC | CA | Imperial | 1B | Solar Photovoltaic | PV |  | S | 34.3 |  | 34.3 | 34.3 |  | N |  |  | N | IPP Non-CHP | 2 | X | SUN
Onshore Wind Turbine.WND | onshore wind | TRUE | 56122 | FPL Energy Ashtabula Wind LLC | 56919 | FPL Energy Ashtabula Wind LLC | ND | Barnes | GE15 | Onshore Wind Turbine | WT |  | S | 148.5 |  | 148.5 | 148.5 | 7.4 | N |  |  | N | IPP Non-CHP | 2 | X | WND
Onshore Wind Turbine.WND | onshore wind | TRUE | 56215 | RWE Renewables Americas, LLC | 56920 | Panther Creek Wind Farm I | TX | Howard | 1 | Onshore Wind Turbine | WT |  | S | 142.5 |  | 142.5 | 142.5 | 0 | N |  |  | N | IPP Non-CHP | 2 | X | WND
Onshore Wind Turbine.WND | onshore wind | TRUE | 56215 | RWE Renewables Americas, LLC | 56921 | Panther Creek Wind Farm II | TX | Glasscock | 1 | Onshore Wind Turbine | WT |  | S | 115.5 |  | 115.5 | 115.5 | 0 | N |  |  | N | IPP Non-CHP | 2 | X | WND
Solar Photovoltaic.SUN | solar PV | TRUE | 56431 | SunE U6 Holdings LLC | 56922 | WWRF Solar Plant | CO | Garfield | EAST | Solar Photovoltaic | PV |  | W | 0.5 |  | 0.4 | 0.4 |  | N |  |  | N | IPP Non-CHP | 2 | X | SUN
Solar Photovoltaic.SUN | solar PV | TRUE | 56431 | SunE U6 Holdings LLC | 56922 | WWRF Solar Plant | CO | Garfield | WEST | Solar Photovoltaic | PV |  | W | 1 |  | 0.9 | 0.9 |  | N |  |  | N | IPP Non-CHP | 2 | X | SUN
Onshore Wind Turbine.WND | onshore wind | TRUE | 56123 | FPL Energy Crystal Lake Wind LLC | 56923 | FPL Energy Crystal Lake Wind LLC | IA | Hancock | GE15 | Onshore Wind Turbine | WT |  | S | 150 |  | 150 | 150 | 7.5 | N |  |  | N | IPP Non-CHP | 2 | X | WND
Onshore Wind Turbine.WND | onshore wind | TRUE | 56119 | FPL Energy Story Wind LLC | 56924 | FPL Energy Story Wind LLC | IA | Story | GE15 | Onshore Wind Turbine | WT |  | S | 150 |  | 150 | 150 | 7.5 | N |  |  | N | IPP Non-CHP | 2 | X | WND
Onshore Wind Turbine.WND | onshore wind | TRUE | 56124 | FPL Energy Crystal Lake Wind II LLC | 56925 | FPL Energy Crystal Lake Wind II LLC | IA | Hancock | CL25 | Onshore Wind Turbine | WT |  | S | 200 |  | 199 | 199 | 10 | N |  |  | N | IPP Non-CHP | 2 | X | WND
Natural Gas Fired Combustion Turbine.NG | natural gas peaker | FALSE | 56143 | Fairfield University | 56928 | Fairfield University CHP Plant | CT | Fairfield | CHP1 | Natural Gas Fired Combustion Turbine | GT |  | S | 4.5 | 0.95 | 4.5 | 4.5 | 0.5 | N |  |  | Y | Commercial CHP | 5 | T | NG
Solar Photovoltaic.SUN | solar PV | TRUE | 6452 | Florida Power & Light Co | 56929 | DeSoto Next Generation Solar Energy | FL | DeSoto | 1 | Solar Photovoltaic | PV |  | S | 25 |  | 25 | 25 |  | N |  |  | N | Electric Utility | 1 | X | SUN
Solar Photovoltaic.SUN | solar PV | TRUE | 6452 | Florida Power & Light Co | 56930 | Space Coast Next Gen Solar Energy | FL | Brevard | 1 | Solar Photovoltaic | PV |  | S | 10 |  | 10 | 10 |  | N |  |  | N | Electric Utility | 1 | X | SUN
Petroleum Liquids.DFO | petroleum | FALSE | 22040 | Washington State University | 56932 | Biotech LS 0836 | WA | Whitman | BLS1 | Petroleum Liquids | IC |  | S | 1 | 0.8 | 1 | 1 | 0.2 | N |  |  | N | Commercial Non-CHP | 4 | X | DFO
Onshore Wind Turbine.WND | onshore wind | TRUE | 56159 | Threemile Canyon Wind I, LLC | 56933 | Threemile Canyon | OR | Morrow | 1 | Onshore Wind Turbine | WT |  | S | 9.9 |  | 9.9 | 9.9 | 0.2 | N |  |  | N | IPP Non-CHP | 2 | X | WND
Onshore Wind Turbine.WND | onshore wind | TRUE | 56158 | Cassia Wind Farm, LLC | 56934 | Cassia Wind | ID | Twin Falls | 1 | Onshore Wind Turbine | WT |  | S | 8.4 |  | 8.4 | 8.4 | 0.1 | N |  |  | N | IPP Non-CHP | 2 | X | WND
Onshore Wind Turbine.WND | onshore wind | TRUE | 56157 | Cassia Gulch Wind Park, LLC | 56935 | Cassia Gulch | ID | Twin Falls | 1 | Onshore Wind Turbine | WT |  | S | 18.9 |  | 18.9 | 18.9 | 0.1 | N |  |  | N | IPP Non-CHP | 2 | X | WND
Conventional Hydroelectric.WAT | hydro | FALSE | 5914 | Erie Boulevard Hydropower LP | 56936 | Brookfield Power Glen Falls Hydro | NY | Warren | GEN1 | Conventional Hydroelectric | HY |  | S | 2.4 | 0.8 | 2.3 | 2.4 | 1 | N |  |  | N | Industrial Non-CHP | 6 | X | WAT
Conventional Hydroelectric.WAT | hydro | FALSE | 5914 | Erie Boulevard Hydropower LP | 56936 | Brookfield Power Glen Falls Hydro | NY | Warren | GEN2 | Conventional Hydroelectric | HY |  | S | 2 | 0.8 | 1.9 | 2 | 1 | N |  |  | N | Industrial Non-CHP | 6 | X | WAT
Conventional Hydroelectric.WAT | hydro | FALSE | 5914 | Erie Boulevard Hydropower LP | 56936 | Brookfield Power Glen Falls Hydro | NY | Warren | GEN3 | Conventional Hydroelectric | HY |  | S | 2.2 | 0.8 | 2.1 | 2.2 | 1 | N |  |  | N | Industrial Non-CHP | 6 | X | WAT
Conventional Hydroelectric.WAT | hydro | FALSE | 5914 | Erie Boulevard Hydropower LP | 56936 | Brookfield Power Glen Falls Hydro | NY | Warren | GEN4 | Conventional Hydroelectric | HY |  | S | 2.4 | 0.8 | 2.3 | 2.4 | 1 | N |  |  | N | Industrial Non-CHP | 6 | X | WAT
Conventional Hydroelectric.WAT | hydro | FALSE | 5914 | Erie Boulevard Hydropower LP | 56936 | Brookfield Power Glen Falls Hydro | NY | Warren | GEN5 | Conventional Hydroelectric | HY |  | S | 2.8 | 0.8 | 2.7 | 2.8 | 1 | N |  |  | N | Industrial Non-CHP | 6 | X | WAT
Solar Photovoltaic.SUN | solar PV | TRUE | 56183 | SunE NC Progress 1 LLC | 56938 | SunEdison LV Sutton Plant Site | NC | New Hanover | NCP1 | Solar Photovoltaic | PV |  | W | 1.2 |  | 1.2 | 1.2 |  | N |  |  | N | IPP Non-CHP | 2 | X | SUN
Solar Photovoltaic.SUN | solar PV | TRUE | 59399 | NRG Solar Blythe | 56939 | Solar Blythe LLC | CA | Riverside | 1 | Solar Photovoltaic | PV |  | S | 21 |  | 21 | 21 |  | N |  |  | N | IPP Non-CHP | 2 | X | SUN
Natural Gas Fired Combined Cycle.NG | natural gas combined cycle | TRUE | 56204 | CPV Valley, LLC | 56940 | CPV Valley Energy Center | NY | Orange | CTG1 | Natural Gas Fired Combined Cycle | CT | G921 | S | 235 | 0.85 | 180.6 | 216.8 | 124.2 | N |  |  | N | IPP Non-CHP | 2 | X | NG | DFO
Natural Gas Fired Combined Cycle.NG | natural gas combined cycle | TRUE | 56204 | CPV Valley, LLC | 56940 | CPV Valley Energy Center | NY | Orange | CTG2 | Natural Gas Fired Combined Cycle | CT | G921 | S | 235 | 0.85 | 180.6 | 216.8 | 124.2 | N |  |  | N | IPP Non-CHP | 2 | X | NG | DFO
Natural Gas Fired Combined Cycle.NG | natural gas combined cycle | TRUE | 56204 | CPV Valley, LLC | 56940 | CPV Valley Energy Center | NY | Orange | STG | Natural Gas Fired Combined Cycle | CA | G921 | S | 300 | 0.96 | 290.5 | 305.2 | 158.6 | N |  |  | N | IPP Non-CHP | 2 | X | NG | DFO
Onshore Wind Turbine.WND | onshore wind | TRUE | 49893 | Invenergy Services LLC | 56941 | Grand Ridge Wind Energy Center | IL | LaSalle | 1 | Onshore Wind Turbine | WT |  | S | 99 |  | 99 | 99 | 0 | N |  |  | N | IPP Non-CHP | 2 | X | WND
Onshore Wind Turbine.WND | onshore wind | TRUE | 49893 | Invenergy Services LLC | 56941 | Grand Ridge Wind Energy Center | IL | LaSalle | 2 | Onshore Wind Turbine | WT |  | S | 51 |  | 51 | 51 | 0 | N |  |  | N | IPP Non-CHP | 2 | X | WND
Onshore Wind Turbine.WND | onshore wind | TRUE | 49893 | Invenergy Services LLC | 56941 | Grand Ridge Wind Energy Center | IL | LaSalle | 3 | Onshore Wind Turbine | WT |  | S | 49.5 |  | 49.5 | 49.5 | 0 | N |  |  | N | IPP Non-CHP | 2 | X | WND
Onshore Wind Turbine.WND | onshore wind | TRUE | 49893 | Invenergy Services LLC | 56941 | Grand Ridge Wind Energy Center | IL | LaSalle | 4 | Onshore Wind Turbine | WT |  | S | 10.5 |  | 10.5 | 10.5 | 0 | N |  |  | N | IPP Non-CHP | 2 | X | WND
Onshore Wind Turbine.WND | onshore wind | TRUE | 20860 | Wisconsin Public Service Corp | 56942 | Forward Wind Energy Center | WI | Dodge | 1 | Onshore Wind Turbine | WT |  | S | 99 |  | 99 | 99 | 0 | N |  |  | N | Electric Utility | 1 | X | WND
Onshore Wind Turbine.WND | onshore wind | TRUE | 20860 | Wisconsin Public Service Corp | 56942 | Forward Wind Energy Center | WI | Dodge | 2 | Onshore Wind Turbine | WT |  | S | 30 |  | 30 | 30 | 0 | N |  |  | N | Electric Utility | 1 | X | WND
Solar Photovoltaic.SUN | solar PV | TRUE | 56769 | Consolidated Edison Development Inc. | 56944 | CM10 | NV | Clark | PV01 | Solar Photovoltaic | PV |  | S | 10 |  | 10 | 10 |  | N |  |  | N | IPP Non-CHP | 2 | X | SUN
Onshore Wind Turbine.WND | onshore wind | TRUE | 64648 | High Lonesome Mesa, LLC | 56945 | High Lonesome Mesa LLC | NM | Torrance | 1 | Onshore Wind Turbine | WT |  | S | 100 |  | 100 | 100 | 1 | N |  |  | N | IPP Non-CHP | 2 | X | WND
Onshore Wind Turbine.WND | onshore wind | TRUE | 64633 | Buffalo Bear, LLC | 56946 | Buffalo Bear LLC | OK | Harper | 1 | Onshore Wind Turbine | WT |  | S | 18.9 |  | 18.9 | 18.9 | 1 | N |  |  | N | IPP Non-CHP | 2 | X | WND
Onshore Wind Turbine.WND | onshore wind | TRUE | 64631 | Elkhorn Ridge Wind, LLC | 56947 | Elkhorn Ridge Wind LLC | NE | Knox | 1 | Onshore Wind Turbine | WT |  | J | 81 |  | 81 | 81 | 1 | N |  |  | N | IPP Non-CHP | 2 | X | WND
Natural Gas Fired Combustion Turbine.NG | natural gas peaker | TRUE | 16572 | Salt River Project | 56948 | Coolidge Generation Station | AZ | Pinal | 1 | Natural Gas Fired Combustion Turbine | GT |  | S | 60.5 | 0.85 | 43.4 | 47.7 | 22 | N |  |  | N | Electric Utility | 1 | X | NG
Natural Gas Fired Combustion Turbine.NG | natural gas peaker | TRUE | 16572 | Salt River Project | 56948 | Coolidge Generation Station | AZ | Pinal | 10 | Natural Gas Fired Combustion Turbine | GT |  | S | 60.5 | 0.85 | 43.4 | 47.7 | 22 | N |  |  | N | Electric Utility | 1 | X | NG
Natural Gas Fired Combustion Turbine.NG | natural gas peaker | TRUE | 16572 | Salt River Project | 56948 | Coolidge Generation Station | AZ | Pinal | 11 | Natural Gas Fired Combustion Turbine | GT |  | S | 60.5 | 0.85 | 43.4 | 47.7 | 22 | N |  |  | N | Electric Utility | 1 | X | NG
Natural Gas Fired Combustion Turbine.NG | natural gas peaker | TRUE | 16572 | Salt River Project | 56948 | Coolidge Generation Station | AZ | Pinal | 12 | Natural Gas Fired Combustion Turbine | GT |  | S | 60.5 | 0.85 | 43.4 | 47.7 | 22 | N |  |  | N | Electric Utility | 1 | X | NG
Natural Gas Fired Combustion Turbine.NG | natural gas peaker | TRUE | 16572 | Salt River Project | 56948 | Coolidge Generation Station | AZ | Pinal | 2 | Natural Gas Fired Combustion Turbine | GT |  | S | 60.5 | 0.85 | 43.4 | 47.7 | 22 | N |  |  | N | Electric Utility | 1 | X | NG
Natural Gas Fired Combustion Turbine.NG | natural gas peaker | TRUE | 16572 | Salt River Project | 56948 | Coolidge Generation Station | AZ | Pinal | 3 | Natural Gas Fired Combustion Turbine | GT |  | S | 60.5 | 0.85 | 43.4 | 47.7 | 22 | N |  |  | N | Electric Utility | 1 | X | NG
Natural Gas Fired Combustion Turbine.NG | natural gas peaker | TRUE | 16572 | Salt River Project | 56948 | Coolidge Generation Station | AZ | Pinal | 4 | Natural Gas Fired Combustion Turbine | GT |  | S | 60.5 | 0.85 | 43.4 | 47.7 | 22 | N |  |  | N | Electric Utility | 1 | X | NG
Natural Gas Fired Combustion Turbine.NG | natural gas peaker | TRUE | 16572 | Salt River Project | 56948 | Coolidge Generation Station | AZ | Pinal | 5 | Natural Gas Fired Combustion Turbine | GT |  | S | 60.5 | 0.85 | 43.4 | 47.7 | 22 | N |  |  | N | Electric Utility | 1 | X | NG
Natural Gas Fired Combustion Turbine.NG | natural gas peaker | TRUE | 16572 | Salt River Project | 56948 | Coolidge Generation Station | AZ | Pinal | 6 | Natural Gas Fired Combustion Turbine | GT |  | S | 60.5 | 0.85 | 43.4 | 47.7 | 22 | N |  |  | N | Electric Utility | 1 | X | NG
Natural Gas Fired Combustion Turbine.NG | natural gas peaker | TRUE | 16572 | Salt River Project | 56948 | Coolidge Generation Station | AZ | Pinal | 7 | Natural Gas Fired Combustion Turbine | GT |  | S | 60.5 | 0.85 | 43.4 | 47.7 | 22 | N |  |  | N | Electric Utility | 1 | X | NG
Natural Gas Fired Combustion Turbine.NG | natural gas peaker | TRUE | 16572 | Salt River Project | 56948 | Coolidge Generation Station | AZ | Pinal | 8 | Natural Gas Fired Combustion Turbine | GT |  | S | 60.5 | 0.85 | 43.4 | 47.7 | 22 | N |  |  | N | Electric Utility | 1 | X | NG
Natural Gas Fired Combustion Turbine.NG | natural gas peaker | TRUE | 16572 | Salt River Project | 56948 | Coolidge Generation Station | AZ | Pinal | 9 | Natural Gas Fired Combustion Turbine | GT |  | S | 60.5 | 0.85 | 43.4 | 47.7 | 22 | N |  |  | N | Electric Utility | 1 | X | NG
Landfill Gas.LFG | natural gas peaker | TRUE | 58523 | Enerdyne Power Systems Inc | 56951 | Enoree Phase II Landfill Gas Recovery | SC | Greenville | 1 | Landfill Gas | IC |  | S | 1.6 | 0.98 | 1.5 | 1.5 | 1.1 | N |  |  | N | IPP Non-CHP | 2 | X | LFG
Landfill Gas.LFG | natural gas peaker | TRUE | 58523 | Enerdyne Power Systems Inc | 56951 | Enoree Phase II Landfill Gas Recovery | SC | Greenville | 2 | Landfill Gas | IC |  | S | 1.6 | 0.98 | 1.5 | 1.5 | 1.1 | N |  |  | N | IPP Non-CHP | 2 | X | LFG
Onshore Wind Turbine.WND | onshore wind | TRUE | 49893 | Invenergy Services LLC | 56952 | Willow Creek Energy Center | OR | Morrow | 1 | Onshore Wind Turbine | WT |  | S | 72 |  | 72 | 72 | 0 | N |  |  | N | IPP Non-CHP | 2 | X | WND
Onshore Wind Turbine.WND | onshore wind | TRUE | 49893 | Invenergy Services LLC | 56953 | High Sheldon Wind Farm | NY | Wyoming | 1 | Onshore Wind Turbine | WT |  | S | 112.5 |  | 112 | 112 | 0 | N |  |  | N | IPP Non-CHP | 2 | X | WND
Petroleum Liquids.DFO | petroleum | TRUE | 13630 | North Carolina Mun Power Agny #1 | 56954 | Gastonia Prime Power Park | NC | Gaston | 1 | Petroleum Liquids | IC |  | S | 2.3 | 0.8 | 2 | 2 | 0.1 | N |  |  | N | Electric Utility | 1 | X | DFO
Petroleum Liquids.DFO | petroleum | TRUE | 13630 | North Carolina Mun Power Agny #1 | 56954 | Gastonia Prime Power Park | NC | Gaston | 2 | Petroleum Liquids | IC |  | S | 2.3 | 0.8 | 2 | 2 | 0.1 | N |  |  | N | Electric Utility | 1 | X | DFO
Petroleum Liquids.DFO | petroleum | TRUE | 13630 | North Carolina Mun Power Agny #1 | 56954 | Gastonia Prime Power Park | NC | Gaston | 3 | Petroleum Liquids | IC |  | S | 1.8 | 0.8 | 1.8 | 1.8 | 0.1 | N |  |  | N | Electric Utility | 1 | X | DFO
Petroleum Liquids.DFO | petroleum | TRUE | 13630 | North Carolina Mun Power Agny #1 | 56954 | Gastonia Prime Power Park | NC | Gaston | 4 | Petroleum Liquids | IC |  | S | 1.8 | 0.8 | 1.8 | 1.8 | 0.1 | N |  |  | N | Electric Utility | 1 | X | DFO