Industrial Sector Energy Related Emissions before CCS[hydrogen if,food beverage and tobacco 10T12,CO2] | NoSettings | 0 | 0 | 0 | 0 | 0 | 0 | 0 | 0 | 0 | 0 | 0 | 0 | 0 | 0 | 0 | 0 | 0 | 0 | 0 | 0 | 0 | 0 | 0 | 0 | 0 | 0 | 0 | 0 | 0 | 0 | 0
Industrial Sector Energy Related Emissions before CCS[hydrogen if,food beverage and tobacco 10T12,VOC] | NoSettings | 0 | 0 | 0 | 0 | 0 | 0 | 0 | 0 | 0 | 0 | 0 | 0 | 0 | 0 | 0 | 0 | 0 | 0 | 0 | 0 | 0 | 0 | 0 | 0 | 0 | 0 | 0 | 0 | 0 | 0 | 0
Industrial Sector Energy Related Emissions before CCS[hydrogen if,food beverage and tobacco 10T12,CO] | NoSettings | 0 | 0 | 0 | 0 | 0 | 0 | 0 | 0 | 0 | 0 | 0 | 0 | 0 | 0 | 0 | 0 | 0 | 0 | 0 | 0 | 0 | 0 | 0 | 0 | 0 | 0 | 0 | 0 | 0 | 0 | 0
Industrial Sector Energy Related Emissions before CCS[hydrogen if,food beverage and tobacco 10T12,NOx] | NoSettings | 0 | 0 | 0 | 0 | 0 | 0 | 0 | 0 | 0 | 0 | 0 | 0 | 0 | 0 | 0 | 0 | 0 | 0 | 0 | 0 | 0 | 0 | 0 | 0 | 0 | 0 | 0 | 0 | 0 | 0 | 0
Industrial Sector Energy Related Emissions before CCS[hydrogen if,food beverage and tobacco 10T12,PM10] | NoSettings | 0 | 0 | 0 | 0 | 0 | 0 | 0 | 0 | 0 | 0 | 0 | 0 | 0 | 0 | 0 | 0 | 0 | 0 | 0 | 0 | 0 | 0 | 0 | 0 | 0 | 0 | 0 | 0 | 0 | 0 | 0
Industrial Sector Energy Related Emissions before CCS[hydrogen if,food beverage and tobacco 10T12,PM25] | NoSettings | 0 | 0 | 0 | 0 | 0 | 0 | 0 | 0 | 0 | 0 | 0 | 0 | 0 | 0 | 0 | 0 | 0 | 0 | 0 | 0 | 0 | 0 | 0 | 0 | 0 | 0 | 0 | 0 | 0 | 0 | 0
Industrial Sector Energy Related Emissions before CCS[hydrogen if,food beverage and tobacco 10T12,SOx] | NoSettings | 0 | 0 | 0 | 0 | 0 | 0 | 0 | 0 | 0 | 0 | 0 | 0 | 0 | 0 | 0 | 0 | 0 | 0 | 0 | 0 | 0 | 0 | 0 | 0 | 0 | 0 | 0 | 0 | 0 | 0 | 0
Industrial Sector Energy Related Emissions before CCS[hydrogen if,food beverage and tobacco 10T12,BC] | NoSettings | 0 | 0 | 0 | 0 | 0 | 0 | 0 | 0 | 0 | 0 | 0 | 0 | 0 | 0 | 0 | 0 | 0 | 0 | 0 | 0 | 0 | 0 | 0 | 0 | 0 | 0 | 0 | 0 | 0 | 0 | 0
Industrial Sector Energy Related Emissions before CCS[hydrogen if,food beverage and tobacco 10T12,OC] | NoSettings | 0 | 0 | 0 | 0 | 0 | 0 | 0 | 0 | 0 | 0 | 0 | 0 | 0 | 0 | 0 | 0 | 0 | 0 | 0 | 0 | 0 | 0 | 0 | 0 | 0 | 0 | 0 | 0 | 0 | 0 | 0
Industrial Sector Energy Related Emissions before CCS[hydrogen if,food beverage and tobacco 10T12,CH4] | NoSettings | 0 | 0 | 0 | 0 | 0 | 0 | 0 | 0 | 0 | 0 | 0 | 0 | 0 | 0 | 0 | 0 | 0 | 0 | 0 | 0 | 0 | 0 | 0 | 0 | 0 | 0 | 0 | 0 | 0 | 0 | 0
Industrial Sector Energy Related Emissions before CCS[hydrogen if,food beverage and tobacco 10T12,N2O] | NoSettings | 0 | 0 | 0 | 0 | 0 | 0 | 0 | 0 | 0 | 0 | 0 | 0 | 0 | 0 | 0 | 0 | 0 | 0 | 0 | 0 | 0 | 0 | 0 | 0 | 0 | 0 | 0 | 0 | 0 | 0 | 0
Industrial Sector Energy Related Emissions before CCS[hydrogen if,food beverage and tobacco 10T12,F gases] | NoSettings | 0 | 0 | 0 | 0 | 0 | 0 | 0 | 0 | 0 | 0 | 0 | 0 | 0 | 0 | 0 | 0 | 0 | 0 | 0 | 0 | 0 | 0 | 0 | 0 | 0 | 0 | 0 | 0 | 0 | 0 | 0
Industrial Sector Energy Related Emissions before CCS[hydrogen if,textiles apparel and leather 13T15,CO2] | NoSettings | 0 | 0 | 0 | 0 | 0 | 0 | 0 | 0 | 0 | 0 | 0 | 0 | 0 | 0 | 0 | 0 | 0 | 0 | 0 | 0 | 0 | 0 | 0 | 0 | 0 | 0 | 0 | 0 | 0 | 0 | 0
Industrial Sector Energy Related Emissions before CCS[hydrogen if,textiles apparel and leather 13T15,VOC] | NoSettings | 0 | 0 | 0 | 0 | 0 | 0 | 0 | 0 | 0 | 0 | 0 | 0 | 0 | 0 | 0 | 0 | 0 | 0 | 0 | 0 | 0 | 0 | 0 | 0 | 0 | 0 | 0 | 0 | 0 | 0 | 0
Industrial Sector Energy Related Emissions before CCS[hydrogen if,textiles apparel and leather 13T15,CO] | NoSettings | 0 | 0 | 0 | 0 | 0 | 0 | 0 | 0 | 0 | 0 | 0 | 0 | 0 | 0 | 0 | 0 | 0 | 0 | 0 | 0 | 0 | 0 | 0 | 0 | 0 | 0 | 0 | 0 | 0 | 0 | 0
Industrial Sector Energy Related Emissions before CCS[hydrogen if,textiles apparel and leather 13T15,NOx] | NoSettings | 0 | 0 | 0 | 0 | 0 | 0 | 0 | 0 | 0 | 0 | 0 | 0 | 0 | 0 | 0 | 0 | 0 | 0 | 0 | 0 | 0 | 0 | 0 | 0 | 0 | 0 | 0 | 0 | 0 | 0 | 0
Industrial Sector Energy Related Emissions before CCS[hydrogen if,textiles apparel and leather 13T15,PM10] | NoSettings | 0 | 0 | 0 | 0 | 0 | 0 | 0 | 0 | 0 | 0 | 0 | 0 | 0 | 0 | 0 | 0 | 0 | 0 | 0 | 0 | 0 | 0 | 0 | 0 | 0 | 0 | 0 | 0 | 0 | 0 | 0
Industrial Sector Energy Related Emissions before CCS[hydrogen if,textiles apparel and leather 13T15,PM25] | NoSettings | 0 | 0 | 0 | 0 | 0 | 0 | 0 | 0 | 0 | 0 | 0 | 0 | 0 | 0 | 0 | 0 | 0 | 0 | 0 | 0 | 0 | 0 | 0 | 0 | 0 | 0 | 0 | 0 | 0 | 0 | 0
Industrial Sector Energy Related Emissions before CCS[hydrogen if,textiles apparel and leather 13T15,SOx] | NoSettings | 0 | 0 | 0 | 0 | 0 | 0 | 0 | 0 | 0 | 0 | 0 | 0 | 0 | 0 | 0 | 0 | 0 | 0 | 0 | 0 | 0 | 0 | 0 | 0 | 0 | 0 | 0 | 0 | 0 | 0 | 0
Industrial Sector Energy Related Emissions before CCS[hydrogen if,textiles apparel and leather 13T15,BC] | NoSettings | 0 | 0 | 0 | 0 | 0 | 0 | 0 | 0 | 0 | 0 | 0 | 0 | 0 | 0 | 0 | 0 | 0 | 0 | 0 | 0 | 0 | 0 | 0 | 0 | 0 | 0 | 0 | 0 | 0 | 0 | 0
Industrial Sector Energy Related Emissions before CCS[hydrogen if,textiles apparel and leather 13T15,OC] | NoSettings | 0 | 0 | 0 | 0 | 0 | 0 | 0 | 0 | 0 | 0 | 0 | 0 | 0 | 0 | 0 | 0 | 0 | 0 | 0 | 0 | 0 | 0 | 0 | 0 | 0 | 0 | 0 | 0 | 0 | 0 | 0
Industrial Sector Energy Related Emissions before CCS[hydrogen if,textiles apparel and leather 13T15,CH4] | NoSettings | 0 | 0 | 0 | 0 | 0 | 0 | 0 | 0 | 0 | 0 | 0 | 0 | 0 | 0 | 0 | 0 | 0 | 0 | 0 | 0 | 0 | 0 | 0 | 0 | 0 | 0 | 0 | 0 | 0 | 0 | 0
Industrial Sector Energy Related Emissions before CCS[hydrogen if,textiles apparel and leather 13T15,N2O] | NoSettings | 0 | 0 | 0 | 0 | 0 | 0 | 0 | 0 | 0 | 0 | 0 | 0 | 0 | 0 | 0 | 0 | 0 | 0 | 0 | 0 | 0 | 0 | 0 | 0 | 0 | 0 | 0 | 0 | 0 | 0 | 0
Industrial Sector Energy Related Emissions before CCS[hydrogen if,textiles apparel and leather 13T15,F gases] | NoSettings | 0 | 0 | 0 | 0 | 0 | 0 | 0 | 0 | 0 | 0 | 0 | 0 | 0 | 0 | 0 | 0 | 0 | 0 | 0 | 0 | 0 | 0 | 0 | 0 | 0 | 0 | 0 | 0 | 0 | 0 | 0
Industrial Sector Energy Related Emissions before CCS[hydrogen if,wood products 16,CO2] | NoSettings | 0 | 0 | 0 | 0 | 0 | 0 | 0 | 0 | 0 | 0 | 0 | 0 | 0 | 0 | 0 | 0 | 0 | 0 | 0 | 0 | 0 | 0 | 0 | 0 | 0 | 0 | 0 | 0 | 0 | 0 | 0
Industrial Sector Energy Related Emissions before CCS[hydrogen if,wood products 16,VOC] | NoSettings | 0 | 0 | 0 | 0 | 0 | 0 | 0 | 0 | 0 | 0 | 0 | 0 | 0 | 0 | 0 | 0 | 0 | 0 | 0 | 0 | 0 | 0 | 0 | 0 | 0 | 0 | 0 | 0 | 0 | 0 | 0
Industrial Sector Energy Related Emissions before CCS[hydrogen if,wood products 16,CO] | NoSettings | 0 | 0 | 0 | 0 | 0 | 0 | 0 | 0 | 0 | 0 | 0 | 0 | 0 | 0 | 0 | 0 | 0 | 0 | 0 | 0 | 0 | 0 | 0 | 0 | 0 | 0 | 0 | 0 | 0 | 0 | 0
Industrial Sector Energy Related Emissions before CCS[hydrogen if,wood products 16,NOx] | NoSettings | 0 | 0 | 0 | 0 | 0 | 0 | 0 | 0 | 0 | 0 | 0 | 0 | 0 | 0 | 0 | 0 | 0 | 0 | 0 | 0 | 0 | 0 | 0 | 0 | 0 | 0 | 0 | 0 | 0 | 0 | 0
Industrial Sector Energy Related Emissions before CCS[hydrogen if,wood products 16,PM10] | NoSettings | 0 | 0 | 0 | 0 | 0 | 0 | 0 | 0 | 0 | 0 | 0 | 0 | 0 | 0 | 0 | 0 | 0 | 0 | 0 | 0 | 0 | 0 | 0 | 0 | 0 | 0 | 0 | 0 | 0 | 0 | 0
Industrial Sector Energy Related Emissions before CCS[hydrogen if,wood products 16,PM25] | NoSettings | 0 | 0 | 0 | 0 | 0 | 0 | 0 | 0 | 0 | 0 | 0 | 0 | 0 | 0 | 0 | 0 | 0 | 0 | 0 | 0 | 0 | 0 | 0 | 0 | 0 | 0 | 0 | 0 | 0 | 0 | 0
Industrial Sector Energy Related Emissions before CCS[hydrogen if,wood products 16,SOx] | NoSettings | 0 | 0 | 0 | 0 | 0 | 0 | 0 | 0 | 0 | 0 | 0 | 0 | 0 | 0 | 0 | 0 | 0 | 0 | 0 | 0 | 0 | 0 | 0 | 0 | 0 | 0 | 0 | 0 | 0 | 0 | 0
Industrial Sector Energy Related Emissions before CCS[hydrogen if,wood products 16,BC] | NoSettings | 0 | 0 | 0 | 0 | 0 | 0 | 0 | 0 | 0 | 0 | 0 | 0 | 0 | 0 | 0 | 0 | 0 | 0 | 0 | 0 | 0 | 0 | 0 | 0 | 0 | 0 | 0 | 0 | 0 | 0 | 0
Industrial Sector Energy Related Emissions before CCS[hydrogen if,wood products 16,OC] | NoSettings | 0 | 0 | 0 | 0 | 0 | 0 | 0 | 0 | 0 | 0 | 0 | 0 | 0 | 0 | 0 | 0 | 0 | 0 | 0 | 0 | 0 | 0 | 0 | 0 | 0 | 0 | 0 | 0 | 0 | 0 | 0
Industrial Sector Energy Related Emissions before CCS[hydrogen if,wood products 16,CH4] | NoSettings | 0 | 0 | 0 | 0 | 0 | 0 | 0 | 0 | 0 | 0 | 0 | 0 | 0 | 0 | 0 | 0 | 0 | 0 | 0 | 0 | 0 | 0 | 0 | 0 | 0 | 0 | 0 | 0 | 0 | 0 | 0
Industrial Sector Energy Related Emissions before CCS[hydrogen if,wood products 16,N2O] | NoSettings | 0 | 0 | 0 | 0 | 0 | 0 | 0 | 0 | 0 | 0 | 0 | 0 | 0 | 0 | 0 | 0 | 0 | 0 | 0 | 0 | 0 | 0 | 0 | 0 | 0 | 0 | 0 | 0 | 0 | 0 | 0
Industrial Sector Energy Related Emissions before CCS[hydrogen if,wood products 16,F gases] | NoSettings | 0 | 0 | 0 | 0 | 0 | 0 | 0 | 0 | 0 | 0 | 0 | 0 | 0 | 0 | 0 | 0 | 0 | 0 | 0 | 0 | 0 | 0 | 0 | 0 | 0 | 0 | 0 | 0 | 0 | 0 | 0
Industrial Sector Energy Related Emissions before CCS[hydrogen if,pulp paper and printing 17T18,CO2] | NoSettings | 0 | 0 | 0 | 0 | 0 | 0 | 0 | 0 | 0 | 0 | 0 | 0 | 0 | 0 | 0 | 0 | 0 | 0 | 0 | 0 | 0 | 0 | 0 | 0 | 0 | 0 | 0 | 0 | 0 | 0 | 0
Industrial Sector Energy Related Emissions before CCS[hydrogen if,pulp paper and printing 17T18,VOC] | NoSettings | 0 | 0 | 0 | 0 | 0 | 0 | 0 | 0 | 0 | 0 | 0 | 0 | 0 | 0 | 0 | 0 | 0 | 0 | 0 | 0 | 0 | 0 | 0 | 0 | 0 | 0 | 0 | 0 | 0 | 0 | 0
Industrial Sector Energy Related Emissions before CCS[hydrogen if,pulp paper and printing 17T18,CO] | NoSettings | 0 | 0 | 0 | 0 | 0 | 0 | 0 | 0 | 0 | 0 | 0 | 0 | 0 | 0 | 0 | 0 | 0 | 0 | 0 | 0 | 0 | 0 | 0 | 0 | 0 | 0 | 0 | 0 | 0 | 0 | 0
Industrial Sector Energy Related Emissions before CCS[hydrogen if,pulp paper and printing 17T18,NOx] | NoSettings | 0 | 0 | 0 | 0 | 0 | 0 | 0 | 0 | 0 | 0 | 0 | 0 | 0 | 0 | 0 | 0 | 0 | 0 | 0 | 0 | 0 | 0 | 0 | 0 | 0 | 0 | 0 | 0 | 0 | 0 | 0
Industrial Sector Energy Related Emissions before CCS[hydrogen if,pulp paper and printing 17T18,PM10] | NoSettings | 0 | 0 | 0 | 0 | 0 | 0 | 0 | 0 | 0 | 0 | 0 | 0 | 0 | 0 | 0 | 0 | 0 | 0 | 0 | 0 | 0 | 0 | 0 | 0 | 0 | 0 | 0 | 0 | 0 | 0 | 0
Industrial Sector Energy Related Emissions before CCS[hydrogen if,pulp paper and printing 17T18,PM25] | NoSettings | 0 | 0 | 0 | 0 | 0 | 0 | 0 | 0 | 0 | 0 | 0 | 0 | 0 | 0 | 0 | 0 | 0 | 0 | 0 | 0 | 0 | 0 | 0 | 0 | 0 | 0 | 0 | 0 | 0 | 0 | 0
Industrial Sector Energy Related Emissions before CCS[hydrogen if,pulp paper and printing 17T18,SOx] | NoSettings | 0 | 0 | 0 | 0 | 0 | 0 | 0 | 0 | 0 | 0 | 0 | 0 | 0 | 0 | 0 | 0 | 0 | 0 | 0 | 0 | 0 | 0 | 0 | 0 | 0 | 0 | 0 | 0 | 0 | 0 | 0
Industrial Sector Energy Related Emissions before CCS[hydrogen if,pulp paper and printing 17T18,BC] | NoSettings | 0 | 0 | 0 | 0 | 0 | 0 | 0 | 0 | 0 | 0 | 0 | 0 | 0 | 0 | 0 | 0 | 0 | 0 | 0 | 0 | 0 | 0 | 0 | 0 | 0 | 0 | 0 | 0 | 0 | 0 | 0
Industrial Sector Energy Related Emissions before CCS[hydrogen if,pulp paper and printing 17T18,OC] | NoSettings | 0 | 0 | 0 | 0 | 0 | 0 | 0 | 0 | 0 | 0 | 0 | 0 | 0 | 0 | 0 | 0 | 0 | 0 | 0 | 0 | 0 | 0 | 0 | 0 | 0 | 0 | 0 | 0 | 0 | 0 | 0
Industrial Sector Energy Related Emissions before CCS[hydrogen if,pulp paper and printing 17T18,CH4] | NoSettings | 0 | 0 | 0 | 0 | 0 | 0 | 0 | 0 | 0 | 0 | 0 | 0 | 0 | 0 | 0 | 0 | 0 | 0 | 0 | 0 | 0 | 0 | 0 | 0 | 0 | 0 | 0 | 0 | 0 | 0 | 0
Industrial Sector Energy Related Emissions before CCS[hydrogen if,pulp paper and printing 17T18,N2O] | NoSettings | 0 | 0 | 0 | 0 | 0 | 0 | 0 | 0 | 0 | 0 | 0 | 0 | 0 | 0 | 0 | 0 | 0 | 0 | 0 | 0 | 0 | 0 | 0 | 0 | 0 | 0 | 0 | 0 | 0 | 0 | 0
Industrial Sector Energy Related Emissions before CCS[hydrogen if,pulp paper and printing 17T18,F gases] | NoSettings | 0 | 0 | 0 | 0 | 0 | 0 | 0 | 0 | 0 | 0 | 0 | 0 | 0 | 0 | 0 | 0 | 0 | 0 | 0 | 0 | 0 | 0 | 0 | 0 | 0 | 0 | 0 | 0 | 0 | 0 | 0
Industrial Sector Energy Related Emissions before CCS[hydrogen if,refined petroleum and coke 19,CO2] | NoSettings | 0 | 0 | 0 | 0 | 0 | 0 | 0 | 0 | 0 | 0 | 0 | 0 | 0 | 0 | 0 | 0 | 0 | 0 | 0 | 0 | 0 | 0 | 0 | 0 | 0 | 0 | 0 | 0 | 0 | 0 | 0
Industrial Sector Energy Related Emissions before CCS[hydrogen if,refined petroleum and coke 19,VOC] | NoSettings | 0 | 0 | 0 | 0 | 0 | 0 | 0 | 0 | 0 | 0 | 0 | 0 | 0 | 0 | 0 | 0 | 0 | 0 | 0 | 0 | 0 | 0 | 0 | 0 | 0 | 0 | 0 | 0 | 0 | 0 | 0
Industrial Sector Energy Related Emissions before CCS[hydrogen if,refined petroleum and coke 19,CO] | NoSettings | 0 | 0 | 0 | 0 | 0 | 0 | 0 | 0 | 0 | 0 | 0 | 0 | 0 | 0 | 0 | 0 | 0 | 0 | 0 | 0 | 0 | 0 | 0 | 0 | 0 | 0 | 0 | 0 | 0 | 0 | 0
Industrial Sector Energy Related Emissions before CCS[hydrogen if,refined petroleum and coke 19,NOx] | NoSettings | 0 | 0 | 0 | 0 | 0 | 0 | 0 | 0 | 0 | 0 | 0 | 0 | 0 | 0 | 0 | 0 | 0 | 0 | 0 | 0 | 0 | 0 | 0 | 0 | 0 | 0 | 0 | 0 | 0 | 0 | 0
Industrial Sector Energy Related Emissions before CCS[hydrogen if,refined petroleum and coke 19,PM10] | NoSettings | 0 | 0 | 0 | 0 | 0 | 0 | 0 | 0 | 0 | 0 | 0 | 0 | 0 | 0 | 0 | 0 | 0 | 0 | 0 | 0 | 0 | 0 | 0 | 0 | 0 | 0 | 0 | 0 | 0 | 0 | 0
Industrial Sector Energy Related Emissions before CCS[hydrogen if,refined petroleum and coke 19,PM25] | NoSettings | 0 | 0 | 0 | 0 | 0 | 0 | 0 | 0 | 0 | 0 | 0 | 0 | 0 | 0 | 0 | 0 | 0 | 0 | 0 | 0 | 0 | 0 | 0 | 0 | 0 | 0 | 0 | 0 | 0 | 0 | 0
Industrial Sector Energy Related Emissions before CCS[hydrogen if,refined petroleum and coke 19,SOx] | NoSettings | 0 | 0 | 0 | 0 | 0 | 0 | 0 | 0 | 0 | 0 | 0 | 0 | 0 | 0 | 0 | 0 | 0 | 0 | 0 | 0 | 0 | 0 | 0 | 0 | 0 | 0 | 0 | 0 | 0 | 0 | 0
Industrial Sector Energy Related Emissions before CCS[hydrogen if,refined petroleum and coke 19,BC] | NoSettings | 0 | 0 | 0 | 0 | 0 | 0 | 0 | 0 | 0 | 0 | 0 | 0 | 0 | 0 | 0 | 0 | 0 | 0 | 0 | 0 | 0 | 0 | 0 | 0 | 0 | 0 | 0 | 0 | 0 | 0 | 0
Industrial Sector Energy Related Emissions before CCS[hydrogen if,refined petroleum and coke 19,OC] | NoSettings | 0 | 0 | 0 | 0 | 0 | 0 | 0 | 0 | 0 | 0 | 0 | 0 | 0 | 0 | 0 | 0 | 0 | 0 | 0 | 0 | 0 | 0 | 0 | 0 | 0 | 0 | 0 | 0 | 0 | 0 | 0
Industrial Sector Energy Related Emissions before CCS[hydrogen if,refined petroleum and coke 19,CH4] | NoSettings | 0 | 0 | 0 | 0 | 0 | 0 | 0 | 0 | 0 | 0 | 0 | 0 | 0 | 0 | 0 | 0 | 0 | 0 | 0 | 0 | 0 | 0 | 0 | 0 | 0 | 0 | 0 | 0 | 0 | 0 | 0
Industrial Sector Energy Related Emissions before CCS[hydrogen if,refined petroleum and coke 19,N2O] | NoSettings | 0 | 0 | 0 | 0 | 0 | 0 | 0 | 0 | 0 | 0 | 0 | 0 | 0 | 0 | 0 | 0 | 0 | 0 | 0 | 0 | 0 | 0 | 0 | 0 | 0 | 0 | 0 | 0 | 0 | 0 | 0
Industrial Sector Energy Related Emissions before CCS[hydrogen if,refined petroleum and coke 19,F gases] | NoSettings | 0 | 0 | 0 | 0 | 0 | 0 | 0 | 0 | 0 | 0 | 0 | 0 | 0 | 0 | 0 | 0 | 0 | 0 | 0 | 0 | 0 | 0 | 0 | 0 | 0 | 0 | 0 | 0 | 0 | 0 | 0
Industrial Sector Energy Related Emissions before CCS[hydrogen if,chemicals 20,CO2] | NoSettings | 0 | 0 | 0 | 0 | 0 | 0 | 0 | 0 | 0 | 0 | 0 | 0 | 0 | 0 | 0 | 0 | 0 | 0 | 0 | 0 | 0 | 0 | 0 | 0 | 0 | 0 | 0 | 0 | 0 | 0 | 0
Industrial Sector Energy Related Emissions before CCS[hydrogen if,chemicals 20,VOC] | NoSettings | 0 | 0 | 0 | 0 | 0 | 0 | 0 | 0 | 0 | 0 | 0 | 0 | 0 | 0 | 0 | 0 | 0 | 0 | 0 | 0 | 0 | 0 | 0 | 0 | 0 | 0 | 0 | 0 | 0 | 0 | 0
Industrial Sector Energy Related Emissions before CCS[hydrogen if,chemicals 20,CO] | NoSettings | 0 | 0 | 0 | 0 | 0 | 0 | 0 | 0 | 0 | 0 | 0 | 0 | 0 | 0 | 0 | 0 | 0 | 0 | 0 | 0 | 0 | 0 | 0 | 0 | 0 | 0 | 0 | 0 | 0 | 0 | 0
Industrial Sector Energy Related Emissions before CCS[hydrogen if,chemicals 20,NOx] | NoSettings | 0 | 0 | 0 | 0 | 0 | 0 | 0 | 0 | 0 | 0 | 0 | 0 | 0 | 0 | 0 | 0 | 0 | 0 | 0 | 0 | 0 | 0 | 0 | 0 | 0 | 0 | 0 | 0 | 0 | 0 | 0
Industrial Sector Energy Related Emissions before CCS[hydrogen if,chemicals 20,PM10] | NoSettings | 0 | 0 | 0 | 0 | 0 | 0 | 0 | 0 | 0 | 0 | 0 | 0 | 0 | 0 | 0 | 0 | 0 | 0 | 0 | 0 | 0 | 0 | 0 | 0 | 0 | 0 | 0 | 0 | 0 | 0 | 0
Industrial Sector Energy Related Emissions before CCS[hydrogen if,chemicals 20,PM25] | NoSettings | 0 | 0 | 0 | 0 | 0 | 0 | 0 | 0 | 0 | 0 | 0 | 0 | 0 | 0 | 0 | 0 | 0 | 0 | 0 | 0 | 0 | 0 | 0 | 0 | 0 | 0 | 0 | 0 | 0 | 0 | 0
Industrial Sector Energy Related Emissions before CCS[hydrogen if,chemicals 20,SOx] | NoSettings | 0 | 0 | 0 | 0 | 0 | 0 | 0 | 0 | 0 | 0 | 0 | 0 | 0 | 0 | 0 | 0 | 0 | 0 | 0 | 0 | 0 | 0 | 0 | 0 | 0 | 0 | 0 | 0 | 0 | 0 | 0
Industrial Sector Energy Related Emissions before CCS[hydrogen if,chemicals 20,BC] | NoSettings | 0 | 0 | 0 | 0 | 0 | 0 | 0 | 0 | 0 | 0 | 0 | 0 | 0 | 0 | 0 | 0 | 0 | 0 | 0 | 0 | 0 | 0 | 0 | 0 | 0 | 0 | 0 | 0 | 0 | 0 | 0
Industrial Sector Energy Related Emissions before CCS[hydrogen if,chemicals 20,OC] | NoSettings | 0 | 0 | 0 | 0 | 0 | 0 | 0 | 0 | 0 | 0 | 0 | 0 | 0 | 0 | 0 | 0 | 0 | 0 | 0 | 0 | 0 | 0 | 0 | 0 | 0 | 0 | 0 | 0 | 0 | 0 | 0
Industrial Sector Energy Related Emissions before CCS[hydrogen if,chemicals 20,CH4] | NoSettings | 0 | 0 | 0 | 0 | 0 | 0 | 0 | 0 | 0 | 0 | 0 | 0 | 0 | 0 | 0 | 0 | 0 | 0 | 0 | 0 | 0 | 0 | 0 | 0 | 0 | 0 | 0 | 0 | 0 | 0 | 0
Industrial Sector Energy Related Emissions before CCS[hydrogen if,chemicals 20,N2O] | NoSettings | 0 | 0 | 0 | 0 | 0 | 0 | 0 | 0 | 0 | 0 | 0 | 0 | 0 | 0 | 0 | 0 | 0 | 0 | 0 | 0 | 0 | 0 | 0 | 0 | 0 | 0 | 0 | 0 | 0 | 0 | 0
Industrial Sector Energy Related Emissions before CCS[hydrogen if,chemicals 20,F gases] | NoSettings | 0 | 0 | 0 | 0 | 0 | 0 | 0 | 0 | 0 | 0 | 0 | 0 | 0 | 0 | 0 | 0 | 0 | 0 | 0 | 0 | 0 | 0 | 0 | 0 | 0 | 0 | 0 | 0 | 0 | 0 | 0
Industrial Sector Energy Related Emissions before CCS[hydrogen if,rubber and plastic products 22,CO2] | NoSettings | 0 | 0 | 0 | 0 | 0 | 0 | 0 | 0 | 0 | 0 | 0 | 0 | 0 | 0 | 0 | 0 | 0 | 0 | 0 | 0 | 0 | 0 | 0 | 0 | 0 | 0 | 0 | 0 | 0 | 0 | 0
Industrial Sector Energy Related Emissions before CCS[hydrogen if,rubber and plastic products 22,VOC] | NoSettings | 0 | 0 | 0 | 0 | 0 | 0 | 0 | 0 | 0 | 0 | 0 | 0 | 0 | 0 | 0 | 0 | 0 | 0 | 0 | 0 | 0 | 0 | 0 | 0 | 0 | 0 | 0 | 0 | 0 | 0 | 0
Industrial Sector Energy Related Emissions before CCS[hydrogen if,rubber and plastic products 22,CO] | NoSettings | 0 | 0 | 0 | 0 | 0 | 0 | 0 | 0 | 0 | 0 | 0 | 0 | 0 | 0 | 0 | 0 | 0 | 0 | 0 | 0 | 0 | 0 | 0 | 0 | 0 | 0 | 0 | 0 | 0 | 0 | 0
Industrial Sector Energy Related Emissions before CCS[hydrogen if,rubber and plastic products 22,NOx] | NoSettings | 0 | 0 | 0 | 0 | 0 | 0 | 0 | 0 | 0 | 0 | 0 | 0 | 0 | 0 | 0 | 0 | 0 | 0 | 0 | 0 | 0 | 0 | 0 | 0 | 0 | 0 | 0 | 0 | 0 | 0 | 0
Industrial Sector Energy Related Emissions before CCS[hydrogen if,rubber and plastic products 22,PM10] | NoSettings | 0 | 0 | 0 | 0 | 0 | 0 | 0 | 0 | 0 | 0 | 0 | 0 | 0 | 0 | 0 | 0 | 0 | 0 | 0 | 0 | 0 | 0 | 0 | 0 | 0 | 0 | 0 | 0 | 0 | 0 | 0
Industrial Sector Energy Related Emissions before CCS[hydrogen if,rubber and plastic products 22,PM25] | NoSettings | 0 | 0 | 0 | 0 | 0 | 0 | 0 | 0 | 0 | 0 | 0 | 0 | 0 | 0 | 0 | 0 | 0 | 0 | 0 | 0 | 0 | 0 | 0 | 0 | 0 | 0 | 0 | 0 | 0 | 0 | 0
Industrial Sector Energy Related Emissions before CCS[hydrogen if,rubber and plastic products 22,SOx] | NoSettings | 0 | 0 | 0 | 0 | 0 | 0 | 0 | 0 | 0 | 0 | 0 | 0 | 0 | 0 | 0 | 0 | 0 | 0 | 0 | 0 | 0 | 0 | 0 | 0 | 0 | 0 | 0 | 0 | 0 | 0 | 0
Industrial Sector Energy Related Emissions before CCS[hydrogen if,rubber and plastic products 22,BC] | NoSettings | 0 | 0 | 0 | 0 | 0 | 0 | 0 | 0 | 0 | 0 | 0 | 0 | 0 | 0 | 0 | 0 | 0 | 0 | 0 | 0 | 0 | 0 | 0 | 0 | 0 | 0 | 0 | 0 | 0 | 0 | 0
Industrial Sector Energy Related Emissions before CCS[hydrogen if,rubber and plastic products 22,OC] | NoSettings | 0 | 0 | 0 | 0 | 0 | 0 | 0 | 0 | 0 | 0 | 0 | 0 | 0 | 0 | 0 | 0 | 0 | 0 | 0 | 0 | 0 | 0 | 0 | 0 | 0 | 0 | 0 | 0 | 0 | 0 | 0
Industrial Sector Energy Related Emissions before CCS[hydrogen if,rubber and plastic products 22,CH4] | NoSettings | 0 | 0 | 0 | 0 | 0 | 0 | 0 | 0 | 0 | 0 | 0 | 0 | 0 | 0 | 0 | 0 | 0 | 0 | 0 | 0 | 0 | 0 | 0 | 0 | 0 | 0 | 0 | 0 | 0 | 0 | 0
Industrial Sector Energy Related Emissions before CCS[hydrogen if,rubber and plastic products 22,N2O] | NoSettings | 0 | 0 | 0 | 0 | 0 | 0 | 0 | 0 | 0 | 0 | 0 | 0 | 0 | 0 | 0 | 0 | 0 | 0 | 0 | 0 | 0 | 0 | 0 | 0 | 0 | 0 | 0 | 0 | 0 | 0 | 0
Industrial Sector Energy Related Emissions before CCS[hydrogen if,rubber and plastic products 22,F gases] | NoSettings | 0 | 0 | 0 | 0 | 0 | 0 | 0 | 0 | 0 | 0 | 0 | 0 | 0 | 0 | 0 | 0 | 0 | 0 | 0 | 0 | 0 | 0 | 0 | 0 | 0 | 0 | 0 | 0 | 0 | 0 | 0
Industrial Sector Energy Related Emissions before CCS[hydrogen if,glass and glass products 231,CO2] | NoSettings | 0 | 0 | 0 | 0 | 0 | 0 | 0 | 0 | 0 | 0 | 0 | 0 | 0 | 0 | 0 | 0 | 0 | 0 | 0 | 0 | 0 | 0 | 0 | 0 | 0 | 0 | 0 | 0 | 0 | 0 | 0
Industrial Sector Energy Related Emissions before CCS[hydrogen if,glass and glass products 231,VOC] | NoSettings | 0 | 0 | 0 | 0 | 0 | 0 | 0 | 0 | 0 | 0 | 0 | 0 | 0 | 0 | 0 | 0 | 0 | 0 | 0 | 0 | 0 | 0 | 0 | 0 | 0 | 0 | 0 | 0 | 0 | 0 | 0
Industrial Sector Energy Related Emissions before CCS[hydrogen if,glass and glass products 231,CO] | NoSettings | 0 | 0 | 0 | 0 | 0 | 0 | 0 | 0 | 0 | 0 | 0 | 0 | 0 | 0 | 0 | 0 | 0 | 0 | 0 | 0 | 0 | 0 | 0 | 0 | 0 | 0 | 0 | 0 | 0 | 0 | 0
Industrial Sector Energy Related Emissions before CCS[hydrogen if,glass and glass products 231,NOx] | NoSettings | 0 | 0 | 0 | 0 | 0 | 0 | 0 | 0 | 0 | 0 | 0 | 0 | 0 | 0 | 0 | 0 | 0 | 0 | 0 | 0 | 0 | 0 | 0 | 0 | 0 | 0 | 0 | 0 | 0 | 0 | 0
Industrial Sector Energy Related Emissions before CCS[hydrogen if,glass and glass products 231,PM10] | NoSettings | 0 | 0 | 0 | 0 | 0 | 0 | 0 | 0 | 0 | 0 | 0 | 0 | 0 | 0 | 0 | 0 | 0 | 0 | 0 | 0 | 0 | 0 | 0 | 0 | 0 | 0 | 0 | 0 | 0 | 0 | 0
Industrial Sector Energy Related Emissions before CCS[hydrogen if,glass and glass products 231,PM25] | NoSettings | 0 | 0 | 0 | 0 | 0 | 0 | 0 | 0 | 0 | 0 | 0 | 0 | 0 | 0 | 0 | 0 | 0 | 0 | 0 | 0 | 0 | 0 | 0 | 0 | 0 | 0 | 0 | 0 | 0 | 0 | 0
Industrial Sector Energy Related Emissions before CCS[hydrogen if,glass and glass products 231,SOx] | NoSettings | 0 | 0 | 0 | 0 | 0 | 0 | 0 | 0 | 0 | 0 | 0 | 0 | 0 | 0 | 0 | 0 | 0 | 0 | 0 | 0 | 0 | 0 | 0 | 0 | 0 | 0 | 0 | 0 | 0 | 0 | 0
Industrial Sector Energy Related Emissions before CCS[hydrogen if,glass and glass products 231,BC] | NoSettings | 0 | 0 | 0 | 0 | 0 | 0 | 0 | 0 | 0 | 0 | 0 | 0 | 0 | 0 | 0 | 0 | 0 | 0 | 0 | 0 | 0 | 0 | 0 | 0 | 0 | 0 | 0 | 0 | 0 | 0 | 0
Industrial Sector Energy Related Emissions before CCS[hydrogen if,glass and glass products 231,OC] | NoSettings | 0 | 0 | 0 | 0 | 0 | 0 | 0 | 0 | 0 | 0 | 0 | 0 | 0 | 0 | 0 | 0 | 0 | 0 | 0 | 0 | 0 | 0 | 0 | 0 | 0 | 0 | 0 | 0 | 0 | 0 | 0
Industrial Sector Energy Related Emissions before CCS[hydrogen if,glass and glass products 231,CH4] | NoSettings | 0 | 0 | 0 | 0 | 0 | 0 | 0 | 0 | 0 | 0 | 0 | 0 | 0 | 0 | 0 | 0 | 0 | 0 | 0 | 0 | 0 | 0 | 0 | 0 | 0 | 0 | 0 | 0 | 0 | 0 | 0
Industrial Sector Energy Related Emissions before CCS[hydrogen if,glass and glass products 231,N2O] | NoSettings | 0 | 0 | 0 | 0 | 0 | 0 | 0 | 0 | 0 | 0 | 0 | 0 | 0 | 0 | 0 | 0 | 0 | 0 | 0 | 0 | 0 | 0 | 0 | 0 | 0 | 0 | 0 | 0 | 0 | 0 | 0
Industrial Sector Energy Related Emissions before CCS[hydrogen if,glass and glass products 231,F gases] | NoSettings | 0 | 0 | 0 | 0 | 0 | 0 | 0 | 0 | 0 | 0 | 0 | 0 | 0 | 0 | 0 | 0 | 0 | 0 | 0 | 0 | 0 | 0 | 0 | 0 | 0 | 0 | 0 | 0 | 0 | 0 | 0
Industrial Sector Energy Related Emissions before CCS[hydrogen if,cement and other nonmetallic minerals 239,CO2] | NoSettings | 0 | 0 | 0 | 0 | 0 | 0 | 0 | 0 | 0 | 0 | 0 | 0 | 0 | 0 | 0 | 0 | 0 | 0 | 0 | 0 | 0 | 0 | 0 | 0 | 0 | 0 | 0 | 0 | 0 | 0 | 0
Industrial Sector Energy Related Emissions before CCS[hydrogen if,cement and other nonmetallic minerals 239,VOC] | NoSettings | 0 | 0 | 0 | 0 | 0 | 0 | 0 | 0 | 0 | 0 | 0 | 0 | 0 | 0 | 0 | 0 | 0 | 0 | 0 | 0 | 0 | 0 | 0 | 0 | 0 | 0 | 0 | 0 | 0 | 0 | 0
Industrial Sector Energy Related Emissions before CCS[hydrogen if,cement and other nonmetallic minerals 239,CO] | NoSettings | 0 | 0 | 0 | 0 | 0 | 0 | 0 | 0 | 0 | 0 | 0 | 0 | 0 | 0 | 0 | 0 | 0 | 0 | 0 | 0 | 0 | 0 | 0 | 0 | 0 | 0 | 0 | 0 | 0 | 0 | 0
Industrial Sector Energy Related Emissions before CCS[hydrogen if,cement and other nonmetallic minerals 239,NOx] | NoSettings | 0 | 0 | 0 | 0 | 0 | 0 | 0 | 0 | 0 | 0 | 0 | 0 | 0 | 0 | 0 | 0 | 0 | 0 | 0 | 0 | 0 | 0 | 0 | 0 | 0 | 0 | 0 | 0 | 0 | 0 | 0
Industrial Sector Energy Related Emissions before CCS[hydrogen if,cement and other nonmetallic minerals 239,PM10] | NoSettings | 0 | 0 | 0 | 0 | 0 | 0 | 0 | 0 | 0 | 0 | 0 | 0 | 0 | 0 | 0 | 0 | 0 | 0 | 0 | 0 | 0 | 0 | 0 | 0 | 0 | 0 | 0 | 0 | 0 | 0 | 0
Industrial Sector Energy Related Emissions before CCS[hydrogen if,cement and other nonmetallic minerals 239,PM25] | NoSettings | 0 | 0 | 0 | 0 | 0 | 0 | 0 | 0 | 0 | 0 | 0 | 0 | 0 | 0 | 0 | 0 | 0 | 0 | 0 | 0 | 0 | 0 | 0 | 0 | 0 | 0 | 0 | 0 | 0 | 0 | 0
Industrial Sector Energy Related Emissions before CCS[hydrogen if,cement and other nonmetallic minerals 239,SOx] | NoSettings | 0 | 0 | 0 | 0 | 0 | 0 | 0 | 0 | 0 | 0 | 0 | 0 | 0 | 0 | 0 | 0 | 0 | 0 | 0 | 0 | 0 | 0 | 0 | 0 | 0 | 0 | 0 | 0 | 0 | 0 | 0
Industrial Sector Energy Related Emissions before CCS[hydrogen if,cement and other nonmetallic minerals 239,BC] | NoSettings | 0 | 0 | 0 | 0 | 0 | 0 | 0 | 0 | 0 | 0 | 0 | 0 | 0 | 0 | 0 | 0 | 0 | 0 | 0 | 0 | 0 | 0 | 0 | 0 | 0 | 0 | 0 | 0 | 0 | 0 | 0
Industrial Sector Energy Related Emissions before CCS[hydrogen if,cement and other nonmetallic minerals 239,OC] | NoSettings | 0 | 0 | 0 | 0 | 0 | 0 | 0 | 0 | 0 | 0 | 0 | 0 | 0 | 0 | 0 | 0 | 0 | 0 | 0 | 0 | 0 | 0 | 0 | 0 | 0 | 0 | 0 | 0 | 0 | 0 | 0
Industrial Sector Energy Related Emissions before CCS[hydrogen if,cement and other nonmetallic minerals 239,CH4] | NoSettings | 0 | 0 | 0 | 0 | 0 | 0 | 0 | 0 | 0 | 0 | 0 | 0 | 0 | 0 | 0 | 0 | 0 | 0 | 0 | 0 | 0 | 0 | 0 | 0 | 0 | 0 | 0 | 0 | 0 | 0 | 0
Industrial Sector Energy Related Emissions before CCS[hydrogen if,cement and other nonmetallic minerals 239,N2O] | NoSettings | 0 | 0 | 0 | 0 | 0 | 0 | 0 | 0 | 0 | 0 | 0 | 0 | 0 | 0 | 0 | 0 | 0 | 0 | 0 | 0 | 0 | 0 | 0 | 0 | 0 | 0 | 0 | 0 | 0 | 0 | 0
Industrial Sector Energy Related Emissions before CCS[hydrogen if,cement and other nonmetallic minerals 239,F gases] | NoSettings | 0 | 0 | 0 | 0 | 0 | 0 | 0 | 0 | 0 | 0 | 0 | 0 | 0 | 0 | 0 | 0 | 0 | 0 | 0 | 0 | 0 | 0 | 0 | 0 | 0 | 0 | 0 | 0 | 0 | 0 | 0
Industrial Sector Energy Related Emissions before CCS[hydrogen if,iron and steel 241,CO2] | NoSettings | 0 | 0 | 0 | 0 | 0 | 0 | 0 | 0 | 0 | 0 | 0 | 0 | 0 | 0 | 0 | 0 | 0 | 0 | 0 | 0 | 0 | 0 | 0 | 0 | 0 | 0 | 0 | 0 | 0 | 0 | 0
Industrial Sector Energy Related Emissions before CCS[hydrogen if,iron and steel 241,VOC] | NoSettings | 0 | 0 | 0 | 0 | 0 | 0 | 0 | 0 | 0 | 0 | 0 | 0 | 0 | 0 | 0 | 0 | 0 | 0 | 0 | 0 | 0 | 0 | 0 | 0 | 0 | 0 | 0 | 0 | 0 | 0 | 0
Industrial Sector Energy Related Emissions before CCS[hydrogen if,iron and steel 241,CO] | NoSettings | 0 | 0 | 0 | 0 | 0 | 0 | 0 | 0 | 0 | 0 | 0 | 0 | 0 | 0 | 0 | 0 | 0 | 0 | 0 | 0 | 0 | 0 | 0 | 0 | 0 | 0 | 0 | 0 | 0 | 0 | 0
Industrial Sector Energy Related Emissions before CCS[hydrogen if,iron and steel 241,NOx] | NoSettings | 0 | 0 | 0 | 0 | 0 | 0 | 0 | 0 | 0 | 0 | 0 | 0 | 0 | 0 | 0 | 0 | 0 | 0 | 0 | 0 | 0 | 0 | 0 | 0 | 0 | 0 | 0 | 0 | 0 | 0 | 0
Industrial Sector Energy Related Emissions before CCS[hydrogen if,iron and steel 241,PM10] | NoSettings | 0 | 0 | 0 | 0 | 0 | 0 | 0 | 0 | 0 | 0 | 0 | 0 | 0 | 0 | 0 | 0 | 0 | 0 | 0 | 0 | 0 | 0 | 0 | 0 | 0 | 0 | 0 | 0 | 0 | 0 | 0
Industrial Sector Energy Related Emissions before CCS[hydrogen if,iron and steel 241,PM25] | NoSettings | 0 | 0 | 0 | 0 | 0 | 0 | 0 | 0 | 0 | 0 | 0 | 0 | 0 | 0 | 0 | 0 | 0 | 0 | 0 | 0 | 0 | 0 | 0 | 0 | 0 | 0 | 0 | 0 | 0 | 0 | 0
Industrial Sector Energy Related Emissions before CCS[hydrogen if,iron and steel 241,SOx] | NoSettings | 0 | 0 | 0 | 0 | 0 | 0 | 0 | 0 | 0 | 0 | 0 | 0 | 0 | 0 | 0 | 0 | 0 | 0 | 0 | 0 | 0 | 0 | 0 | 0 | 0 | 0 | 0 | 0 | 0 | 0 | 0
Industrial Sector Energy Related Emissions before CCS[hydrogen if,iron and steel 241,BC] | NoSettings | 0 | 0 | 0 | 0 | 0 | 0 | 0 | 0 | 0 | 0 | 0 | 0 | 0 | 0 | 0 | 0 | 0 | 0 | 0 | 0 | 0 | 0 | 0 | 0 | 0 | 0 | 0 | 0 | 0 | 0 | 0
Industrial Sector Energy Related Emissions before CCS[hydrogen if,iron and steel 241,OC] | NoSettings | 0 | 0 | 0 | 0 | 0 | 0 | 0 | 0 | 0 | 0 | 0 | 0 | 0 | 0 | 0 | 0 | 0 | 0 | 0 | 0 | 0 | 0 | 0 | 0 | 0 | 0 | 0 | 0 | 0 | 0 | 0
Industrial Sector Energy Related Emissions before CCS[hydrogen if,iron and steel 241,CH4] | NoSettings | 0 | 0 | 0 | 0 | 0 | 0 | 0 | 0 | 0 | 0 | 0 | 0 | 0 | 0 | 0 | 0 | 0 | 0 | 0 | 0 | 0 | 0 | 0 | 0 | 0 | 0 | 0 | 0 | 0 | 0 | 0
Industrial Sector Energy Related Emissions before CCS[hydrogen if,iron and steel 241,N2O] | NoSettings | 0 | 0 | 0 | 0 | 0 | 0 | 0 | 0 | 0 | 0 | 0 | 0 | 0 | 0 | 0 | 0 | 0 | 0 | 0 | 0 | 0 | 0 | 0 | 0 | 0 | 0 | 0 | 0 | 0 | 0 | 0
Industrial Sector Energy Related Emissions before CCS[hydrogen if,iron and steel 241,F gases] | NoSettings | 0 | 0 | 0 | 0 | 0 | 0 | 0 | 0 | 0 | 0 | 0 | 0 | 0 | 0 | 0 | 0 | 0 | 0 | 0 | 0 | 0 | 0 | 0 | 0 | 0 | 0 | 0 | 0 | 0 | 0 | 0
Industrial Sector Energy Related Emissions before CCS[hydrogen if,other metals 242,CO2] | NoSettings | 0 | 0 | 0 | 0 | 0 | 0 | 0 | 0 | 0 | 0 | 0 | 0 | 0 | 0 | 0 | 0 | 0 | 0 | 0 | 0 | 0 | 0 | 0 | 0 | 0 | 0 | 0 | 0 | 0 | 0 | 0
Industrial Sector Energy Related Emissions before CCS[hydrogen if,other metals 242,VOC] | NoSettings | 0 | 0 | 0 | 0 | 0 | 0 | 0 | 0 | 0 | 0 | 0 | 0 | 0 | 0 | 0 | 0 | 0 | 0 | 0 | 0 | 0 | 0 | 0 | 0 | 0 | 0 | 0 | 0 | 0 | 0 | 0
Industrial Sector Energy Related Emissions before CCS[hydrogen if,other metals 242,CO] | NoSettings | 0 | 0 | 0 | 0 | 0 | 0 | 0 | 0 | 0 | 0 | 0 | 0 | 0 | 0 | 0 | 0 | 0 | 0 | 0 | 0 | 0 | 0 | 0 | 0 | 0 | 0 | 0 | 0 | 0 | 0 | 0
Industrial Sector Energy Related Emissions before CCS[hydrogen if,other metals 242,NOx] | NoSettings | 0 | 0 | 0 | 0 | 0 | 0 | 0 | 0 | 0 | 0 | 0 | 0 | 0 | 0 | 0 | 0 | 0 | 0 | 0 | 0 | 0 | 0 | 0 | 0 | 0 | 0 | 0 | 0 | 0 | 0 | 0
Industrial Sector Energy Related Emissions before CCS[hydrogen if,other metals 242,PM10] | NoSettings | 0 | 0 | 0 | 0 | 0 | 0 | 0 | 0 | 0 | 0 | 0 | 0 | 0 | 0 | 0 | 0 | 0 | 0 | 0 | 0 | 0 | 0 | 0 | 0 | 0 | 0 | 0 | 0 | 0 | 0 | 0
Industrial Sector Energy Related Emissions before CCS[hydrogen if,other metals 242,PM25] | NoSettings | 0 | 0 | 0 | 0 | 0 | 0 | 0 | 0 | 0 | 0 | 0 | 0 | 0 | 0 | 0 | 0 | 0 | 0 | 0 | 0 | 0 | 0 | 0 | 0 | 0 | 0 | 0 | 0 | 0 | 0 | 0
Industrial Sector Energy Related Emissions before CCS[hydrogen if,other metals 242,SOx] | NoSettings | 0 | 0 | 0 | 0 | 0 | 0 | 0 | 0 | 0 | 0 | 0 | 0 | 0 | 0 | 0 | 0 | 0 | 0 | 0 | 0 | 0 | 0 | 0 | 0 | 0 | 0 | 0 | 0 | 0 | 0 | 0
Industrial Sector Energy Related Emissions before CCS[hydrogen if,other metals 242,BC] | NoSettings | 0 | 0 | 0 | 0 | 0 | 0 | 0 | 0 | 0 | 0 | 0 | 0 | 0 | 0 | 0 | 0 | 0 | 0 | 0 | 0 | 0 | 0 | 0 | 0 | 0 | 0 | 0 | 0 | 0 | 0 | 0
Industrial Sector Energy Related Emissions before CCS[hydrogen if,other metals 242,OC] | NoSettings | 0 | 0 | 0 | 0 | 0 | 0 | 0 | 0 | 0 | 0 | 0 | 0 | 0 | 0 | 0 | 0 | 0 | 0 | 0 | 0 | 0 | 0 | 0 | 0 | 0 | 0 | 0 | 0 | 0 | 0 | 0
Industrial Sector Energy Related Emissions before CCS[hydrogen if,other metals 242,CH4] | NoSettings | 0 | 0 | 0 | 0 | 0 | 0 | 0 | 0 | 0 | 0 | 0 | 0 | 0 | 0 | 0 | 0 | 0 | 0 | 0 | 0 | 0 | 0 | 0 | 0 | 0 | 0 | 0 | 0 | 0 | 0 | 0
Industrial Sector Energy Related Emissions before CCS[hydrogen if,other metals 242,N2O] | NoSettings | 0 | 0 | 0 | 0 | 0 | 0 | 0 | 0 | 0 | 0 | 0 | 0 | 0 | 0 | 0 | 0 | 0 | 0 | 0 | 0 | 0 | 0 | 0 | 0 | 0 | 0 | 0 | 0 | 0 | 0 | 0
Industrial Sector Energy Related Emissions before CCS[hydrogen if,other metals 242,F gases] | NoSettings | 0 | 0 | 0 | 0 | 0 | 0 | 0 | 0 | 0 | 0 | 0 | 0 | 0 | 0 | 0 | 0 | 0 | 0 | 0 | 0 | 0 | 0 | 0 | 0 | 0 | 0 | 0 | 0 | 0 | 0 | 0
Industrial Sector Energy Related Emissions before CCS[hydrogen if,metal products except machinery and vehicles 25,CO2] | NoSettings | 0 | 0 | 0 | 0 | 0 | 0 | 0 | 0 | 0 | 0 | 0 | 0 | 0 | 0 | 0 | 0 | 0 | 0 | 0 | 0 | 0 | 0 | 0 | 0 | 0 | 0 | 0 | 0 | 0 | 0 | 0
Industrial Sector Energy Related Emissions before CCS[hydrogen if,metal products except machinery and vehicles 25,VOC] | NoSettings | 0 | 0 | 0 | 0 | 0 | 0 | 0 | 0 | 0 | 0 | 0 | 0 | 0 | 0 | 0 | 0 | 0 | 0 | 0 | 0 | 0 | 0 | 0 | 0 | 0 | 0 | 0 | 0 | 0 | 0 | 0
Industrial Sector Energy Related Emissions before CCS[hydrogen if,metal products except machinery and vehicles 25,CO] | NoSettings | 0 | 0 | 0 | 0 | 0 | 0 | 0 | 0 | 0 | 0 | 0 | 0 | 0 | 0 | 0 | 0 | 0 | 0 | 0 | 0 | 0 | 0 | 0 | 0 | 0 | 0 | 0 | 0 | 0 | 0 | 0
Industrial Sector Energy Related Emissions before CCS[hydrogen if,metal products except machinery and vehicles 25,NOx] | NoSettings | 0 | 0 | 0 | 0 | 0 | 0 | 0 | 0 | 0 | 0 | 0 | 0 | 0 | 0 | 0 | 0 | 0 | 0 | 0 | 0 | 0 | 0 | 0 | 0 | 0 | 0 | 0 | 0 | 0 | 0 | 0
Industrial Sector Energy Related Emissions before CCS[hydrogen if,metal products except machinery and vehicles 25,PM10] | NoSettings | 0 | 0 | 0 | 0 | 0 | 0 | 0 | 0 | 0 | 0 | 0 | 0 | 0 | 0 | 0 | 0 | 0 | 0 | 0 | 0 | 0 | 0 | 0 | 0 | 0 | 0 | 0 | 0 | 0 | 0 | 0
Industrial Sector Energy Related Emissions before CCS[hydrogen if,metal products except machinery and vehicles 25,PM25] | NoSettings | 0 | 0 | 0 | 0 | 0 | 0 | 0 | 0 | 0 | 0 | 0 | 0 | 0 | 0 | 0 | 0 | 0 | 0 | 0 | 0 | 0 | 0 | 0 | 0 | 0 | 0 | 0 | 0 | 0 | 0 | 0
Industrial Sector Energy Related Emissions before CCS[hydrogen if,metal products except machinery and vehicles 25,SOx] | NoSettings | 0 | 0 | 0 | 0 | 0 | 0 | 0 | 0 | 0 | 0 | 0 | 0 | 0 | 0 | 0 | 0 | 0 | 0 | 0 | 0 | 0 | 0 | 0 | 0 | 0 | 0 | 0 | 0 | 0 | 0 | 0
Industrial Sector Energy Related Emissions before CCS[hydrogen if,metal products except machinery and vehicles 25,BC] | NoSettings | 0 | 0 | 0 | 0 | 0 | 0 | 0 | 0 | 0 | 0 | 0 | 0 | 0 | 0 | 0 | 0 | 0 | 0 | 0 | 0 | 0 | 0 | 0 | 0 | 0 | 0 | 0 | 0 | 0 | 0 | 0
Industrial Sector Energy Related Emissions before CCS[hydrogen if,metal products except machinery and vehicles 25,OC] | NoSettings | 0 | 0 | 0 | 0 | 0 | 0 | 0 | 0 | 0 | 0 | 0 | 0 | 0 | 0 | 0 | 0 | 0 | 0 | 0 | 0 | 0 | 0 | 0 | 0 | 0 | 0 | 0 | 0 | 0 | 0 | 0
Industrial Sector Energy Related Emissions before CCS[hydrogen if,metal products except machinery and vehicles 25,CH4] | NoSettings | 0 | 0 | 0 | 0 | 0 | 0 | 0 | 0 | 0 | 0 | 0 | 0 | 0 | 0 | 0 | 0 | 0 | 0 | 0 | 0 | 0 | 0 | 0 | 0 | 0 | 0 | 0 | 0 | 0 | 0 | 0
Industrial Sector Energy Related Emissions before CCS[hydrogen if,metal products except machinery and vehicles 25,N2O] | NoSettings | 0 | 0 | 0 | 0 | 0 | 0 | 0 | 0 | 0 | 0 | 0 | 0 | 0 | 0 | 0 | 0 | 0 | 0 | 0 | 0 | 0 | 0 | 0 | 0 | 0 | 0 | 0 | 0 | 0 | 0 | 0
Industrial Sector Energy Related Emissions before CCS[hydrogen if,metal products except machinery and vehicles 25,F gases] | NoSettings | 0 | 0 | 0 | 0 | 0 | 0 | 0 | 0 | 0 | 0 | 0 | 0 | 0 | 0 | 0 | 0 | 0 | 0 | 0 | 0 | 0 | 0 | 0 | 0 | 0 | 0 | 0 | 0 | 0 | 0 | 0
Industrial Sector Energy Related Emissions before CCS[hydrogen if,computers and electronics 26,CO2] | NoSettings | 0 | 0 | 0 | 0 | 0 | 0 | 0 | 0 | 0 | 0 | 0 | 0 | 0 | 0 | 0 | 0 | 0 | 0 | 0 | 0 | 0 | 0 | 0 | 0 | 0 | 0 | 0 | 0 | 0 | 0 | 0
Industrial Sector Energy Related Emissions before CCS[hydrogen if,computers and electronics 26,VOC] | NoSettings | 0 | 0 | 0 | 0 | 0 | 0 | 0 | 0 | 0 | 0 | 0 | 0 | 0 | 0 | 0 | 0 | 0 | 0 | 0 | 0 | 0 | 0 | 0 | 0 | 0 | 0 | 0 | 0 | 0 | 0 | 0
Industrial Sector Energy Related Emissions before CCS[hydrogen if,computers and electronics 26,CO] | NoSettings | 0 | 0 | 0 | 0 | 0 | 0 | 0 | 0 | 0 | 0 | 0 | 0 | 0 | 0 | 0 | 0 | 0 | 0 | 0 | 0 | 0 | 0 | 0 | 0 | 0 | 0 | 0 | 0 | 0 | 0 | 0
Industrial Sector Energy Related Emissions before CCS[hydrogen if,computers and electronics 26,NOx] | NoSettings | 0 | 0 | 0 | 0 | 0 | 0 | 0 | 0 | 0 | 0 | 0 | 0 | 0 | 0 | 0 | 0 | 0 | 0 | 0 | 0 | 0 | 0 | 0 | 0 | 0 | 0 | 0 | 0 | 0 | 0 | 0
Industrial Sector Energy Related Emissions before CCS[hydrogen if,computers and electronics 26,PM10] | NoSettings | 0 | 0 | 0 | 0 | 0 | 0 | 0 | 0 | 0 | 0 | 0 | 0 | 0 | 0 | 0 | 0 | 0 | 0 | 0 | 0 | 0 | 0 | 0 | 0 | 0 | 0 | 0 | 0 | 0 | 0 | 0
Industrial Sector Energy Related Emissions before CCS[hydrogen if,computers and electronics 26,PM25] | NoSettings | 0 | 0 | 0 | 0 | 0 | 0 | 0 | 0 | 0 | 0 | 0 | 0 | 0 | 0 | 0 | 0 | 0 | 0 | 0 | 0 | 0 | 0 | 0 | 0 | 0 | 0 | 0 | 0 | 0 | 0 | 0
Industrial Sector Energy Related Emissions before CCS[hydrogen if,computers and electronics 26,SOx] | NoSettings | 0 | 0 | 0 | 0 | 0 | 0 | 0 | 0 | 0 | 0 | 0 | 0 | 0 | 0 | 0 | 0 | 0 | 0 | 0 | 0 | 0 | 0 | 0 | 0 | 0 | 0 | 0 | 0 | 0 | 0 | 0
Industrial Sector Energy Related Emissions before CCS[hydrogen if,computers and electronics 26,BC] | NoSettings | 0 | 0 | 0 | 0 | 0 | 0 | 0 | 0 | 0 | 0 | 0 | 0 | 0 | 0 | 0 | 0 | 0 | 0 | 0 | 0 | 0 | 0 | 0 | 0 | 0 | 0 | 0 | 0 | 0 | 0 | 0
Industrial Sector Energy Related Emissions before CCS[hydrogen if,computers and electronics 26,OC] | NoSettings | 0 | 0 | 0 | 0 | 0 | 0 | 0 | 0 | 0 | 0 | 0 | 0 | 0 | 0 | 0 | 0 | 0 | 0 | 0 | 0 | 0 | 0 | 0 | 0 | 0 | 0 | 0 | 0 | 0 | 0 | 0
Industrial Sector Energy Related Emissions before CCS[hydrogen if,computers and electronics 26,CH4] | NoSettings | 0 | 0 | 0 | 0 | 0 | 0 | 0 | 0 | 0 | 0 | 0 | 0 | 0 | 0 | 0 | 0 | 0 | 0 | 0 | 0 | 0 | 0 | 0 | 0 | 0 | 0 | 0 | 0 | 0 | 0 | 0
Industrial Sector Energy Related Emissions before CCS[hydrogen if,computers and electronics 26,N2O] | NoSettings | 0 | 0 | 0 | 0 | 0 | 0 | 0 | 0 | 0 | 0 | 0 | 0 | 0 | 0 | 0 | 0 | 0 | 0 | 0 | 0 | 0 | 0 | 0 | 0 | 0 | 0 | 0 | 0 | 0 | 0 | 0
Industrial Sector Energy Related Emissions before CCS[hydrogen if,computers and electronics 26,F gases] | NoSettings | 0 | 0 | 0 | 0 | 0 | 0 | 0 | 0 | 0 | 0 | 0 | 0 | 0 | 0 | 0 | 0 | 0 | 0 | 0 | 0 | 0 | 0 | 0 | 0 | 0 | 0 | 0 | 0 | 0 | 0 | 0
Industrial Sector Energy Related Emissions before CCS[hydrogen if,appliances and electrical equipment 27,CO2] | NoSettings | 0 | 0 | 0 | 0 | 0 | 0 | 0 | 0 | 0 | 0 | 0 | 0 | 0 | 0 | 0 | 0 | 0 | 0 | 0 | 0 | 0 | 0 | 0 | 0 | 0 | 0 | 0 | 0 | 0 | 0 | 0
Industrial Sector Energy Related Emissions before CCS[hydrogen if,appliances and electrical equipment 27,VOC] | NoSettings | 0 | 0 | 0 | 0 | 0 | 0 | 0 | 0 | 0 | 0 | 0 | 0 | 0 | 0 | 0 | 0 | 0 | 0 | 0 | 0 | 0 | 0 | 0 | 0 | 0 | 0 | 0 | 0 | 0 | 0 | 0
Industrial Sector Energy Related Emissions before CCS[hydrogen if,appliances and electrical equipment 27,CO] | NoSettings | 0 | 0 | 0 | 0 | 0 | 0 | 0 | 0 | 0 | 0 | 0 | 0 | 0 | 0 | 0 | 0 | 0 | 0 | 0 | 0 | 0 | 0 | 0 | 0 | 0 | 0 | 0 | 0 | 0 | 0 | 0
Industrial Sector Energy Related Emissions before CCS[hydrogen if,appliances and electrical equipment 27,NOx] | NoSettings | 0 | 0 | 0 | 0 | 0 | 0 | 0 | 0 | 0 | 0 | 0 | 0 | 0 | 0 | 0 | 0 | 0 | 0 | 0 | 0 | 0 | 0 | 0 | 0 | 0 | 0 | 0 | 0 | 0 | 0 | 0
Industrial Sector Energy Related Emissions before CCS[hydrogen if,appliances and electrical equipment 27,PM10] | NoSettings | 0 | 0 | 0 | 0 | 0 | 0 | 0 | 0 | 0 | 0 | 0 | 0 | 0 | 0 | 0 | 0 | 0 | 0 | 0 | 0 | 0 | 0 | 0 | 0 | 0 | 0 | 0 | 0 | 0 | 0 | 0
Industrial Sector Energy Related Emissions before CCS[hydrogen if,appliances and electrical equipment 27,PM25] | NoSettings | 0 | 0 | 0 | 0 | 0 | 0 | 0 | 0 | 0 | 0 | 0 | 0 | 0 | 0 | 0 | 0 | 0 | 0 | 0 | 0 | 0 | 0 | 0 | 0 | 0 | 0 | 0 | 0 | 0 | 0 | 0
Industrial Sector Energy Related Emissions before CCS[hydrogen if,appliances and electrical equipment 27,SOx] | NoSettings | 0 | 0 | 0 | 0 | 0 | 0 | 0 | 0 | 0 | 0 | 0 | 0 | 0 | 0 | 0 | 0 | 0 | 0 | 0 | 0 | 0 | 0 | 0 | 0 | 0 | 0 | 0 | 0 | 0 | 0 | 0
Industrial Sector Energy Related Emissions before CCS[hydrogen if,appliances and electrical equipment 27,BC] | NoSettings | 0 | 0 | 0 | 0 | 0 | 0 | 0 | 0 | 0 | 0 | 0 | 0 | 0 | 0 | 0 | 0 | 0 | 0 | 0 | 0 | 0 | 0 | 0 | 0 | 0 | 0 | 0 | 0 | 0 | 0 | 0
Industrial Sector Energy Related Emissions before CCS[hydrogen if,appliances and electrical equipment 27,OC] | NoSettings | 0 | 0 | 0 | 0 | 0 | 0 | 0 | 0 | 0 | 0 | 0 | 0 | 0 | 0 | 0 | 0 | 0 | 0 | 0 | 0 | 0 | 0 | 0 | 0 | 0 | 0 | 0 | 0 | 0 | 0 | 0
Industrial Sector Energy Related Emissions before CCS[hydrogen if,appliances and electrical equipment 27,CH4] | NoSettings | 0 | 0 | 0 | 0 | 0 | 0 | 0 | 0 | 0 | 0 | 0 | 0 | 0 | 0 | 0 | 0 | 0 | 0 | 0 | 0 | 0 | 0 | 0 | 0 | 0 | 0 | 0 | 0 | 0 | 0 | 0
Industrial Sector Energy Related Emissions before CCS[hydrogen if,appliances and electrical equipment 27,N2O] | NoSettings | 0 | 0 | 0 | 0 | 0 | 0 | 0 | 0 | 0 | 0 | 0 | 0 | 0 | 0 | 0 | 0 | 0 | 0 | 0 | 0 | 0 | 0 | 0 | 0 | 0 | 0 | 0 | 0 | 0 | 0 | 0
Industrial Sector Energy Related Emissions before CCS[hydrogen if,appliances and electrical equipment 27,F gases] | NoSettings | 0 | 0 | 0 | 0 | 0 | 0 | 0 | 0 | 0 | 0 | 0 | 0 | 0 | 0 | 0 | 0 | 0 | 0 | 0 | 0 | 0 | 0 | 0 | 0 | 0 | 0 | 0 | 0 | 0 | 0 | 0
Industrial Sector Energy Related Emissions before CCS[hydrogen if,other machinery 28,CO2] | NoSettings | 0 | 0 | 0 | 0 | 0 | 0 | 0 | 0 | 0 | 0 | 0 | 0 | 0 | 0 | 0 | 0 | 0 | 0 | 0 | 0 | 0 | 0 | 0 | 0 | 0 | 0 | 0 | 0 | 0 | 0 | 0
Industrial Sector Energy Related Emissions before CCS[hydrogen if,other machinery 28,VOC] | NoSettings | 0 | 0 | 0 | 0 | 0 | 0 | 0 | 0 | 0 | 0 | 0 | 0 | 0 | 0 | 0 | 0 | 0 | 0 | 0 | 0 | 0 | 0 | 0 | 0 | 0 | 0 | 0 | 0 | 0 | 0 | 0
Industrial Sector Energy Related Emissions before CCS[hydrogen if,other machinery 28,CO] | NoSettings | 0 | 0 | 0 | 0 | 0 | 0 | 0 | 0 | 0 | 0 | 0 | 0 | 0 | 0 | 0 | 0 | 0 | 0 | 0 | 0 | 0 | 0 | 0 | 0 | 0 | 0 | 0 | 0 | 0 | 0 | 0
Industrial Sector Energy Related Emissions before CCS[hydrogen if,other machinery 28,NOx] | NoSettings | 0 | 0 | 0 | 0 | 0 | 0 | 0 | 0 | 0 | 0 | 0 | 0 | 0 | 0 | 0 | 0 | 0 | 0 | 0 | 0 | 0 | 0 | 0 | 0 | 0 | 0 | 0 | 0 | 0 | 0 | 0
Industrial Sector Energy Related Emissions before CCS[hydrogen if,other machinery 28,PM10] | NoSettings | 0 | 0 | 0 | 0 | 0 | 0 | 0 | 0 | 0 | 0 | 0 | 0 | 0 | 0 | 0 | 0 | 0 | 0 | 0 | 0 | 0 | 0 | 0 | 0 | 0 | 0 | 0 | 0 | 0 | 0 | 0
Industrial Sector Energy Related Emissions before CCS[hydrogen if,other machinery 28,PM25] | NoSettings | 0 | 0 | 0 | 0 | 0 | 0 | 0 | 0 | 0 | 0 | 0 | 0 | 0 | 0 | 0 | 0 | 0 | 0 | 0 | 0 | 0 | 0 | 0 | 0 | 0 | 0 | 0 | 0 | 0 | 0 | 0
Industrial Sector Energy Related Emissions before CCS[hydrogen if,other machinery 28,SOx] | NoSettings | 0 | 0 | 0 | 0 | 0 | 0 | 0 | 0 | 0 | 0 | 0 | 0 | 0 | 0 | 0 | 0 | 0 | 0 | 0 | 0 | 0 | 0 | 0 | 0 | 0 | 0 | 0 | 0 | 0 | 0 | 0
Industrial Sector Energy Related Emissions before CCS[hydrogen if,other machinery 28,BC] | NoSettings | 0 | 0 | 0 | 0 | 0 | 0 | 0 | 0 | 0 | 0 | 0 | 0 | 0 | 0 | 0 | 0 | 0 | 0 | 0 | 0 | 0 | 0 | 0 | 0 | 0 | 0 | 0 | 0 | 0 | 0 | 0
Industrial Sector Energy Related Emissions before CCS[hydrogen if,other machinery 28,OC] | NoSettings | 0 | 0 | 0 | 0 | 0 | 0 | 0 | 0 | 0 | 0 | 0 | 0 | 0 | 0 | 0 | 0 | 0 | 0 | 0 | 0 | 0 | 0 | 0 | 0 | 0 | 0 | 0 | 0 | 0 | 0 | 0
Industrial Sector Energy Related Emissions before CCS[hydrogen if,other machinery 28,CH4] | NoSettings | 0 | 0 | 0 | 0 | 0 | 0 | 0 | 0 | 0 | 0 | 0 | 0 | 0 | 0 | 0 | 0 | 0 | 0 | 0 | 0 | 0 | 0 | 0 | 0 | 0 | 0 | 0 | 0 | 0 | 0 | 0
Industrial Sector Energy Related Emissions before CCS[hydrogen if,other machinery 28,N2O] | NoSettings | 0 | 0 | 0 | 0 | 0 | 0 | 0 | 0 | 0 | 0 | 0 | 0 | 0 | 0 | 0 | 0 | 0 | 0 | 0 | 0 | 0 | 0 | 0 | 0 | 0 | 0 | 0 | 0 | 0 | 0 | 0
Industrial Sector Energy Related Emissions before CCS[hydrogen if,other machinery 28,F gases] | NoSettings | 0 | 0 | 0 | 0 | 0 | 0 | 0 | 0 | 0 | 0 | 0 | 0 | 0 | 0 | 0 | 0 | 0 | 0 | 0 | 0 | 0 | 0 | 0 | 0 | 0 | 0 | 0 | 0 | 0 | 0 | 0
Industrial Sector Energy Related Emissions before CCS[hydrogen if,road vehicles 29,CO2] | NoSettings | 0 | 0 | 0 | 0 | 0 | 0 | 0 | 0 | 0 | 0 | 0 | 0 | 0 | 0 | 0 | 0 | 0 | 0 | 0 | 0 | 0 | 0 | 0 | 0 | 0 | 0 | 0 | 0 | 0 | 0 | 0
Industrial Sector Energy Related Emissions before CCS[hydrogen if,road vehicles 29,VOC] | NoSettings | 0 | 0 | 0 | 0 | 0 | 0 | 0 | 0 | 0 | 0 | 0 | 0 | 0 | 0 | 0 | 0 | 0 | 0 | 0 | 0 | 0 | 0 | 0 | 0 | 0 | 0 | 0 | 0 | 0 | 0 | 0
Industrial Sector Energy Related Emissions before CCS[hydrogen if,road vehicles 29,CO] | NoSettings | 0 | 0 | 0 | 0 | 0 | 0 | 0 | 0 | 0 | 0 | 0 | 0 | 0 | 0 | 0 | 0 | 0 | 0 | 0 | 0 | 0 | 0 | 0 | 0 | 0 | 0 | 0 | 0 | 0 | 0 | 0
Industrial Sector Energy Related Emissions before CCS[hydrogen if,road vehicles 29,NOx] | NoSettings | 0 | 0 | 0 | 0 | 0 | 0 | 0 | 0 | 0 | 0 | 0 | 0 | 0 | 0 | 0 | 0 | 0 | 0 | 0 | 0 | 0 | 0 | 0 | 0 | 0 | 0 | 0 | 0 | 0 | 0 | 0
Industrial Sector Energy Related Emissions before CCS[hydrogen if,road vehicles 29,PM10] | NoSettings | 0 | 0 | 0 | 0 | 0 | 0 | 0 | 0 | 0 | 0 | 0 | 0 | 0 | 0 | 0 | 0 | 0 | 0 | 0 | 0 | 0 | 0 | 0 | 0 | 0 | 0 | 0 | 0 | 0 | 0 | 0
Industrial Sector Energy Related Emissions before CCS[hydrogen if,road vehicles 29,PM25] | NoSettings | 0 | 0 | 0 | 0 | 0 | 0 | 0 | 0 | 0 | 0 | 0 | 0 | 0 | 0 | 0 | 0 | 0 | 0 | 0 | 0 | 0 | 0 | 0 | 0 | 0 | 0 | 0 | 0 | 0 | 0 | 0
Industrial Sector Energy Related Emissions before CCS[hydrogen if,road vehicles 29,SOx] | NoSettings | 0 | 0 | 0 | 0 | 0 | 0 | 0 | 0 | 0 | 0 | 0 | 0 | 0 | 0 | 0 | 0 | 0 | 0 | 0 | 0 | 0 | 0 | 0 | 0 | 0 | 0 | 0 | 0 | 0 | 0 | 0
Industrial Sector Energy Related Emissions before CCS[hydrogen if,road vehicles 29,BC] | NoSettings | 0 | 0 | 0 | 0 | 0 | 0 | 0 | 0 | 0 | 0 | 0 | 0 | 0 | 0 | 0 | 0 | 0 | 0 | 0 | 0 | 0 | 0 | 0 | 0 | 0 | 0 | 0 | 0 | 0 | 0 | 0
Industrial Sector Energy Related Emissions before CCS[hydrogen if,road vehicles 29,OC] | NoSettings | 0 | 0 | 0 | 0 | 0 | 0 | 0 | 0 | 0 | 0 | 0 | 0 | 0 | 0 | 0 | 0 | 0 | 0 | 0 | 0 | 0 | 0 | 0 | 0 | 0 | 0 | 0 | 0 | 0 | 0 | 0
Industrial Sector Energy Related Emissions before CCS[hydrogen if,road vehicles 29,CH4] | NoSettings | 0 | 0 | 0 | 0 | 0 | 0 | 0 | 0 | 0 | 0 | 0 | 0 | 0 | 0 | 0 | 0 | 0 | 0 | 0 | 0 | 0 | 0 | 0 | 0 | 0 | 0 | 0 | 0 | 0 | 0 | 0
Industrial Sector Energy Related Emissions before CCS[hydrogen if,road vehicles 29,N2O] | NoSettings | 0 | 0 | 0 | 0 | 0 | 0 | 0 | 0 | 0 | 0 | 0 | 0 | 0 | 0 | 0 | 0 | 0 | 0 | 0 | 0 | 0 | 0 | 0 | 0 | 0 | 0 | 0 | 0 | 0 | 0 | 0
Industrial Sector Energy Related Emissions before CCS[hydrogen if,road vehicles 29,F gases] | NoSettings | 0 | 0 | 0 | 0 | 0 | 0 | 0 | 0 | 0 | 0 | 0 | 0 | 0 | 0 | 0 | 0 | 0 | 0 | 0 | 0 | 0 | 0 | 0 | 0 | 0 | 0 | 0 | 0 | 0 | 0 | 0
Industrial Sector Energy Related Emissions before CCS[hydrogen if,nonroad vehicles 30,CO2] | NoSettings | 0 | 0 | 0 | 0 | 0 | 0 | 0 | 0 | 0 | 0 | 0 | 0 | 0 | 0 | 0 | 0 | 0 | 0 | 0 | 0 | 0 | 0 | 0 | 0 | 0 | 0 | 0 | 0 | 0 | 0 | 0
Industrial Sector Energy Related Emissions before CCS[hydrogen if,nonroad vehicles 30,VOC] | NoSettings | 0 | 0 | 0 | 0 | 0 | 0 | 0 | 0 | 0 | 0 | 0 | 0 | 0 | 0 | 0 | 0 | 0 | 0 | 0 | 0 | 0 | 0 | 0 | 0 | 0 | 0 | 0 | 0 | 0 | 0 | 0
Industrial Sector Energy Related Emissions before CCS[hydrogen if,nonroad vehicles 30,CO] | NoSettings | 0 | 0 | 0 | 0 | 0 | 0 | 0 | 0 | 0 | 0 | 0 | 0 | 0 | 0 | 0 | 0 | 0 | 0 | 0 | 0 | 0 | 0 | 0 | 0 | 0 | 0 | 0 | 0 | 0 | 0 | 0
Industrial Sector Energy Related Emissions before CCS[hydrogen if,nonroad vehicles 30,NOx] | NoSettings | 0 | 0 | 0 | 0 | 0 | 0 | 0 | 0 | 0 | 0 | 0 | 0 | 0 | 0 | 0 | 0 | 0 | 0 | 0 | 0 | 0 | 0 | 0 | 0 | 0 | 0 | 0 | 0 | 0 | 0 | 0
Industrial Sector Energy Related Emissions before CCS[hydrogen if,nonroad vehicles 30,PM10] | NoSettings | 0 | 0 | 0 | 0 | 0 | 0 | 0 | 0 | 0 | 0 | 0 | 0 | 0 | 0 | 0 | 0 | 0 | 0 | 0 | 0 | 0 | 0 | 0 | 0 | 0 | 0 | 0 | 0 | 0 | 0 | 0
Industrial Sector Energy Related Emissions before CCS[hydrogen if,nonroad vehicles 30,PM25] | NoSettings | 0 | 0 | 0 | 0 | 0 | 0 | 0 | 0 | 0 | 0 | 0 | 0 | 0 | 0 | 0 | 0 | 0 | 0 | 0 | 0 | 0 | 0 | 0 | 0 | 0 | 0 | 0 | 0 | 0 | 0 | 0
Industrial Sector Energy Related Emissions before CCS[hydrogen if,nonroad vehicles 30,SOx] | NoSettings | 0 | 0 | 0 | 0 | 0 | 0 | 0 | 0 | 0 | 0 | 0 | 0 | 0 | 0 | 0 | 0 | 0 | 0 | 0 | 0 | 0 | 0 | 0 | 0 | 0 | 0 | 0 | 0 | 0 | 0 | 0
Industrial Sector Energy Related Emissions before CCS[hydrogen if,nonroad vehicles 30,BC] | NoSettings | 0 | 0 | 0 | 0 | 0 | 0 | 0 | 0 | 0 | 0 | 0 | 0 | 0 | 0 | 0 | 0 | 0 | 0 | 0 | 0 | 0 | 0 | 0 | 0 | 0 | 0 | 0 | 0 | 0 | 0 | 0
Industrial Sector Energy Related Emissions before CCS[hydrogen if,nonroad vehicles 30,OC] | NoSettings | 0 | 0 | 0 | 0 | 0 | 0 | 0 | 0 | 0 | 0 | 0 | 0 | 0 | 0 | 0 | 0 | 0 | 0 | 0 | 0 | 0 | 0 | 0 | 0 | 0 | 0 | 0 | 0 | 0 | 0 | 0
Industrial Sector Energy Related Emissions before CCS[hydrogen if,nonroad vehicles 30,CH4] | NoSettings | 0 | 0 | 0 | 0 | 0 | 0 | 0 | 0 | 0 | 0 | 0 | 0 | 0 | 0 | 0 | 0 | 0 | 0 | 0 | 0 | 0 | 0 | 0 | 0 | 0 | 0 | 0 | 0 | 0 | 0 | 0
Industrial Sector Energy Related Emissions before CCS[hydrogen if,nonroad vehicles 30,N2O] | NoSettings | 0 | 0 | 0 | 0 | 0 | 0 | 0 | 0 | 0 | 0 | 0 | 0 | 0 | 0 | 0 | 0 | 0 | 0 | 0 | 0 | 0 | 0 | 0 | 0 | 0 | 0 | 0 | 0 | 0 | 0 | 0
Industrial Sector Energy Related Emissions before CCS[hydrogen if,nonroad vehicles 30,F gases] | NoSettings | 0 | 0 | 0 | 0 | 0 | 0 | 0 | 0 | 0 | 0 | 0 | 0 | 0 | 0 | 0 | 0 | 0 | 0 | 0 | 0 | 0 | 0 | 0 | 0 | 0 | 0 | 0 | 0 | 0 | 0 | 0
Industrial Sector Energy Related Emissions before CCS[hydrogen if,other manufacturing 31T33,CO2] | NoSettings | 0 | 0 | 0 | 0 | 0 | 0 | 0 | 0 | 0 | 0 | 0 | 0 | 0 | 0 | 0 | 0 | 0 | 0 | 0 | 0 | 0 | 0 | 0 | 0 | 0 | 0 | 0 | 0 | 0 | 0 | 0
Industrial Sector Energy Related Emissions before CCS[hydrogen if,other manufacturing 31T33,VOC] | NoSettings | 0 | 0 | 0 | 0 | 0 | 0 | 0 | 0 | 0 | 0 | 0 | 0 | 0 | 0 | 0 | 0 | 0 | 0 | 0 | 0 | 0 | 0 | 0 | 0 | 0 | 0 | 0 | 0 | 0 | 0 | 0
Industrial Sector Energy Related Emissions before CCS[hydrogen if,other manufacturing 31T33,CO] | NoSettings | 0 | 0 | 0 | 0 | 0 | 0 | 0 | 0 | 0 | 0 | 0 | 0 | 0 | 0 | 0 | 0 | 0 | 0 | 0 | 0 | 0 | 0 | 0 | 0 | 0 | 0 | 0 | 0 | 0 | 0 | 0
Industrial Sector Energy Related Emissions before CCS[hydrogen if,other manufacturing 31T33,NOx] | NoSettings | 0 | 0 | 0 | 0 | 0 | 0 | 0 | 0 | 0 | 0 | 0 | 0 | 0 | 0 | 0 | 0 | 0 | 0 | 0 | 0 | 0 | 0 | 0 | 0 | 0 | 0 | 0 | 0 | 0 | 0 | 0
Industrial Sector Energy Related Emissions before CCS[hydrogen if,other manufacturing 31T33,PM10] | NoSettings | 0 | 0 | 0 | 0 | 0 | 0 | 0 | 0 | 0 | 0 | 0 | 0 | 0 | 0 | 0 | 0 | 0 | 0 | 0 | 0 | 0 | 0 | 0 | 0 | 0 | 0 | 0 | 0 | 0 | 0 | 0
Industrial Sector Energy Related Emissions before CCS[hydrogen if,other manufacturing 31T33,PM25] | NoSettings | 0 | 0 | 0 | 0 | 0 | 0 | 0 | 0 | 0 | 0 | 0 | 0 | 0 | 0 | 0 | 0 | 0 | 0 | 0 | 0 | 0 | 0 | 0 | 0 | 0 | 0 | 0 | 0 | 0 | 0 | 0
Industrial Sector Energy Related Emissions before CCS[hydrogen if,other manufacturing 31T33,SOx] | NoSettings | 0 | 0 | 0 | 0 | 0 | 0 | 0 | 0 | 0 | 0 | 0 | 0 | 0 | 0 | 0 | 0 | 0 | 0 | 0 | 0 | 0 | 0 | 0 | 0 | 0 | 0 | 0 | 0 | 0 | 0 | 0
Industrial Sector Energy Related Emissions before CCS[hydrogen if,other manufacturing 31T33,BC] | NoSettings | 0 | 0 | 0 | 0 | 0 | 0 | 0 | 0 | 0 | 0 | 0 | 0 | 0 | 0 | 0 | 0 | 0 | 0 | 0 | 0 | 0 | 0 | 0 | 0 | 0 | 0 | 0 | 0 | 0 | 0 | 0
Industrial Sector Energy Related Emissions before CCS[hydrogen if,other manufacturing 31T33,OC] | NoSettings | 0 | 0 | 0 | 0 | 0 | 0 | 0 | 0 | 0 | 0 | 0 | 0 | 0 | 0 | 0 | 0 | 0 | 0 | 0 | 0 | 0 | 0 | 0 | 0 | 0 | 0 | 0 | 0 | 0 | 0 | 0
Industrial Sector Energy Related Emissions before CCS[hydrogen if,other manufacturing 31T33,CH4] | NoSettings | 0 | 0 | 0 | 0 | 0 | 0 | 0 | 0 | 0 | 0 | 0 | 0 | 0 | 0 | 0 | 0 | 0 | 0 | 0 | 0 | 0 | 0 | 0 | 0 | 0 | 0 | 0 | 0 | 0 | 0 | 0
Industrial Sector Energy Related Emissions before CCS[hydrogen if,other manufacturing 31T33,N2O] | NoSettings | 0 | 0 | 0 | 0 | 0 | 0 | 0 | 0 | 0 | 0 | 0 | 0 | 0 | 0 | 0 | 0 | 0 | 0 | 0 | 0 | 0 | 0 | 0 | 0 | 0 | 0 | 0 | 0 | 0 | 0 | 0
Industrial Sector Energy Related Emissions before CCS[hydrogen if,other manufacturing 31T33,F gases] | NoSettings | 0 | 0 | 0 | 0 | 0 | 0 | 0 | 0 | 0 | 0 | 0 | 0 | 0 | 0 | 0 | 0 | 0 | 0 | 0 | 0 | 0 | 0 | 0 | 0 | 0 | 0 | 0 | 0 | 0 | 0 | 0
Industrial Sector Energy Related Emissions before CCS[hydrogen if,energy pipelines and gas processing 352T353,CO2] | NoSettings | 0 | 0 | 0 | 0 | 0 | 0 | 0 | 0 | 0 | 0 | 0 | 0 | 0 | 0 | 0 | 0 | 0 | 0 | 0 | 0 | 0 | 0 | 0 | 0 | 0 | 0 | 0 | 0 | 0 | 0 | 0
Industrial Sector Energy Related Emissions before CCS[hydrogen if,energy pipelines and gas processing 352T353,VOC] | NoSettings | 0 | 0 | 0 | 0 | 0 | 0 | 0 | 0 | 0 | 0 | 0 | 0 | 0 | 0 | 0 | 0 | 0 | 0 | 0 | 0 | 0 | 0 | 0 | 0 | 0 | 0 | 0 | 0 | 0 | 0 | 0
Industrial Sector Energy Related Emissions before CCS[hydrogen if,energy pipelines and gas processing 352T353,CO] | NoSettings | 0 | 0 | 0 | 0 | 0 | 0 | 0 | 0 | 0 | 0 | 0 | 0 | 0 | 0 | 0 | 0 | 0 | 0 | 0 | 0 | 0 | 0 | 0 | 0 | 0 | 0 | 0 | 0 | 0 | 0 | 0
Industrial Sector Energy Related Emissions before CCS[hydrogen if,energy pipelines and gas processing 352T353,NOx] | NoSettings | 0 | 0 | 0 | 0 | 0 | 0 | 0 | 0 | 0 | 0 | 0 | 0 | 0 | 0 | 0 | 0 | 0 | 0 | 0 | 0 | 0 | 0 | 0 | 0 | 0 | 0 | 0 | 0 | 0 | 0 | 0
Industrial Sector Energy Related Emissions before CCS[hydrogen if,energy pipelines and gas processing 352T353,PM10] | NoSettings | 0 | 0 | 0 | 0 | 0 | 0 | 0 | 0 | 0 | 0 | 0 | 0 | 0 | 0 | 0 | 0 | 0 | 0 | 0 | 0 | 0 | 0 | 0 | 0 | 0 | 0 | 0 | 0 | 0 | 0 | 0
Industrial Sector Energy Related Emissions before CCS[hydrogen if,energy pipelines and gas processing 352T353,PM25] | NoSettings | 0 | 0 | 0 | 0 | 0 | 0 | 0 | 0 | 0 | 0 | 0 | 0 | 0 | 0 | 0 | 0 | 0 | 0 | 0 | 0 | 0 | 0 | 0 | 0 | 0 | 0 | 0 | 0 | 0 | 0 | 0
Industrial Sector Energy Related Emissions before CCS[hydrogen if,energy pipelines and gas processing 352T353,SOx] | NoSettings | 0 | 0 | 0 | 0 | 0 | 0 | 0 | 0 | 0 | 0 | 0 | 0 | 0 | 0 | 0 | 0 | 0 | 0 | 0 | 0 | 0 | 0 | 0 | 0 | 0 | 0 | 0 | 0 | 0 | 0 | 0
Industrial Sector Energy Related Emissions before CCS[hydrogen if,energy pipelines and gas processing 352T353,BC] | NoSettings | 0 | 0 | 0 | 0 | 0 | 0 | 0 | 0 | 0 | 0 | 0 | 0 | 0 | 0 | 0 | 0 | 0 | 0 | 0 | 0 | 0 | 0 | 0 | 0 | 0 | 0 | 0 | 0 | 0 | 0 | 0
Industrial Sector Energy Related Emissions before CCS[hydrogen if,energy pipelines and gas processing 352T353,OC] | NoSettings | 0 | 0 | 0 | 0 | 0 | 0 | 0 | 0 | 0 | 0 | 0 | 0 | 0 | 0 | 0 | 0 | 0 | 0 | 0 | 0 | 0 | 0 | 0 | 0 | 0 | 0 | 0 | 0 | 0 | 0 | 0
Industrial Sector Energy Related Emissions before CCS[hydrogen if,energy pipelines and gas processing 352T353,CH4] | NoSettings | 0 | 0 | 0 | 0 | 0 | 0 | 0 | 0 | 0 | 0 | 0 | 0 | 0 | 0 | 0 | 0 | 0 | 0 | 0 | 0 | 0 | 0 | 0 | 0 | 0 | 0 | 0 | 0 | 0 | 0 | 0
Industrial Sector Energy Related Emissions before CCS[hydrogen if,energy pipelines and gas processing 352T353,N2O] | NoSettings | 0 | 0 | 0 | 0 | 0 | 0 | 0 | 0 | 0 | 0 | 0 | 0 | 0 | 0 | 0 | 0 | 0 | 0 | 0 | 0 | 0 | 0 | 0 | 0 | 0 | 0 | 0 | 0 | 0 | 0 | 0
Industrial Sector Energy Related Emissions before CCS[hydrogen if,energy pipelines and gas processing 352T353,F gases] | NoSettings | 0 | 0 | 0 | 0 | 0 | 0 | 0 | 0 | 0 | 0 | 0 | 0 | 0 | 0 | 0 | 0 | 0 | 0 | 0 | 0 | 0 | 0 | 0 | 0 | 0 | 0 | 0 | 0 | 0 | 0 | 0
Industrial Sector Energy Related Emissions before CCS[hydrogen if,water and waste 36T39,CO2] | NoSettings | 0 | 0 | 0 | 0 | 0 | 0 | 0 | 0 | 0 | 0 | 0 | 0 | 0 | 0 | 0 | 0 | 0 | 0 | 0 | 0 | 0 | 0 | 0 | 0 | 0 | 0 | 0 | 0 | 0 | 0 | 0
Industrial Sector Energy Related Emissions before CCS[hydrogen if,water and waste 36T39,VOC] | NoSettings | 0 | 0 | 0 | 0 | 0 | 0 | 0 | 0 | 0 | 0 | 0 | 0 | 0 | 0 | 0 | 0 | 0 | 0 | 0 | 0 | 0 | 0 | 0 | 0 | 0 | 0 | 0 | 0 | 0 | 0 | 0
Industrial Sector Energy Related Emissions before CCS[hydrogen if,water and waste 36T39,CO] | NoSettings | 0 | 0 | 0 | 0 | 0 | 0 | 0 | 0 | 0 | 0 | 0 | 0 | 0 | 0 | 0 | 0 | 0 | 0 | 0 | 0 | 0 | 0 | 0 | 0 | 0 | 0 | 0 | 0 | 0 | 0 | 0
Industrial Sector Energy Related Emissions before CCS[hydrogen if,water and waste 36T39,NOx] | NoSettings | 0 | 0 | 0 | 0 | 0 | 0 | 0 | 0 | 0 | 0 | 0 | 0 | 0 | 0 | 0 | 0 | 0 | 0 | 0 | 0 | 0 | 0 | 0 | 0 | 0 | 0 | 0 | 0 | 0 | 0 | 0
Industrial Sector Energy Related Emissions before CCS[hydrogen if,water and waste 36T39,PM10] | NoSettings | 0 | 0 | 0 | 0 | 0 | 0 | 0 | 0 | 0 | 0 | 0 | 0 | 0 | 0 | 0 | 0 | 0 | 0 | 0 | 0 | 0 | 0 | 0 | 0 | 0 | 0 | 0 | 0 | 0 | 0 | 0
Industrial Sector Energy Related Emissions before CCS[hydrogen if,water and waste 36T39,PM25] | NoSettings | 0 | 0 | 0 | 0 | 0 | 0 | 0 | 0 | 0 | 0 | 0 | 0 | 0 | 0 | 0 | 0 | 0 | 0 | 0 | 0 | 0 | 0 | 0 | 0 | 0 | 0 | 0 | 0 | 0 | 0 | 0
Industrial Sector Energy Related Emissions before CCS[hydrogen if,water and waste 36T39,SOx] | NoSettings | 0 | 0 | 0 | 0 | 0 | 0 | 0 | 0 | 0 | 0 | 0 | 0 | 0 | 0 | 0 | 0 | 0 | 0 | 0 | 0 | 0 | 0 | 0 | 0 | 0 | 0 | 0 | 0 | 0 | 0 | 0
Industrial Sector Energy Related Emissions before CCS[hydrogen if,water and waste 36T39,BC] | NoSettings | 0 | 0 | 0 | 0 | 0 | 0 | 0 | 0 | 0 | 0 | 0 | 0 | 0 | 0 | 0 | 0 | 0 | 0 | 0 | 0 | 0 | 0 | 0 | 0 | 0 | 0 | 0 | 0 | 0 | 0 | 0
Industrial Sector Energy Related Emissions before CCS[hydrogen if,water and waste 36T39,OC] | NoSettings | 0 | 0 | 0 | 0 | 0 | 0 | 0 | 0 | 0 | 0 | 0 | 0 | 0 | 0 | 0 | 0 | 0 | 0 | 0 | 0 | 0 | 0 | 0 | 0 | 0 | 0 | 0 | 0 | 0 | 0 | 0
Industrial Sector Energy Related Emissions before CCS[hydrogen if,water and waste 36T39,CH4] | NoSettings | 0 | 0 | 0 | 0 | 0 | 0 | 0 | 0 | 0 | 0 | 0 | 0 | 0 | 0 | 0 | 0 | 0 | 0 | 0 | 0 | 0 | 0 | 0 | 0 | 0 | 0 | 0 | 0 | 0 | 0 | 0
Industrial Sector Energy Related Emissions before CCS[hydrogen if,water and waste 36T39,N2O] | NoSettings | 0 | 0 | 0 | 0 | 0 | 0 | 0 | 0 | 0 | 0 | 0 | 0 | 0 | 0 | 0 | 0 | 0 | 0 | 0 | 0 | 0 | 0 | 0 | 0 | 0 | 0 | 0 | 0 | 0 | 0 | 0
Industrial Sector Energy Related Emissions before CCS[hydrogen if,water and waste 36T39,F gases] | NoSettings | 0 | 0 | 0 | 0 | 0 | 0 | 0 | 0 | 0 | 0 | 0 | 0 | 0 | 0 | 0 | 0 | 0 | 0 | 0 | 0 | 0 | 0 | 0 | 0 | 0 | 0 | 0 | 0 | 0 | 0 | 0
Industrial Sector Energy Related Emissions before CCS[hydrogen if,construction 41T43,CO2] | NoSettings | 0 | 0 | 0 | 0 | 0 | 0 | 0 | 0 | 0 | 0 | 0 | 0 | 0 | 0 | 0 | 0 | 0 | 0 | 0 | 0 | 0 | 0 | 0 | 0 | 0 | 0 | 0 | 0 | 0 | 0 | 0
Industrial Sector Energy Related Emissions before CCS[hydrogen if,construction 41T43,VOC] | NoSettings | 0 | 0 | 0 | 0 | 0 | 0 | 0 | 0 | 0 | 0 | 0 | 0 | 0 | 0 | 0 | 0 | 0 | 0 | 0 | 0 | 0 | 0 | 0 | 0 | 0 | 0 | 0 | 0 | 0 | 0 | 0
Industrial Sector Energy Related Emissions before CCS[hydrogen if,construction 41T43,CO] | NoSettings | 0 | 0 | 0 | 0 | 0 | 0 | 0 | 0 | 0 | 0 | 0 | 0 | 0 | 0 | 0 | 0 | 0 | 0 | 0 | 0 | 0 | 0 | 0 | 0 | 0 | 0 | 0 | 0 | 0 | 0 | 0
Industrial Sector Energy Related Emissions before CCS[hydrogen if,construction 41T43,NOx] | NoSettings | 0 | 0 | 0 | 0 | 0 | 0 | 0 | 0 | 0 | 0 | 0 | 0 | 0 | 0 | 0 | 0 | 0 | 0 | 0 | 0 | 0 | 0 | 0 | 0 | 0 | 0 | 0 | 0 | 0 | 0 | 0
Industrial Sector Energy Related Emissions before CCS[hydrogen if,construction 41T43,PM10] | NoSettings | 0 | 0 | 0 | 0 | 0 | 0 | 0 | 0 | 0 | 0 | 0 | 0 | 0 | 0 | 0 | 0 | 0 | 0 | 0 | 0 | 0 | 0 | 0 | 0 | 0 | 0 | 0 | 0 | 0 | 0 | 0
Industrial Sector Energy Related Emissions before CCS[hydrogen if,construction 41T43,PM25] | NoSettings | 0 | 0 | 0 | 0 | 0 | 0 | 0 | 0 | 0 | 0 | 0 | 0 | 0 | 0 | 0 | 0 | 0 | 0 | 0 | 0 | 0 | 0 | 0 | 0 | 0 | 0 | 0 | 0 | 0 | 0 | 0
Industrial Sector Energy Related Emissions before CCS[hydrogen if,construction 41T43,SOx] | NoSettings | 0 | 0 | 0 | 0 | 0 | 0 | 0 | 0 | 0 | 0 | 0 | 0 | 0 | 0 | 0 | 0 | 0 | 0 | 0 | 0 | 0 | 0 | 0 | 0 | 0 | 0 | 0 | 0 | 0 | 0 | 0
Industrial Sector Energy Related Emissions before CCS[hydrogen if,construction 41T43,BC] | NoSettings | 0 | 0 | 0 | 0 | 0 | 0 | 0 | 0 | 0 | 0 | 0 | 0 | 0 | 0 | 0 | 0 | 0 | 0 | 0 | 0 | 0 | 0 | 0 | 0 | 0 | 0 | 0 | 0 | 0 | 0 | 0
Industrial Sector Energy Related Emissions before CCS[hydrogen if,construction 41T43,OC] | NoSettings | 0 | 0 | 0 | 0 | 0 | 0 | 0 | 0 | 0 | 0 | 0 | 0 | 0 | 0 | 0 | 0 | 0 | 0 | 0 | 0 | 0 | 0 | 0 | 0 | 0 | 0 | 0 | 0 | 0 | 0 | 0
Industrial Sector Energy Related Emissions before CCS[hydrogen if,construction 41T43,CH4] | NoSettings | 0 | 0 | 0 | 0 | 0 | 0 | 0 | 0 | 0 | 0 | 0 | 0 | 0 | 0 | 0 | 0 | 0 | 0 | 0 | 0 | 0 | 0 | 0 | 0 | 0 | 0 | 0 | 0 | 0 | 0 | 0
Industrial Sector Energy Related Emissions before CCS[hydrogen if,construction 41T43,N2O] | NoSettings | 0 | 0 | 0 | 0 | 0 | 0 | 0 | 0 | 0 | 0 | 0 | 0 | 0 | 0 | 0 | 0 | 0 | 0 | 0 | 0 | 0 | 0 | 0 | 0 | 0 | 0 | 0 | 0 | 0 | 0 | 0
Industrial Sector Energy Related Emissions before CCS[hydrogen if,construction 41T43,F gases] | NoSettings | 0 | 0 | 0 | 0 | 0 | 0 | 0 | 0 | 0 | 0 | 0 | 0 | 0 | 0 | 0 | 0 | 0 | 0 | 0 | 0 | 0 | 0 | 0 | 0 | 0 | 0 | 0 | 0 | 0 | 0 | 0
Electricity Sector Pollutant Emissions[CO2,hard coal es] | NoSettings | 9920040000000 | 7932010000000 | 5954030000000 | 3966010000000 | 1988020000000 | 0 | 0 | 0 | 0 | 0 | 0 | 0 | 0 | 0 | 0 | 0 | 0 | 0 | 0 | 0 | 0 | 0 | 0 | 0 | 0 | 0 | 0 | 0 | 0 | 0 | 0
Electricity Sector Pollutant Emissions[CO2,natural gas nonpeaker es] | NoSettings | 33767200000000 | 34906300000000 | 33442700000000 | 28826700000000 | 28417800000000 | 30757000000000 | 27307700000000 | 27538400000000 | 26525000000000 | 25370600000000 | 23424700000000 | 21561800000000 | 20643500000000 | 18837700000000 | 18968900000000 | 17911400000000 | 15795600000000 | 16284500000000 | 16477300000000 | 15459500000000 | 15011600000000 | 9539440000000 | 9792130000000 | 8181290000000 | 5401760000000 | 932199000000 | 0 | 0 | 0 | 0 | 0
Electricity Sector Pollutant Emissions[CO2,nuclear es] | NoSettings | 0 | 0 | 0 | 0 | 0 | 0 | 0 | 0 | 0 | 0 | 0 | 0 | 0 | 0 | 0 | 0 | 0 | 0 | 0 | 0 | 0 | 0 | 0 | 0 | 0 | 0 | 0 | 0 | 0 | 0 | 0
Electricity Sector Pollutant Emissions[CO2,hydro es] | NoSettings | 0 | 0 | 0 | 0 | 0 | 0 | 0 | 0 | 0 | 0 | 0 | 0 | 0 | 0 | 0 | 0 | 0 | 0 | 0 | 0 | 0 | 0 | 0 | 0 | 0 | 0 | 0 | 0 | 0 | 0 | 0
Electricity Sector Pollutant Emissions[CO2,onshore wind es] | NoSettings | 0 | 0 | 0 | 0 | 0 | 0 | 0 | 0 | 0 | 0 | 0 | 0 | 0 | 0 | 0 | 0 | 0 | 0 | 0 | 0 | 0 | 0 | 0 | 0 | 0 | 0 | 0 | 0 | 0 | 0 | 0
Electricity Sector Pollutant Emissions[CO2,solar PV es] | NoSettings | 0 | 0 | 0 | 0 | 0 | 0 | 0 | 0 | 0 | 0 | 0 | 0 | 0 | 0 | 0 | 0 | 0 | 0 | 0 | 0 | 0 | 0 | 0 | 0 | 0 | 0 | 0 | 0 | 0 | 0 | 0
Electricity Sector Pollutant Emissions[CO2,solar thermal es] | NoSettings | 0 | 0 | 0 | 0 | 0 | 0 | 0 | 0 | 0 | 0 | 0 | 0 | 0 | 0 | 0 | 0 | 0 | 0 | 0 | 0 | 0 | 0 | 0 | 0 | 0 | 0 | 0 | 0 | 0 | 0 | 0
Electricity Sector Pollutant Emissions[CO2,biomass es] | NoSettings | 0 | 0 | 0 | 0 | 0 | 0 | 0 | 0 | 0 | 0 | 0 | 0 | 0 | 0 | 0 | 0 | 0 | 0 | 0 | 0 | 0 | 0 | 0 | 0 | 0 | 0 | 0 | 0 | 0 | 0 | 0
Electricity Sector Pollutant Emissions[CO2,geothermal es] | NoSettings | 0 | 0 | 0 | 0 | 0 | 0 | 0 | 0 | 0 | 0 | 0 | 0 | 0 | 0 | 0 | 0 | 0 | 0 | 0 | 0 | 0 | 0 | 0 | 0 | 0 | 0 | 0 | 0 | 0 | 0 | 0
Electricity Sector Pollutant Emissions[CO2,petroleum es] | NoSettings | 148542000000 | 142766000000 | 136989000000 | 131212000000 | 125436000000 | 118834000000 | 113057000000 | 107281000000 | 101504000000 | 94902100000 | 89125400000 | 83348800000 | 77407100000 | 71465400000 | 65523700000 | 59582000000 | 53640300000 | 47616100000 | 41674400000 | 35732700000 | 29791000000 | 23849300000 | 17907600000 | 11883400000 | 5958200000 | 0 | 0 | 0 | 0 | 0 | 0
Electricity Sector Pollutant Emissions[CO2,natural gas peaker es] | NoSettings | 4641570000000 | 4641570000000 | 4641570000000 | 4641570000000 | 4641570000000 | 4504400000000 | 4476960000000 | 4476960000000 | 4476960000000 | 4476960000000 | 4476960000000 | 4476960000000 | 4476960000000 | 4476960000000 | 4476960000000 | 4476960000000 | 4476960000000 | 4476960000000 | 4476960000000 | 4476960000000 | 4476960000000 | 4476960000000 | 4476960000000 | 4476960000000 | 4476960000000 | 4476960000000 | 4476960000000 | 4476960000000 | 4476960000000 | 4476960000000 | 4476960000000
Electricity Sector Pollutant Emissions[CO2,lignite es] | NoSettings | 0 | 0 | 0 | 0 | 0 | 0 | 0 | 0 | 0 | 0 | 0 | 0 | 0 | 0 | 0 | 0 | 0 | 0 | 0 | 0 | 0 | 0 | 0 | 0 | 0 | 0 | 0 | 0 | 0 | 0 | 0
Electricity Sector Pollutant Emissions[CO2,offshore wind es] | NoSettings | 0 | 0 | 0 | 0 | 0 | 0 | 0 | 0 | 0 | 0 | 0 | 0 | 0 | 0 | 0 | 0 | 0 | 0 | 0 | 0 | 0 | 0 | 0 | 0 | 0 | 0 | 0 | 0 | 0 | 0 | 0
Electricity Sector Pollutant Emissions[CO2,crude oil es] | NoSettings | 0 | 0 | 0 | 0 | 0 | 0 | 0 | 0 | 0 | 0 | 0 | 0 | 0 | 0 | 0 | 0 | 0 | 0 | 0 | 0 | 0 | 0 | 0 | 0 | 0 | 0 | 0 | 0 | 0 | 0 | 0
Electricity Sector Pollutant Emissions[CO2,heavy or residual fuel oil es] | NoSettings | 0 | 0 | 0 | 0 | 0 | 0 | 0 | 0 | 0 | 0 | 0 | 0 | 0 | 0 | 0 | 0 | 0 | 0 | 0 | 0 | 0 | 0 | 0 | 0 | 0 | 0 | 0 | 0 | 0 | 0 | 0
Electricity Sector Pollutant Emissions[CO2,municipal solid waste es] | NoSettings | 2062820000000 | 6141440000000 | 4533760000000 | 5842780000000 | 5957260000000 | 5578710000000 | 5048210000000 | 4354550000000 | 3829510000000 | 3263170000000 | 2850410000000 | 2772490000000 | 2800780000000 | 2781170000000 | 2788360000000 | 2778330000000 | 2605760000000 | 2631780000000 | 2654540000000 | 2622980000000 | 2662230000000 | 2494650000000 | 2495610000000 | 2462570000000 | 2291160000000 | 1555260000000 | 0 | 0 | 0 | 0 | 0
Electricity Sector Pollutant Emissions[VOC,hard coal es] | NoSettings | 87963500 | 70335200 | 52795900 | 35167600 | 17628300 | 0 | 0 | 0 | 0 | 0 | 0 | 0 | 0 | 0 | 0 | 0 | 0 | 0 | 0 | 0 | 0 | 0 | 0 | 0 | 0 | 0 | 0 | 0 | 0 | 0 | 0
Electricity Sector Pollutant Emissions[VOC,natural gas nonpeaker es] | NoSettings | 307380000 | 317748000 | 304426000 | 262406000 | 258684000 | 279978000 | 248579000 | 250679000 | 241454000 | 230946000 | 213232000 | 196275000 | 187916000 | 171478000 | 172672000 | 163046000 | 143786000 | 148236000 | 149991000 | 140727000 | 136649000 | 86836600 | 89136800 | 74473500 | 49171700 | 8485720 | 0 | 0 | 0 | 0 | 0
Electricity Sector Pollutant Emissions[VOC,nuclear es] | NoSettings | 0 | 0 | 0 | 0 | 0 | 0 | 0 | 0 | 0 | 0 | 0 | 0 | 0 | 0 | 0 | 0 | 0 | 0 | 0 | 0 | 0 | 0 | 0 | 0 | 0 | 0 | 0 | 0 | 0 | 0 | 0
Electricity Sector Pollutant Emissions[VOC,hydro es] | NoSettings | 0 | 0 | 0 | 0 | 0 | 0 | 0 | 0 | 0 | 0 | 0 | 0 | 0 | 0 | 0 | 0 | 0 | 0 | 0 | 0 | 0 | 0 | 0 | 0 | 0 | 0 | 0 | 0 | 0 | 0 | 0
Electricity Sector Pollutant Emissions[VOC,onshore wind es] | NoSettings | 0 | 0 | 0 | 0 | 0 | 0 | 0 | 0 | 0 | 0 | 0 | 0 | 0 | 0 | 0 | 0 | 0 | 0 | 0 | 0 | 0 | 0 | 0 | 0 | 0 | 0 | 0 | 0 | 0 | 0 | 0
Electricity Sector Pollutant Emissions[VOC,solar PV es] | NoSettings | 0 | 0 | 0 | 0 | 0 | 0 | 0 | 0 | 0 | 0 | 0 | 0 | 0 | 0 | 0 | 0 | 0 | 0 | 0 | 0 | 0 | 0 | 0 | 0 | 0 | 0 | 0 | 0 | 0 | 0 | 0
Electricity Sector Pollutant Emissions[VOC,solar thermal es] | NoSettings | 0 | 0 | 0 | 0 | 0 | 0 | 0 | 0 | 0 | 0 | 0 | 0 | 0 | 0 | 0 | 0 | 0 | 0 | 0 | 0 | 0 | 0 | 0 | 0 | 0 | 0 | 0 | 0 | 0 | 0 | 0
Electricity Sector Pollutant Emissions[VOC,biomass es] | NoSettings | 570070000 | 600698000 | 635076000 | 669453000 | 693830000 | 712582000 | 738209000 | 744459000 | 745085000 | 755710000 | 766961000 | 780087000 | 792588000 | 805714000 | 811340000 | 824466000 | 839467000 | 845718000 | 853218000 | 863844000 | 878845000 | 903847000 | 913223000 | 925724000 | 941976000 | 960727000 | 886514000 | 908692000 | 901383000 | 911419000 | 915637000
Electricity Sector Pollutant Emissions[VOC,geothermal es] | NoSettings | 0 | 0 | 0 | 0 | 0 | 0 | 0 | 0 | 0 | 0 | 0 | 0 | 0 | 0 | 0 | 0 | 0 | 0 | 0 | 0 | 0 | 0 | 0 | 0 | 0 | 0 | 0 | 0 | 0 | 0 | 0
Electricity Sector Pollutant Emissions[VOC,petroleum es] | NoSettings | 3184460 | 3060620 | 2936780 | 2812940 | 2689100 | 2547570 | 2423730 | 2299890 | 2176050 | 2034520 | 1910680 | 1786840 | 1659460 | 1532080 | 1404700 | 1277320 | 1149950 | 1020800 | 893419 | 766041 | 638662 | 511283 | 383905 | 254757 | 127732 | 0 | 0 | 0 | 0 | 0 | 0
Electricity Sector Pollutant Emissions[VOC,natural gas peaker es] | NoSettings | 1156110000 | 1156110000 | 1156110000 | 1156110000 | 1156110000 | 1121940000 | 1115110000 | 1115110000 | 1115110000 | 1115110000 | 1115110000 | 1115110000 | 1115110000 | 1115110000 | 1115110000 | 1115110000 | 1115110000 | 1115110000 | 1115110000 | 1115110000 | 1115110000 | 1115110000 | 1115110000 | 1115110000 | 1115110000 | 1115110000 | 1115110000 | 1115110000 | 1115110000 | 1115110000 | 1115110000
Electricity Sector Pollutant Emissions[VOC,lignite es] | NoSettings | 0 | 0 | 0 | 0 | 0 | 0 | 0 | 0 | 0 | 0 | 0 | 0 | 0 | 0 | 0 | 0 | 0 | 0 | 0 | 0 | 0 | 0 | 0 | 0 | 0 | 0 | 0 | 0 | 0 | 0 | 0
Electricity Sector Pollutant Emissions[VOC,offshore wind es] | NoSettings | 0 | 0 | 0 | 0 | 0 | 0 | 0 | 0 | 0 | 0 | 0 | 0 | 0 | 0 | 0 | 0 | 0 | 0 | 0 | 0 | 0 | 0 | 0 | 0 | 0 | 0 | 0 | 0 | 0 | 0 | 0
Electricity Sector Pollutant Emissions[VOC,crude oil es] | NoSettings | 0 | 0 | 0 | 0 | 0 | 0 | 0 | 0 | 0 | 0 | 0 | 0 | 0 | 0 | 0 | 0 | 0 | 0 | 0 | 0 | 0 | 0 | 0 | 0 | 0 | 0 | 0 | 0 | 0 | 0 | 0
Electricity Sector Pollutant Emissions[VOC,heavy or residual fuel oil es] | NoSettings | 0 | 0 | 0 | 0 | 0 | 0 | 0 | 0 | 0 | 0 | 0 | 0 | 0 | 0 | 0 | 0 | 0 | 0 | 0 | 0 | 0 | 0 | 0 | 0 | 0 | 0 | 0 | 0 | 0 | 0 | 0
Electricity Sector Pollutant Emissions[VOC,municipal solid waste es] | NoSettings | 190157000 | 566137000 | 417936000 | 538605000 | 549158000 | 514262000 | 465359000 | 401416000 | 353016000 | 300809000 | 262759000 | 255576000 | 258185000 | 256377000 | 257040000 | 256115000 | 240207000 | 242605000 | 244704000 | 241794000 | 245412000 | 229965000 | 230053000 | 227007000 | 211206000 | 143368000 | 0 | 0 | 0 | 0 | 0
Electricity Sector Pollutant Emissions[CO,hard coal es] | NoSettings | 573892000 | 458881000 | 344451000 | 229440000 | 115011000 | 0 | 0 | 0 | 0 | 0 | 0 | 0 | 0 | 0 | 0 | 0 | 0 | 0 | 0 | 0 | 0 | 0 | 0 | 0 | 0 | 0 | 0 | 0 | 0 | 0 | 0
Electricity Sector Pollutant Emissions[CO,natural gas nonpeaker es] | NoSettings | 7726490000 | 7987130000 | 7652250000 | 6596010000 | 6502450000 | 7037710000 | 6248440000 | 6301240000 | 6069350000 | 5805200000 | 5359950000 | 4933700000 | 4723570000 | 4310380000 | 4340390000 | 4098420000 | 3614300000 | 3726170000 | 3770270000 | 3537400000 | 3434910000 | 2182780000 | 2240600000 | 1872010000 | 1236010000 | 213302000 | 0 | 0 | 0 | 0 | 0
Electricity Sector Pollutant Emissions[CO,nuclear es] | NoSettings | 0 | 0 | 0 | 0 | 0 | 0 | 0 | 0 | 0 | 0 | 0 | 0 | 0 | 0 | 0 | 0 | 0 | 0 | 0 | 0 | 0 | 0 | 0 | 0 | 0 | 0 | 0 | 0 | 0 | 0 | 0
Electricity Sector Pollutant Emissions[CO,hydro es] | NoSettings | 0 | 0 | 0 | 0 | 0 | 0 | 0 | 0 | 0 | 0 | 0 | 0 | 0 | 0 | 0 | 0 | 0 | 0 | 0 | 0 | 0 | 0 | 0 | 0 | 0 | 0 | 0 | 0 | 0 | 0 | 0
Electricity Sector Pollutant Emissions[CO,onshore wind es] | NoSettings | 0 | 0 | 0 | 0 | 0 | 0 | 0 | 0 | 0 | 0 | 0 | 0 | 0 | 0 | 0 | 0 | 0 | 0 | 0 | 0 | 0 | 0 | 0 | 0 | 0 | 0 | 0 | 0 | 0 | 0 | 0
Electricity Sector Pollutant Emissions[CO,solar PV es] | NoSettings | 0 | 0 | 0 | 0 | 0 | 0 | 0 | 0 | 0 | 0 | 0 | 0 | 0 | 0 | 0 | 0 | 0 | 0 | 0 | 0 | 0 | 0 | 0 | 0 | 0 | 0 | 0 | 0 | 0 | 0 | 0
Electricity Sector Pollutant Emissions[CO,solar thermal es] | NoSettings | 0 | 0 | 0 | 0 | 0 | 0 | 0 | 0 | 0 | 0 | 0 | 0 | 0 | 0 | 0 | 0 | 0 | 0 | 0 | 0 | 0 | 0 | 0 | 0 | 0 | 0 | 0 | 0 | 0 | 0 | 0
Electricity Sector Pollutant Emissions[CO,biomass es] | NoSettings | 20089700000 | 21169000000 | 22380500000 | 23592000000 | 24451100000 | 25111900000 | 26015000000 | 26235300000 | 26257300000 | 26631800000 | 27028300000 | 27490900000 | 27931400000 | 28394000000 | 28592200000 | 29054800000 | 29583500000 | 29803700000 | 30068100000 | 30442500000 | 30971200000 | 31852300000 | 32182700000 | 32623200000 | 33195900000 | 33856800000 | 31241400000 | 32023000000 | 31765400000 | 32119100000 | 32267700000
Electricity Sector Pollutant Emissions[CO,geothermal es] | NoSettings | 0 | 0 | 0 | 0 | 0 | 0 | 0 | 0 | 0 | 0 | 0 | 0 | 0 | 0 | 0 | 0 | 0 | 0 | 0 | 0 | 0 | 0 | 0 | 0 | 0 | 0 | 0 | 0 | 0 | 0 | 0
Electricity Sector Pollutant Emissions[CO,petroleum es] | NoSettings | 23946800 | 23015500 | 22084200 | 21153000 | 20221700 | 19157400 | 18226200 | 17294900 | 16363600 | 15299300 | 14368100 | 13436800 | 12478900 | 11521100 | 10563200 | 9605320 | 8647450 | 7676270 | 6718400 | 5760530 | 4802660 | 3844790 | 2886920 | 1915740 | 960532 | 0 | 0 | 0 | 0 | 0 | 0
Electricity Sector Pollutant Emissions[CO,natural gas peaker es] | NoSettings | 3924170000 | 3924170000 | 3924170000 | 3924170000 | 3924170000 | 3808190000 | 3785000000 | 3785000000 | 3785000000 | 3785000000 | 3785000000 | 3785000000 | 3785000000 | 3785000000 | 3785000000 | 3785000000 | 3785000000 | 3785000000 | 3785000000 | 3785000000 | 3785000000 | 3785000000 | 3785000000 | 3785000000 | 3785000000 | 3785000000 | 3785000000 | 3785000000 | 3785000000 | 3785000000 | 3785000000
Electricity Sector Pollutant Emissions[CO,lignite es] | NoSettings | 0 | 0 | 0 | 0 | 0 | 0 | 0 | 0 | 0 | 0 | 0 | 0 | 0 | 0 | 0 | 0 | 0 | 0 | 0 | 0 | 0 | 0 | 0 | 0 | 0 | 0 | 0 | 0 | 0 | 0 | 0
Electricity Sector Pollutant Emissions[CO,offshore wind es] | NoSettings | 0 | 0 | 0 | 0 | 0 | 0 | 0 | 0 | 0 | 0 | 0 | 0 | 0 | 0 | 0 | 0 | 0 | 0 | 0 | 0 | 0 | 0 | 0 | 0 | 0 | 0 | 0 | 0 | 0 | 0 | 0
Electricity Sector Pollutant Emissions[CO,crude oil es] | NoSettings | 0 | 0 | 0 | 0 | 0 | 0 | 0 | 0 | 0 | 0 | 0 | 0 | 0 | 0 | 0 | 0 | 0 | 0 | 0 | 0 | 0 | 0 | 0 | 0 | 0 | 0 | 0 | 0 | 0 | 0 | 0
Electricity Sector Pollutant Emissions[CO,heavy or residual fuel oil es] | NoSettings | 0 | 0 | 0 | 0 | 0 | 0 | 0 | 0 | 0 | 0 | 0 | 0 | 0 | 0 | 0 | 0 | 0 | 0 | 0 | 0 | 0 | 0 | 0 | 0 | 0 | 0 | 0 | 0 | 0 | 0 | 0
Electricity Sector Pollutant Emissions[CO,municipal solid waste es] | NoSettings | 6701290000 | 19951100000 | 14728400000 | 18980900000 | 19352800000 | 18123000000 | 16399600000 | 14146200000 | 12440500000 | 10600700000 | 9259830000 | 9006700000 | 9098620000 | 9034910000 | 9058270000 | 9025690000 | 8465070000 | 8549590000 | 8623540000 | 8521000000 | 8648510000 | 8104120000 | 8107240000 | 7999910000 | 7443050000 | 5052400000 | 0 | 0 | 0 | 0 | 0
Electricity Sector Pollutant Emissions[NOx,hard coal es] | NoSettings | 3724270000 | 2977910000 | 2235320000 | 1488950000 | 746362000 | 0 | 0 | 0 | 0 | 0 | 0 | 0 | 0 | 0 | 0 | 0 | 0 | 0 | 0 | 0 | 0 | 0 | 0 | 0 | 0 | 0 | 0 | 0 | 0 | 0 | 0
Electricity Sector Pollutant Emissions[NOx,natural gas nonpeaker es] | NoSettings | 9227110000 | 9538370000 | 9138450000 | 7877080000 | 7765350000 | 8404560000 | 7462000000 | 7525050000 | 7248130000 | 6932680000 | 6400950000 | 5891910000 | 5640980000 | 5147530000 | 5183380000 | 4894400000 | 4316260000 | 4449860000 | 4502530000 | 4224430000 | 4102030000 | 2606710000 | 2675760000 | 2235590000 | 1476070000 | 254730000 | 0 | 0 | 0 | 0 | 0
Electricity Sector Pollutant Emissions[NOx,nuclear es] | NoSettings | 0 | 0 | 0 | 0 | 0 | 0 | 0 | 0 | 0 | 0 | 0 | 0 | 0 | 0 | 0 | 0 | 0 | 0 | 0 | 0 | 0 | 0 | 0 | 0 | 0 | 0 | 0 | 0 | 0 | 0 | 0
Electricity Sector Pollutant Emissions[NOx,hydro es] | NoSettings | 0 | 0 | 0 | 0 | 0 | 0 | 0 | 0 | 0 | 0 | 0 | 0 | 0 | 0 | 0 | 0 | 0 | 0 | 0 | 0 | 0 | 0 | 0 | 0 | 0 | 0 | 0 | 0 | 0 | 0 | 0
Electricity Sector Pollutant Emissions[NOx,onshore wind es] | NoSettings | 0 | 0 | 0 | 0 | 0 | 0 | 0 | 0 | 0 | 0 | 0 | 0 | 0 | 0 | 0 | 0 | 0 | 0 | 0 | 0 | 0 | 0 | 0 | 0 | 0 | 0 | 0 | 0 | 0 | 0 | 0
Electricity Sector Pollutant Emissions[NOx,solar PV es] | NoSettings | 0 | 0 | 0 | 0 | 0 | 0 | 0 | 0 | 0 | 0 | 0 | 0 | 0 | 0 | 0 | 0 | 0 | 0 | 0 | 0 | 0 | 0 | 0 | 0 | 0 | 0 | 0 | 0 | 0 | 0 | 0
Electricity Sector Pollutant Emissions[NOx,solar thermal es] | NoSettings | 0 | 0 | 0 | 0 | 0 | 0 | 0 | 0 | 0 | 0 | 0 | 0 | 0 | 0 | 0 | 0 | 0 | 0 | 0 | 0 | 0 | 0 | 0 | 0 | 0 | 0 | 0 | 0 | 0 | 0 | 0
Electricity Sector Pollutant Emissions[NOx,biomass es] | NoSettings | 3915630000 | 4126000000 | 4362130000 | 4598260000 | 4765700000 | 4894490000 | 5070520000 | 5113450000 | 5117740000 | 5190730000 | 5268010000 | 5358170000 | 5444030000 | 5534190000 | 5572830000 | 5662990000 | 5766030000 | 5808960000 | 5860480000 | 5933470000 | 6036500000 | 6208240000 | 6272630000 | 6358500000 | 6470120000 | 6598920000 | 6089170000 | 6241510000 | 6191310000 | 6260240000 | 6289210000
Electricity Sector Pollutant Emissions[NOx,geothermal es] | NoSettings | 0 | 0 | 0 | 0 | 0 | 0 | 0 | 0 | 0 | 0 | 0 | 0 | 0 | 0 | 0 | 0 | 0 | 0 | 0 | 0 | 0 | 0 | 0 | 0 | 0 | 0 | 0 | 0 | 0 | 0 | 0
Electricity Sector Pollutant Emissions[NOx,petroleum es] | NoSettings | 748183000 | 719087000 | 689991000 | 660895000 | 631799000 | 598546000 | 569450000 | 540354000 | 511258000 | 478006000 | 448910000 | 419814000 | 389886000 | 359959000 | 330032000 | 300104000 | 270177000 | 239834000 | 209907000 | 179980000 | 150052000 | 120125000 | 90197600 | 59854600 | 30010400 | 0 | 0 | 0 | 0 | 0 | 0
Electricity Sector Pollutant Emissions[NOx,natural gas peaker es] | NoSettings | 3283040000 | 3283040000 | 3283040000 | 3283040000 | 3283040000 | 3186020000 | 3166610000 | 3166610000 | 3166610000 | 3166610000 | 3166610000 | 3166610000 | 3166610000 | 3166610000 | 3166610000 | 3166610000 | 3166610000 | 3166610000 | 3166610000 | 3166610000 | 3166610000 | 3166610000 | 3166610000 | 3166610000 | 3166610000 | 3166610000 | 3166610000 | 3166610000 | 3166610000 | 3166610000 | 3166610000
Electricity Sector Pollutant Emissions[NOx,lignite es] | NoSettings | 0 | 0 | 0 | 0 | 0 | 0 | 0 | 0 | 0 | 0 | 0 | 0 | 0 | 0 | 0 | 0 | 0 | 0 | 0 | 0 | 0 | 0 | 0 | 0 | 0 | 0 | 0 | 0 | 0 | 0 | 0
Electricity Sector Pollutant Emissions[NOx,offshore wind es] | NoSettings | 0 | 0 | 0 | 0 | 0 | 0 | 0 | 0 | 0 | 0 | 0 | 0 | 0 | 0 | 0 | 0 | 0 | 0 | 0 | 0 | 0 | 0 | 0 | 0 | 0 | 0 | 0 | 0 | 0 | 0 | 0
Electricity Sector Pollutant Emissions[NOx,crude oil es] | NoSettings | 0 | 0 | 0 | 0 | 0 | 0 | 0 | 0 | 0 | 0 | 0 | 0 | 0 | 0 | 0 | 0 | 0 | 0 | 0 | 0 | 0 | 0 | 0 | 0 | 0 | 0 | 0 | 0 | 0 | 0 | 0
Electricity Sector Pollutant Emissions[NOx,heavy or residual fuel oil es] | NoSettings | 0 | 0 | 0 | 0 | 0 | 0 | 0 | 0 | 0 | 0 | 0 | 0 | 0 | 0 | 0 | 0 | 0 | 0 | 0 | 0 | 0 | 0 | 0 | 0 | 0 | 0 | 0 | 0 | 0 | 0 | 0
Electricity Sector Pollutant Emissions[NOx,municipal solid waste es] | NoSettings | 1306130000 | 3888610000 | 2870660000 | 3699510000 | 3771990000 | 3532300000 | 3196400000 | 2757200000 | 2424750000 | 2066160000 | 1804810000 | 1755470000 | 1773390000 | 1760970000 | 1765520000 | 1759170000 | 1649900000 | 1666380000 | 1680790000 | 1660800000 | 1685660000 | 1579550000 | 1580160000 | 1559240000 | 1450700000 | 984749000 | 0 | 0 | 0 | 0 | 0
Electricity Sector Pollutant Emissions[PM10,hard coal es] | NoSettings | 630595000 | 504221000 | 378485000 | 252110000 | 126374000 | 0 | 0 | 0 | 0 | 0 | 0 | 0 | 0 | 0 | 0 | 0 | 0 | 0 | 0 | 0 | 0 | 0 | 0 | 0 | 0 | 0 | 0 | 0 | 0 | 0 | 0
Electricity Sector Pollutant Emissions[PM10,natural gas nonpeaker es] | NoSettings | 231648000 | 239463000 | 229422000 | 197755000 | 194950000 | 210998000 | 187335000 | 188918000 | 181966000 | 174046000 | 160697000 | 147917000 | 141618000 | 129230000 | 130130000 | 122875000 | 108360000 | 111714000 | 113037000 | 106055000 | 102982000 | 65442000 | 67175500 | 56124900 | 37056900 | 6395030 | 0 | 0 | 0 | 0 | 0
Electricity Sector Pollutant Emissions[PM10,nuclear es] | NoSettings | 0 | 0 | 0 | 0 | 0 | 0 | 0 | 0 | 0 | 0 | 0 | 0 | 0 | 0 | 0 | 0 | 0 | 0 | 0 | 0 | 0 | 0 | 0 | 0 | 0 | 0 | 0 | 0 | 0 | 0 | 0
Electricity Sector Pollutant Emissions[PM10,hydro es] | NoSettings | 0 | 0 | 0 | 0 | 0 | 0 | 0 | 0 | 0 | 0 | 0 | 0 | 0 | 0 | 0 | 0 | 0 | 0 | 0 | 0 | 0 | 0 | 0 | 0 | 0 | 0 | 0 | 0 | 0 | 0 | 0
Electricity Sector Pollutant Emissions[PM10,onshore wind es] | NoSettings | 0 | 0 | 0 | 0 | 0 | 0 | 0 | 0 | 0 | 0 | 0 | 0 | 0 | 0 | 0 | 0 | 0 | 0 | 0 | 0 | 0 | 0 | 0 | 0 | 0 | 0 | 0 | 0 | 0 | 0 | 0
Electricity Sector Pollutant Emissions[PM10,solar PV es] | NoSettings | 0 | 0 | 0 | 0 | 0 | 0 | 0 | 0 | 0 | 0 | 0 | 0 | 0 | 0 | 0 | 0 | 0 | 0 | 0 | 0 | 0 | 0 | 0 | 0 | 0 | 0 | 0 | 0 | 0 | 0 | 0
Electricity Sector Pollutant Emissions[PM10,solar thermal es] | NoSettings | 0 | 0 | 0 | 0 | 0 | 0 | 0 | 0 | 0 | 0 | 0 | 0 | 0 | 0 | 0 | 0 | 0 | 0 | 0 | 0 | 0 | 0 | 0 | 0 | 0 | 0 | 0 | 0 | 0 | 0 | 0
Electricity Sector Pollutant Emissions[PM10,biomass es] | NoSettings | 8887330000 | 9364810000 | 9900750000 | 10436700000 | 10816700000 | 11109100000 | 11508600000 | 11606000000 | 11615800000 | 11781400000 | 11956800000 | 12161500000 | 12356400000 | 12561000000 | 12648700000 | 12853300000 | 13087200000 | 13184600000 | 13301600000 | 13467200000 | 13701100000 | 14090900000 | 14237000000 | 14431900000 | 14685300000 | 14977600000 | 13820600000 | 14166400000 | 14052500000 | 14208900000 | 14274700000
Electricity Sector Pollutant Emissions[PM10,geothermal es] | NoSettings | 0 | 0 | 0 | 0 | 0 | 0 | 0 | 0 | 0 | 0 | 0 | 0 | 0 | 0 | 0 | 0 | 0 | 0 | 0 | 0 | 0 | 0 | 0 | 0 | 0 | 0 | 0 | 0 | 0 | 0 | 0
Electricity Sector Pollutant Emissions[PM10,petroleum es] | NoSettings | 30250400 | 29074000 | 27897600 | 26721200 | 25544800 | 24200300 | 23023900 | 21847500 | 20671100 | 19326700 | 18150300 | 16973900 | 15763800 | 14553800 | 13343800 | 12133800 | 10923800 | 9696940 | 8486930 | 7276910 | 6066890 | 4856870 | 3646860 | 2420030 | 1213380 | 0 | 0 | 0 | 0 | 0 | 0
Electricity Sector Pollutant Emissions[PM10,natural gas peaker es] | NoSettings | 1329580000 | 1329580000 | 1329580000 | 1329580000 | 1329580000 | 1290280000 | 1282420000 | 1282420000 | 1282420000 | 1282420000 | 1282420000 | 1282420000 | 1282420000 | 1282420000 | 1282420000 | 1282420000 | 1282420000 | 1282420000 | 1282420000 | 1282420000 | 1282420000 | 1282420000 | 1282420000 | 1282420000 | 1282420000 | 1282420000 | 1282420000 | 1282420000 | 1282420000 | 1282420000 | 1282420000
Electricity Sector Pollutant Emissions[PM10,lignite es] | NoSettings | 0 | 0 | 0 | 0 | 0 | 0 | 0 | 0 | 0 | 0 | 0 | 0 | 0 | 0 | 0 | 0 | 0 | 0 | 0 | 0 | 0 | 0 | 0 | 0 | 0 | 0 | 0 | 0 | 0 | 0 | 0
Electricity Sector Pollutant Emissions[PM10,offshore wind es] | NoSettings | 0 | 0 | 0 | 0 | 0 | 0 | 0 | 0 | 0 | 0 | 0 | 0 | 0 | 0 | 0 | 0 | 0 | 0 | 0 | 0 | 0 | 0 | 0 | 0 | 0 | 0 | 0 | 0 | 0 | 0 | 0
Electricity Sector Pollutant Emissions[PM10,crude oil es] | NoSettings | 0 | 0 | 0 | 0 | 0 | 0 | 0 | 0 | 0 | 0 | 0 | 0 | 0 | 0 | 0 | 0 | 0 | 0 | 0 | 0 | 0 | 0 | 0 | 0 | 0 | 0 | 0 | 0 | 0 | 0 | 0
Electricity Sector Pollutant Emissions[PM10,heavy or residual fuel oil es] | NoSettings | 0 | 0 | 0 | 0 | 0 | 0 | 0 | 0 | 0 | 0 | 0 | 0 | 0 | 0 | 0 | 0 | 0 | 0 | 0 | 0 | 0 | 0 | 0 | 0 | 0 | 0 | 0 | 0 | 0 | 0 | 0
Electricity Sector Pollutant Emissions[PM10,municipal solid waste es] | NoSettings | 2964530000 | 8826000000 | 6515570000 | 8396790000 | 8561310000 | 8017290000 | 7254890000 | 6258030000 | 5503470000 | 4689580000 | 4096380000 | 3984400000 | 4025070000 | 3996880000 | 4007220000 | 3992800000 | 3744800000 | 3782190000 | 3814900000 | 3769540000 | 3825950000 | 3585120000 | 3586500000 | 3539020000 | 3292670000 | 2235090000 | 0 | 0 | 0 | 0 | 0
Electricity Sector Pollutant Emissions[PM25,hard coal es] | NoSettings | 442310000 | 353669000 | 265475000 | 176834000 | 88641000 | 0 | 0 | 0 | 0 | 0 | 0 | 0 | 0 | 0 | 0 | 0 | 0 | 0 | 0 | 0 | 0 | 0 | 0 | 0 | 0 | 0 | 0 | 0 | 0 | 0 | 0
Electricity Sector Pollutant Emissions[PM25,natural gas nonpeaker es] | NoSettings | 231648000 | 239463000 | 229422000 | 197755000 | 194950000 | 210998000 | 187335000 | 188918000 | 181966000 | 174046000 | 160697000 | 147917000 | 141618000 | 129230000 | 130130000 | 122875000 | 108360000 | 111714000 | 113037000 | 106055000 | 102982000 | 65442000 | 67175500 | 56124900 | 37056900 | 6395030 | 0 | 0 | 0 | 0 | 0
Electricity Sector Pollutant Emissions[PM25,nuclear es] | NoSettings | 0 | 0 | 0 | 0 | 0 | 0 | 0 | 0 | 0 | 0 | 0 | 0 | 0 | 0 | 0 | 0 | 0 | 0 | 0 | 0 | 0 | 0 | 0 | 0 | 0 | 0 | 0 | 0 | 0 | 0 | 0
Electricity Sector Pollutant Emissions[PM25,hydro es] | NoSettings | 0 | 0 | 0 | 0 | 0 | 0 | 0 | 0 | 0 | 0 | 0 | 0 | 0 | 0 | 0 | 0 | 0 | 0 | 0 | 0 | 0 | 0 | 0 | 0 | 0 | 0 | 0 | 0 | 0 | 0 | 0
Electricity Sector Pollutant Emissions[PM25,onshore wind es] | NoSettings | 0 | 0 | 0 | 0 | 0 | 0 | 0 | 0 | 0 | 0 | 0 | 0 | 0 | 0 | 0 | 0 | 0 | 0 | 0 | 0 | 0 | 0 | 0 | 0 | 0 | 0 | 0 | 0 | 0 | 0 | 0
Electricity Sector Pollutant Emissions[PM25,solar PV es] | NoSettings | 0 | 0 | 0 | 0 | 0 | 0 | 0 | 0 | 0 | 0 | 0 | 0 | 0 | 0 | 0 | 0 | 0 | 0 | 0 | 0 | 0 | 0 | 0 | 0 | 0 | 0 | 0 | 0 | 0 | 0 | 0
Electricity Sector Pollutant Emissions[PM25,solar thermal es] | NoSettings | 0 | 0 | 0 | 0 | 0 | 0 | 0 | 0 | 0 | 0 | 0 | 0 | 0 | 0 | 0 | 0 | 0 | 0 | 0 | 0 | 0 | 0 | 0 | 0 | 0 | 0 | 0 | 0 | 0 | 0 | 0
Electricity Sector Pollutant Emissions[PM25,biomass es] | NoSettings | 2590510000 | 2729690000 | 2885910000 | 3042130000 | 3152900000 | 3238110000 | 3354560000 | 3382970000 | 3385810000 | 3434090000 | 3485220000 | 3544870000 | 3601670000 | 3661320000 | 3686890000 | 3746530000 | 3814700000 | 3843100000 | 3877190000 | 3925470000 | 3993640000 | 4107260000 | 4149860000 | 4206670000 | 4280520000 | 4365730000 | 4028490000 | 4129270000 | 4096060000 | 4141660000 | 4160830000
Electricity Sector Pollutant Emissions[PM25,geothermal es] | NoSettings | 0 | 0 | 0 | 0 | 0 | 0 | 0 | 0 | 0 | 0 | 0 | 0 | 0 | 0 | 0 | 0 | 0 | 0 | 0 | 0 | 0 | 0 | 0 | 0 | 0 | 0 | 0 | 0 | 0 | 0 | 0
Electricity Sector Pollutant Emissions[PM25,petroleum es] | NoSettings | 21587100 | 20747600 | 19908100 | 19068600 | 18229100 | 17269700 | 16430200 | 15590700 | 14751200 | 13791800 | 12952300 | 12112800 | 11249300 | 10385800 | 9522310 | 8658830 | 7795340 | 6919870 | 6056380 | 5192900 | 4329410 | 3465930 | 2602450 | 1726970 | 865883 | 0 | 0 | 0 | 0 | 0 | 0
Electricity Sector Pollutant Emissions[PM25,natural gas peaker es] | NoSettings | 1329580000 | 1329580000 | 1329580000 | 1329580000 | 1329580000 | 1290280000 | 1282420000 | 1282420000 | 1282420000 | 1282420000 | 1282420000 | 1282420000 | 1282420000 | 1282420000 | 1282420000 | 1282420000 | 1282420000 | 1282420000 | 1282420000 | 1282420000 | 1282420000 | 1282420000 | 1282420000 | 1282420000 | 1282420000 | 1282420000 | 1282420000 | 1282420000 | 1282420000 | 1282420000 | 1282420000
Electricity Sector Pollutant Emissions[PM25,lignite es] | NoSettings | 0 | 0 | 0 | 0 | 0 | 0 | 0 | 0 | 0 | 0 | 0 | 0 | 0 | 0 | 0 | 0 | 0 | 0 | 0 | 0 | 0 | 0 | 0 | 0 | 0 | 0 | 0 | 0 | 0 | 0 | 0
Electricity Sector Pollutant Emissions[PM25,offshore wind es] | NoSettings | 0 | 0 | 0 | 0 | 0 | 0 | 0 | 0 | 0 | 0 | 0 | 0 | 0 | 0 | 0 | 0 | 0 | 0 | 0 | 0 | 0 | 0 | 0 | 0 | 0 | 0 | 0 | 0 | 0 | 0 | 0
Electricity Sector Pollutant Emissions[PM25,crude oil es] | NoSettings | 0 | 0 | 0 | 0 | 0 | 0 | 0 | 0 | 0 | 0 | 0 | 0 | 0 | 0 | 0 | 0 | 0 | 0 | 0 | 0 | 0 | 0 | 0 | 0 | 0 | 0 | 0 | 0 | 0 | 0 | 0
Electricity Sector Pollutant Emissions[PM25,heavy or residual fuel oil es] | NoSettings | 0 | 0 | 0 | 0 | 0 | 0 | 0 | 0 | 0 | 0 | 0 | 0 | 0 | 0 | 0 | 0 | 0 | 0 | 0 | 0 | 0 | 0 | 0 | 0 | 0 | 0 | 0 | 0 | 0 | 0 | 0
Electricity Sector Pollutant Emissions[PM25,municipal solid waste es] | NoSettings | 864111000 | 2572630000 | 1899180000 | 2447530000 | 2495480000 | 2336910000 | 2114680000 | 1824110000 | 1604170000 | 1366930000 | 1194030000 | 1161390000 | 1173240000 | 1165030000 | 1168040000 | 1163840000 | 1091550000 | 1102450000 | 1111980000 | 1098760000 | 1115200000 | 1045000000 | 1045410000 | 1031570000 | 959759000 | 651492000 | 0 | 0 | 0 | 0 | 0
Electricity Sector Pollutant Emissions[SOx,hard coal es] | NoSettings | 24157200000 | 19316000000 | 14499200000 | 9658010000 | 4841230000 | 0 | 0 | 0 | 0 | 0 | 0 | 0 | 0 | 0 | 0 | 0 | 0 | 0 | 0 | 0 | 0 | 0 | 0 | 0 | 0 | 0 | 0 | 0 | 0 | 0 | 0
Electricity Sector Pollutant Emissions[SOx,natural gas nonpeaker es] | NoSettings | 483025000 | 499319000 | 478384000 | 412353000 | 406504000 | 439966000 | 390624000 | 393925000 | 379428000 | 362915000 | 335080000 | 308432000 | 295296000 | 269465000 | 271342000 | 256214000 | 225949000 | 232943000 | 235700000 | 221142000 | 214735000 | 136457000 | 140072000 | 117030000 | 77269800 | 13334700 | 0 | 0 | 0 | 0 | 0
Electricity Sector Pollutant Emissions[SOx,nuclear es] | NoSettings | 0 | 0 | 0 | 0 | 0 | 0 | 0 | 0 | 0 | 0 | 0 | 0 | 0 | 0 | 0 | 0 | 0 | 0 | 0 | 0 | 0 | 0 | 0 | 0 | 0 | 0 | 0 | 0 | 0 | 0 | 0
Electricity Sector Pollutant Emissions[SOx,hydro es] | NoSettings | 0 | 0 | 0 | 0 | 0 | 0 | 0 | 0 | 0 | 0 | 0 | 0 | 0 | 0 | 0 | 0 | 0 | 0 | 0 | 0 | 0 | 0 | 0 | 0 | 0 | 0 | 0 | 0 | 0 | 0 | 0
Electricity Sector Pollutant Emissions[SOx,onshore wind es] | NoSettings | 0 | 0 | 0 | 0 | 0 | 0 | 0 | 0 | 0 | 0 | 0 | 0 | 0 | 0 | 0 | 0 | 0 | 0 | 0 | 0 | 0 | 0 | 0 | 0 | 0 | 0 | 0 | 0 | 0 | 0 | 0
Electricity Sector Pollutant Emissions[SOx,solar PV es] | NoSettings | 0 | 0 | 0 | 0 | 0 | 0 | 0 | 0 | 0 | 0 | 0 | 0 | 0 | 0 | 0 | 0 | 0 | 0 | 0 | 0 | 0 | 0 | 0 | 0 | 0 | 0 | 0 | 0 | 0 | 0 | 0
Electricity Sector Pollutant Emissions[SOx,solar thermal es] | NoSettings | 0 | 0 | 0 | 0 | 0 | 0 | 0 | 0 | 0 | 0 | 0 | 0 | 0 | 0 | 0 | 0 | 0 | 0 | 0 | 0 | 0 | 0 | 0 | 0 | 0 | 0 | 0 | 0 | 0 | 0 | 0
Electricity Sector Pollutant Emissions[SOx,biomass es] | NoSettings | 0 | 0 | 0 | 0 | 0 | 0 | 0 | 0 | 0 | 0 | 0 | 0 | 0 | 0 | 0 | 0 | 0 | 0 | 0 | 0 | 0 | 0 | 0 | 0 | 0 | 0 | 0 | 0 | 0 | 0 | 0
Electricity Sector Pollutant Emissions[SOx,geothermal es] | NoSettings | 0 | 0 | 0 | 0 | 0 | 0 | 0 | 0 | 0 | 0 | 0 | 0 | 0 | 0 | 0 | 0 | 0 | 0 | 0 | 0 | 0 | 0 | 0 | 0 | 0 | 0 | 0 | 0 | 0 | 0 | 0
Electricity Sector Pollutant Emissions[SOx,petroleum es] | NoSettings | 542465000 | 521369000 | 500273000 | 479177000 | 458081000 | 433972000 | 412876000 | 391780000 | 370684000 | 346575000 | 325479000 | 304383000 | 282684000 | 260986000 | 239287000 | 217589000 | 195890000 | 173890000 | 152191000 | 130493000 | 108794000 | 87095700 | 65397100 | 43397200 | 21758900 | 0 | 0 | 0 | 0 | 0 | 0
Electricity Sector Pollutant Emissions[SOx,natural gas peaker es] | NoSettings | 1193200000 | 1193200000 | 1193200000 | 1193200000 | 1193200000 | 1157930000 | 1150880000 | 1150880000 | 1150880000 | 1150880000 | 1150880000 | 1150880000 | 1150880000 | 1150880000 | 1150880000 | 1150880000 | 1150880000 | 1150880000 | 1150880000 | 1150880000 | 1150880000 | 1150880000 | 1150880000 | 1150880000 | 1150880000 | 1150880000 | 1150880000 | 1150880000 | 1150880000 | 1150880000 | 1150880000
Electricity Sector Pollutant Emissions[SOx,lignite es] | NoSettings | 0 | 0 | 0 | 0 | 0 | 0 | 0 | 0 | 0 | 0 | 0 | 0 | 0 | 0 | 0 | 0 | 0 | 0 | 0 | 0 | 0 | 0 | 0 | 0 | 0 | 0 | 0 | 0 | 0 | 0 | 0
Electricity Sector Pollutant Emissions[SOx,offshore wind es] | NoSettings | 0 | 0 | 0 | 0 | 0 | 0 | 0 | 0 | 0 | 0 | 0 | 0 | 0 | 0 | 0 | 0 | 0 | 0 | 0 | 0 | 0 | 0 | 0 | 0 | 0 | 0 | 0 | 0 | 0 | 0 | 0
Electricity Sector Pollutant Emissions[SOx,crude oil es] | NoSettings | 0 | 0 | 0 | 0 | 0 | 0 | 0 | 0 | 0 | 0 | 0 | 0 | 0 | 0 | 0 | 0 | 0 | 0 | 0 | 0 | 0 | 0 | 0 | 0 | 0 | 0 | 0 | 0 | 0 | 0 | 0
Electricity Sector Pollutant Emissions[SOx,heavy or residual fuel oil es] | NoSettings | 0 | 0 | 0 | 0 | 0 | 0 | 0 | 0 | 0 | 0 | 0 | 0 | 0 | 0 | 0 | 0 | 0 | 0 | 0 | 0 | 0 | 0 | 0 | 0 | 0 | 0 | 0 | 0 | 0 | 0 | 0
Electricity Sector Pollutant Emissions[SOx,municipal solid waste es] | NoSettings | 0 | 0 | 0 | 0 | 0 | 0 | 0 | 0 | 0 | 0 | 0 | 0 | 0 | 0 | 0 | 0 | 0 | 0 | 0 | 0 | 0 | 0 | 0 | 0 | 0 | 0 | 0 | 0 | 0 | 0 | 0
Electricity Sector Pollutant Emissions[BC,hard coal es] | NoSettings | 19005100 | 15196400 | 11406900 | 7598190 | 3808710 | 0 | 0 | 0 | 0 | 0 | 0 | 0 | 0 | 0 | 0 | 0 | 0 | 0 | 0 | 0 | 0 | 0 | 0 | 0 | 0 | 0 | 0 | 0 | 0 | 0 | 0
Electricity Sector Pollutant Emissions[BC,natural gas nonpeaker es] | NoSettings | 166736000 | 172360000 | 165134000 | 142340000 | 140321000 | 151872000 | 134840000 | 135979000 | 130975000 | 125275000 | 115666000 | 106468000 | 101934000 | 93017000 | 93664700 | 88442900 | 77995700 | 80409900 | 81361600 | 76336300 | 74124500 | 47103900 | 48351600 | 40397600 | 26672900 | 4603020 | 0 | 0 | 0 | 0 | 0
Electricity Sector Pollutant Emissions[BC,nuclear es] | NoSettings | 0 | 0 | 0 | 0 | 0 | 0 | 0 | 0 | 0 | 0 | 0 | 0 | 0 | 0 | 0 | 0 | 0 | 0 | 0 | 0 | 0 | 0 | 0 | 0 | 0 | 0 | 0 | 0 | 0 | 0 | 0
Electricity Sector Pollutant Emissions[BC,hydro es] | NoSettings | 0 | 0 | 0 | 0 | 0 | 0 | 0 | 0 | 0 | 0 | 0 | 0 | 0 | 0 | 0 | 0 | 0 | 0 | 0 | 0 | 0 | 0 | 0 | 0 | 0 | 0 | 0 | 0 | 0 | 0 | 0
Electricity Sector Pollutant Emissions[BC,onshore wind es] | NoSettings | 0 | 0 | 0 | 0 | 0 | 0 | 0 | 0 | 0 | 0 | 0 | 0 | 0 | 0 | 0 | 0 | 0 | 0 | 0 | 0 | 0 | 0 | 0 | 0 | 0 | 0 | 0 | 0 | 0 | 0 | 0
Electricity Sector Pollutant Emissions[BC,solar PV es] | NoSettings | 0 | 0 | 0 | 0 | 0 | 0 | 0 | 0 | 0 | 0 | 0 | 0 | 0 | 0 | 0 | 0 | 0 | 0 | 0 | 0 | 0 | 0 | 0 | 0 | 0 | 0 | 0 | 0 | 0 | 0 | 0
Electricity Sector Pollutant Emissions[BC,solar thermal es] | NoSettings | 0 | 0 | 0 | 0 | 0 | 0 | 0 | 0 | 0 | 0 | 0 | 0 | 0 | 0 | 0 | 0 | 0 | 0 | 0 | 0 | 0 | 0 | 0 | 0 | 0 | 0 | 0 | 0 | 0 | 0 | 0
Electricity Sector Pollutant Emissions[BC,biomass es] | NoSettings | 357479000 | 376684000 | 398242000 | 419800000 | 435086000 | 446844000 | 462915000 | 466834000 | 467226000 | 473889000 | 480945000 | 489176000 | 497015000 | 505246000 | 508773000 | 517005000 | 526411000 | 530331000 | 535035000 | 541698000 | 551105000 | 566783000 | 572662000 | 580501000 | 590692000 | 602451000 | 555913000 | 569821000 | 565238000 | 571531000 | 574176000
Electricity Sector Pollutant Emissions[BC,geothermal es] | NoSettings | 0 | 0 | 0 | 0 | 0 | 0 | 0 | 0 | 0 | 0 | 0 | 0 | 0 | 0 | 0 | 0 | 0 | 0 | 0 | 0 | 0 | 0 | 0 | 0 | 0 | 0 | 0 | 0 | 0 | 0 | 0
Electricity Sector Pollutant Emissions[BC,petroleum es] | NoSettings | 1370700 | 1317400 | 1264090 | 1210790 | 1157480 | 1096560 | 1043260 | 989953 | 936648 | 875728 | 822422 | 769117 | 714289 | 659461 | 604633 | 549805 | 494976 | 439387 | 384559 | 329730 | 274902 | 220074 | 165246 | 109656 | 54980.5 | 0 | 0 | 0 | 0 | 0 | 0
Electricity Sector Pollutant Emissions[BC,natural gas peaker es] | NoSettings | 1090590000 | 1090590000 | 1090590000 | 1090590000 | 1090590000 | 1058350000 | 1051910000 | 1051910000 | 1051910000 | 1051910000 | 1051910000 | 1051910000 | 1051910000 | 1051910000 | 1051910000 | 1051910000 | 1051910000 | 1051910000 | 1051910000 | 1051910000 | 1051910000 | 1051910000 | 1051910000 | 1051910000 | 1051910000 | 1051910000 | 1051910000 | 1051910000 | 1051910000 | 1051910000 | 1051910000
Electricity Sector Pollutant Emissions[BC,lignite es] | NoSettings | 0 | 0 | 0 | 0 | 0 | 0 | 0 | 0 | 0 | 0 | 0 | 0 | 0 | 0 | 0 | 0 | 0 | 0 | 0 | 0 | 0 | 0 | 0 | 0 | 0 | 0 | 0 | 0 | 0 | 0 | 0
Electricity Sector Pollutant Emissions[BC,offshore wind es] | NoSettings | 0 | 0 | 0 | 0 | 0 | 0 | 0 | 0 | 0 | 0 | 0 | 0 | 0 | 0 | 0 | 0 | 0 | 0 | 0 | 0 | 0 | 0 | 0 | 0 | 0 | 0 | 0 | 0 | 0 | 0 | 0
Electricity Sector Pollutant Emissions[BC,crude oil es] | NoSettings | 0 | 0 | 0 | 0 | 0 | 0 | 0 | 0 | 0 | 0 | 0 | 0 | 0 | 0 | 0 | 0 | 0 | 0 | 0 | 0 | 0 | 0 | 0 | 0 | 0 | 0 | 0 | 0 | 0 | 0 | 0
Electricity Sector Pollutant Emissions[BC,heavy or residual fuel oil es] | NoSettings | 0 | 0 | 0 | 0 | 0 | 0 | 0 | 0 | 0 | 0 | 0 | 0 | 0 | 0 | 0 | 0 | 0 | 0 | 0 | 0 | 0 | 0 | 0 | 0 | 0 | 0 | 0 | 0 | 0 | 0 | 0
Electricity Sector Pollutant Emissions[BC,municipal solid waste es] | NoSettings | 119243000 | 355012000 | 262078000 | 337748000 | 344365000 | 322483000 | 291817000 | 251719000 | 221368000 | 188631000 | 164771000 | 160266000 | 161902000 | 160768000 | 161184000 | 160604000 | 150628000 | 152132000 | 153448000 | 151624000 | 153893000 | 144206000 | 144261000 | 142351000 | 132442000 | 89903000 | 0 | 0 | 0 | 0 | 0
Electricity Sector Pollutant Emissions[OC,hard coal es] | NoSettings | 35829300 | 28648900 | 21504800 | 14324500 | 7180360 | 0 | 0 | 0 | 0 | 0 | 0 | 0 | 0 | 0 | 0 | 0 | 0 | 0 | 0 | 0 | 0 | 0 | 0 | 0 | 0 | 0 | 0 | 0 | 0 | 0 | 0
Electricity Sector Pollutant Emissions[OC,natural gas nonpeaker es] | NoSettings | 210011000 | 217095000 | 207993000 | 179284000 | 176741000 | 191289000 | 169837000 | 171272000 | 164969000 | 157789000 | 145687000 | 134101000 | 128390000 | 117159000 | 117975000 | 111398000 | 98238800 | 101280000 | 102478000 | 96148700 | 93362900 | 59329300 | 60900900 | 50882500 | 33595600 | 5797700 | 0 | 0 | 0 | 0 | 0
Electricity Sector Pollutant Emissions[OC,nuclear es] | NoSettings | 0 | 0 | 0 | 0 | 0 | 0 | 0 | 0 | 0 | 0 | 0 | 0 | 0 | 0 | 0 | 0 | 0 | 0 | 0 | 0 | 0 | 0 | 0 | 0 | 0 | 0 | 0 | 0 | 0 | 0 | 0
Electricity Sector Pollutant Emissions[OC,hydro es] | NoSettings | 0 | 0 | 0 | 0 | 0 | 0 | 0 | 0 | 0 | 0 | 0 | 0 | 0 | 0 | 0 | 0 | 0 | 0 | 0 | 0 | 0 | 0 | 0 | 0 | 0 | 0 | 0 | 0 | 0 | 0 | 0
Electricity Sector Pollutant Emissions[OC,onshore wind es] | NoSettings | 0 | 0 | 0 | 0 | 0 | 0 | 0 | 0 | 0 | 0 | 0 | 0 | 0 | 0 | 0 | 0 | 0 | 0 | 0 | 0 | 0 | 0 | 0 | 0 | 0 | 0 | 0 | 0 | 0 | 0 | 0
Electricity Sector Pollutant Emissions[OC,solar PV es] | NoSettings | 0 | 0 | 0 | 0 | 0 | 0 | 0 | 0 | 0 | 0 | 0 | 0 | 0 | 0 | 0 | 0 | 0 | 0 | 0 | 0 | 0 | 0 | 0 | 0 | 0 | 0 | 0 | 0 | 0 | 0 | 0
Electricity Sector Pollutant Emissions[OC,solar thermal es] | NoSettings | 0 | 0 | 0 | 0 | 0 | 0 | 0 | 0 | 0 | 0 | 0 | 0 | 0 | 0 | 0 | 0 | 0 | 0 | 0 | 0 | 0 | 0 | 0 | 0 | 0 | 0 | 0 | 0 | 0 | 0 | 0
Electricity Sector Pollutant Emissions[OC,biomass es] | NoSettings | 844503000 | 889875000 | 940802000 | 991729000 | 1027840000 | 1055620000 | 1093580000 | 1102840000 | 1103770000 | 1119510000 | 1136180000 | 1155620000 | 1174140000 | 1193590000 | 1201920000 | 1221370000 | 1243590000 | 1252850000 | 1263960000 | 1279700000 | 1301920000 | 1338960000 | 1352850000 | 1371370000 | 1395440000 | 1423220000 | 1313280000 | 1346140000 | 1335310000 | 1350180000 | 1356430000
Electricity Sector Pollutant Emissions[OC,geothermal es] | NoSettings | 0 | 0 | 0 | 0 | 0 | 0 | 0 | 0 | 0 | 0 | 0 | 0 | 0 | 0 | 0 | 0 | 0 | 0 | 0 | 0 | 0 | 0 | 0 | 0 | 0 | 0 | 0 | 0 | 0 | 0 | 0
Electricity Sector Pollutant Emissions[OC,petroleum es] | NoSettings | 981052 | 942900 | 904748 | 866596 | 828444 | 784842 | 746690 | 708538 | 670386 | 626783 | 588631 | 550479 | 511237 | 471995 | 432753 | 393511 | 354269 | 314482 | 275240 | 235998 | 196755 | 157513 | 118271 | 78484.2 | 39351.1 | 0 | 0 | 0 | 0 | 0 | 0
Electricity Sector Pollutant Emissions[OC,natural gas peaker es] | NoSettings | 1250850000 | 1250850000 | 1250850000 | 1250850000 | 1250850000 | 1213880000 | 1206480000 | 1206480000 | 1206480000 | 1206480000 | 1206480000 | 1206480000 | 1206480000 | 1206480000 | 1206480000 | 1206480000 | 1206480000 | 1206480000 | 1206480000 | 1206480000 | 1206480000 | 1206480000 | 1206480000 | 1206480000 | 1206480000 | 1206480000 | 1206480000 | 1206480000 | 1206480000 | 1206480000 | 1206480000
Electricity Sector Pollutant Emissions[OC,lignite es] | NoSettings | 0 | 0 | 0 | 0 | 0 | 0 | 0 | 0 | 0 | 0 | 0 | 0 | 0 | 0 | 0 | 0 | 0 | 0 | 0 | 0 | 0 | 0 | 0 | 0 | 0 | 0 | 0 | 0 | 0 | 0 | 0
Electricity Sector Pollutant Emissions[OC,offshore wind es] | NoSettings | 0 | 0 | 0 | 0 | 0 | 0 | 0 | 0 | 0 | 0 | 0 | 0 | 0 | 0 | 0 | 0 | 0 | 0 | 0 | 0 | 0 | 0 | 0 | 0 | 0 | 0 | 0 | 0 | 0 | 0 | 0
Electricity Sector Pollutant Emissions[OC,crude oil es] | NoSettings | 0 | 0 | 0 | 0 | 0 | 0 | 0 | 0 | 0 | 0 | 0 | 0 | 0 | 0 | 0 | 0 | 0 | 0 | 0 | 0 | 0 | 0 | 0 | 0 | 0 | 0 | 0 | 0 | 0 | 0 | 0
Electricity Sector Pollutant Emissions[OC,heavy or residual fuel oil es] | NoSettings | 0 | 0 | 0 | 0 | 0 | 0 | 0 | 0 | 0 | 0 | 0 | 0 | 0 | 0 | 0 | 0 | 0 | 0 | 0 | 0 | 0 | 0 | 0 | 0 | 0 | 0 | 0 | 0 | 0 | 0 | 0
Electricity Sector Pollutant Emissions[OC,municipal solid waste es] | NoSettings | 281699000 | 838676000 | 619130000 | 797891000 | 813524000 | 761829000 | 689384000 | 594658000 | 522958000 | 445619000 | 389252000 | 378611000 | 382475000 | 379797000 | 380779000 | 379409000 | 355843000 | 359396000 | 362504000 | 358194000 | 363554000 | 340670000 | 340801000 | 336289000 | 312880000 | 212386000 | 0 | 0 | 0 | 0 | 0
Electricity Sector Pollutant Emissions[CH4,hard coal es] | NoSettings | 1142380000 | 913444000 | 685661000 | 456722000 | 228939000 | 0 | 0 | 0 | 0 | 0 | 0 | 0 | 0 | 0 | 0 | 0 | 0 | 0 | 0 | 0 | 0 | 0 | 0 | 0 | 0 | 0 | 0 | 0 | 0 | 0 | 0
Electricity Sector Pollutant Emissions[CH4,natural gas nonpeaker es] | NoSettings | 636397000 | 657864000 | 630282000 | 543284000 | 535578000 | 579665000 | 514656000 | 519005000 | 499906000 | 478149000 | 441475000 | 406367000 | 389060000 | 355027000 | 357499000 | 337568000 | 297693000 | 306908000 | 310540000 | 291360000 | 282918000 | 179786000 | 184548000 | 154189000 | 101805000 | 17568800 | 0 | 0 | 0 | 0 | 0
Electricity Sector Pollutant Emissions[CH4,nuclear es] | NoSettings | 0 | 0 | 0 | 0 | 0 | 0 | 0 | 0 | 0 | 0 | 0 | 0 | 0 | 0 | 0 | 0 | 0 | 0 | 0 | 0 | 0 | 0 | 0 | 0 | 0 | 0 | 0 | 0 | 0 | 0 | 0
Electricity Sector Pollutant Emissions[CH4,hydro es] | NoSettings | 0 | 0 | 0 | 0 | 0 | 0 | 0 | 0 | 0 | 0 | 0 | 0 | 0 | 0 | 0 | 0 | 0 | 0 | 0 | 0 | 0 | 0 | 0 | 0 | 0 | 0 | 0 | 0 | 0 | 0 | 0
Electricity Sector Pollutant Emissions[CH4,onshore wind es] | NoSettings | 0 | 0 | 0 | 0 | 0 | 0 | 0 | 0 | 0 | 0 | 0 | 0 | 0 | 0 | 0 | 0 | 0 | 0 | 0 | 0 | 0 | 0 | 0 | 0 | 0 | 0 | 0 | 0 | 0 | 0 | 0
Electricity Sector Pollutant Emissions[CH4,solar PV es] | NoSettings | 0 | 0 | 0 | 0 | 0 | 0 | 0 | 0 | 0 | 0 | 0 | 0 | 0 | 0 | 0 | 0 | 0 | 0 | 0 | 0 | 0 | 0 | 0 | 0 | 0 | 0 | 0 | 0 | 0 | 0 | 0
Electricity Sector Pollutant Emissions[CH4,solar thermal es] | NoSettings | 0 | 0 | 0 | 0 | 0 | 0 | 0 | 0 | 0 | 0 | 0 | 0 | 0 | 0 | 0 | 0 | 0 | 0 | 0 | 0 | 0 | 0 | 0 | 0 | 0 | 0 | 0 | 0 | 0 | 0 | 0
Electricity Sector Pollutant Emissions[CH4,biomass es] | NoSettings | 0 | 0 | 0 | 0 | 0 | 0 | 0 | 0 | 0 | 0 | 0 | 0 | 0 | 0 | 0 | 0 | 0 | 0 | 0 | 0 | 0 | 0 | 0 | 0 | 0 | 0 | 0 | 0 | 0 | 0 | 0
Electricity Sector Pollutant Emissions[CH4,geothermal es] | NoSettings | 0 | 0 | 0 | 0 | 0 | 0 | 0 | 0 | 0 | 0 | 0 | 0 | 0 | 0 | 0 | 0 | 0 | 0 | 0 | 0 | 0 | 0 | 0 | 0 | 0 | 0 | 0 | 0 | 0 | 0 | 0
Electricity Sector Pollutant Emissions[CH4,petroleum es] | NoSettings | 5933780 | 5703030 | 5472270 | 5241510 | 5010750 | 4747030 | 4516270 | 4285510 | 4054750 | 3791030 | 3560270 | 3329510 | 3092160 | 2854810 | 2617460 | 2380110 | 2142760 | 1902110 | 1664760 | 1427400 | 1190050 | 952702 | 715351 | 474703 | 238011 | 0 | 0 | 0 | 0 | 0 | 0
Electricity Sector Pollutant Emissions[CH4,natural gas peaker es] | NoSettings | 87477900 | 87477900 | 87477900 | 87477900 | 87477900 | 84892500 | 84375400 | 84375400 | 84375400 | 84375400 | 84375400 | 84375400 | 84375400 | 84375400 | 84375400 | 84375400 | 84375400 | 84375400 | 84375400 | 84375400 | 84375400 | 84375400 | 84375400 | 84375400 | 84375400 | 84375400 | 84375400 | 84375400 | 84375400 | 84375400 | 84375400
Electricity Sector Pollutant Emissions[CH4,lignite es] | NoSettings | 0 | 0 | 0 | 0 | 0 | 0 | 0 | 0 | 0 | 0 | 0 | 0 | 0 | 0 | 0 | 0 | 0 | 0 | 0 | 0 | 0 | 0 | 0 | 0 | 0 | 0 | 0 | 0 | 0 | 0 | 0
Electricity Sector Pollutant Emissions[CH4,offshore wind es] | NoSettings | 0 | 0 | 0 | 0 | 0 | 0 | 0 | 0 | 0 | 0 | 0 | 0 | 0 | 0 | 0 | 0 | 0 | 0 | 0 | 0 | 0 | 0 | 0 | 0 | 0 | 0 | 0 | 0 | 0 | 0 | 0
Electricity Sector Pollutant Emissions[CH4,crude oil es] | NoSettings | 0 | 0 | 0 | 0 | 0 | 0 | 0 | 0 | 0 | 0 | 0 | 0 | 0 | 0 | 0 | 0 | 0 | 0 | 0 | 0 | 0 | 0 | 0 | 0 | 0 | 0 | 0 | 0 | 0 | 0 | 0
Electricity Sector Pollutant Emissions[CH4,heavy or residual fuel oil es] | NoSettings | 0 | 0 | 0 | 0 | 0 | 0 | 0 | 0 | 0 | 0 | 0 | 0 | 0 | 0 | 0 | 0 | 0 | 0 | 0 | 0 | 0 | 0 | 0 | 0 | 0 | 0 | 0 | 0 | 0 | 0 | 0
Electricity Sector Pollutant Emissions[CH4,municipal solid waste es] | NoSettings | 727788000 | 2166770000 | 1599560000 | 2061400000 | 2101790000 | 1968230000 | 1781070000 | 1536340000 | 1351100000 | 1151280000 | 1005660000 | 978165000 | 988148000 | 981229000 | 983766000 | 980227000 | 919342000 | 928522000 | 936552000 | 925416000 | 939265000 | 880142000 | 880481000 | 868824000 | 808346000 | 548712000 | 0 | 0 | 0 | 0 | 0
Electricity Sector Pollutant Emissions[N2O,hard coal es] | NoSettings | 166165000 | 132865000 | 99732500 | 66432300 | 33300200 | 0 | 0 | 0 | 0 | 0 | 0 | 0 | 0 | 0 | 0 | 0 | 0 | 0 | 0 | 0 | 0 | 0 | 0 | 0 | 0 | 0 | 0 | 0 | 0 | 0 | 0
Electricity Sector Pollutant Emissions[N2O,natural gas nonpeaker es] | NoSettings | 63639700 | 65786400 | 63028200 | 54328400 | 53557800 | 57966500 | 51465600 | 51900500 | 49990600 | 47814900 | 44147500 | 40636700 | 38906000 | 35502700 | 35749900 | 33756800 | 29769300 | 30690800 | 31054000 | 29136000 | 28291800 | 17978600 | 18454800 | 15418900 | 10180500 | 1756880 | 0 | 0 | 0 | 0 | 0
Electricity Sector Pollutant Emissions[N2O,nuclear es] | NoSettings | 0 | 0 | 0 | 0 | 0 | 0 | 0 | 0 | 0 | 0 | 0 | 0 | 0 | 0 | 0 | 0 | 0 | 0 | 0 | 0 | 0 | 0 | 0 | 0 | 0 | 0 | 0 | 0 | 0 | 0 | 0
Electricity Sector Pollutant Emissions[N2O,hydro es] | NoSettings | 0 | 0 | 0 | 0 | 0 | 0 | 0 | 0 | 0 | 0 | 0 | 0 | 0 | 0 | 0 | 0 | 0 | 0 | 0 | 0 | 0 | 0 | 0 | 0 | 0 | 0 | 0 | 0 | 0 | 0 | 0
Electricity Sector Pollutant Emissions[N2O,onshore wind es] | NoSettings | 0 | 0 | 0 | 0 | 0 | 0 | 0 | 0 | 0 | 0 | 0 | 0 | 0 | 0 | 0 | 0 | 0 | 0 | 0 | 0 | 0 | 0 | 0 | 0 | 0 | 0 | 0 | 0 | 0 | 0 | 0
Electricity Sector Pollutant Emissions[N2O,solar PV es] | NoSettings | 0 | 0 | 0 | 0 | 0 | 0 | 0 | 0 | 0 | 0 | 0 | 0 | 0 | 0 | 0 | 0 | 0 | 0 | 0 | 0 | 0 | 0 | 0 | 0 | 0 | 0 | 0 | 0 | 0 | 0 | 0
Electricity Sector Pollutant Emissions[N2O,solar thermal es] | NoSettings | 0 | 0 | 0 | 0 | 0 | 0 | 0 | 0 | 0 | 0 | 0 | 0 | 0 | 0 | 0 | 0 | 0 | 0 | 0 | 0 | 0 | 0 | 0 | 0 | 0 | 0 | 0 | 0 | 0 | 0 | 0
Electricity Sector Pollutant Emissions[N2O,biomass es] | NoSettings | 0 | 0 | 0 | 0 | 0 | 0 | 0 | 0 | 0 | 0 | 0 | 0 | 0 | 0 | 0 | 0 | 0 | 0 | 0 | 0 | 0 | 0 | 0 | 0 | 0 | 0 | 0 | 0 | 0 | 0 | 0
Electricity Sector Pollutant Emissions[N2O,geothermal es] | NoSettings | 0 | 0 | 0 | 0 | 0 | 0 | 0 | 0 | 0 | 0 | 0 | 0 | 0 | 0 | 0 | 0 | 0 | 0 | 0 | 0 | 0 | 0 | 0 | 0 | 0 | 0 | 0 | 0 | 0 | 0 | 0
Electricity Sector Pollutant Emissions[N2O,petroleum es] | NoSettings | 1186760 | 1140610 | 1094450 | 1048300 | 1002150 | 949405 | 903254 | 857102 | 810950 | 758206 | 712054 | 665902 | 618432 | 570962 | 523492 | 476021 | 428551 | 380421 | 332951 | 285481 | 238011 | 190540 | 143070 | 94940.5 | 47602.1 | 0 | 0 | 0 | 0 | 0 | 0
Electricity Sector Pollutant Emissions[N2O,natural gas peaker es] | NoSettings | 8747790 | 8747790 | 8747790 | 8747790 | 8747790 | 8489250 | 8437540 | 8437540 | 8437540 | 8437540 | 8437540 | 8437540 | 8437540 | 8437540 | 8437540 | 8437540 | 8437540 | 8437540 | 8437540 | 8437540 | 8437540 | 8437540 | 8437540 | 8437540 | 8437540 | 8437540 | 8437540 | 8437540 | 8437540 | 8437540 | 8437540
Electricity Sector Pollutant Emissions[N2O,lignite es] | NoSettings | 0 | 0 | 0 | 0 | 0 | 0 | 0 | 0 | 0 | 0 | 0 | 0 | 0 | 0 | 0 | 0 | 0 | 0 | 0 | 0 | 0 | 0 | 0 | 0 | 0 | 0 | 0 | 0 | 0 | 0 | 0
Electricity Sector Pollutant Emissions[N2O,offshore wind es] | NoSettings | 0 | 0 | 0 | 0 | 0 | 0 | 0 | 0 | 0 | 0 | 0 | 0 | 0 | 0 | 0 | 0 | 0 | 0 | 0 | 0 | 0 | 0 | 0 | 0 | 0 | 0 | 0 | 0 | 0 | 0 | 0
Electricity Sector Pollutant Emissions[N2O,crude oil es] | NoSettings | 0 | 0 | 0 | 0 | 0 | 0 | 0 | 0 | 0 | 0 | 0 | 0 | 0 | 0 | 0 | 0 | 0 | 0 | 0 | 0 | 0 | 0 | 0 | 0 | 0 | 0 | 0 | 0 | 0 | 0 | 0
Electricity Sector Pollutant Emissions[N2O,heavy or residual fuel oil es] | NoSettings | 0 | 0 | 0 | 0 | 0 | 0 | 0 | 0 | 0 | 0 | 0 | 0 | 0 | 0 | 0 | 0 | 0 | 0 | 0 | 0 | 0 | 0 | 0 | 0 | 0 | 0 | 0 | 0 | 0 | 0 | 0
Electricity Sector Pollutant Emissions[N2O,municipal solid waste es] | NoSettings | 95522100 | 284389000 | 209943000 | 270559000 | 275860000 | 258330000 | 233765000 | 201644000 | 177331000 | 151106000 | 131992000 | 128384000 | 129694000 | 128786000 | 129119000 | 128655000 | 120664000 | 121868000 | 122922000 | 121461000 | 123278000 | 115519000 | 115563000 | 114033000 | 106095000 | 72018400 | 0 | 0 | 0 | 0 | 0
Electricity Sector Pollutant Emissions[F gases,hard coal es] | NoSettings | 0 | 0 | 0 | 0 | 0 | 0 | 0 | 0 | 0 | 0 | 0 | 0 | 0 | 0 | 0 | 0 | 0 | 0 | 0 | 0 | 0 | 0 | 0 | 0 | 0 | 0 | 0 | 0 | 0 | 0 | 0
Electricity Sector Pollutant Emissions[F gases,natural gas nonpeaker es] | NoSettings | 0 | 0 | 0 | 0 | 0 | 0 | 0 | 0 | 0 | 0 | 0 | 0 | 0 | 0 | 0 | 0 | 0 | 0 | 0 | 0 | 0 | 0 | 0 | 0 | 0 | 0 | 0 | 0 | 0 | 0 | 0
Electricity Sector Pollutant Emissions[F gases,nuclear es] | NoSettings | 0 | 0 | 0 | 0 | 0 | 0 | 0 | 0 | 0 | 0 | 0 | 0 | 0 | 0 | 0 | 0 | 0 | 0 | 0 | 0 | 0 | 0 | 0 | 0 | 0 | 0 | 0 | 0 | 0 | 0 | 0
Electricity Sector Pollutant Emissions[F gases,hydro es] | NoSettings | 0 | 0 | 0 | 0 | 0 | 0 | 0 | 0 | 0 | 0 | 0 | 0 | 0 | 0 | 0 | 0 | 0 | 0 | 0 | 0 | 0 | 0 | 0 | 0 | 0 | 0 | 0 | 0 | 0 | 0 | 0
Electricity Sector Pollutant Emissions[F gases,onshore wind es] | NoSettings | 0 | 0 | 0 | 0 | 0 | 0 | 0 | 0 | 0 | 0 | 0 | 0 | 0 | 0 | 0 | 0 | 0 | 0 | 0 | 0 | 0 | 0 | 0 | 0 | 0 | 0 | 0 | 0 | 0 | 0 | 0
Electricity Sector Pollutant Emissions[F gases,solar PV es] | NoSettings | 0 | 0 | 0 | 0 | 0 | 0 | 0 | 0 | 0 | 0 | 0 | 0 | 0 | 0 | 0 | 0 | 0 | 0 | 0 | 0 | 0 | 0 | 0 | 0 | 0 | 0 | 0 | 0 | 0 | 0 | 0
Electricity Sector Pollutant Emissions[F gases,solar thermal es] | NoSettings | 0 | 0 | 0 | 0 | 0 | 0 | 0 | 0 | 0 | 0 | 0 | 0 | 0 | 0 | 0 | 0 | 0 | 0 | 0 | 0 | 0 | 0 | 0 | 0 | 0 | 0 | 0 | 0 | 0 | 0 | 0
Electricity Sector Pollutant Emissions[F gases,biomass es] | NoSettings | 0 | 0 | 0 | 0 | 0 | 0 | 0 | 0 | 0 | 0 | 0 | 0 | 0 | 0 | 0 | 0 | 0 | 0 | 0 | 0 | 0 | 0 | 0 | 0 | 0 | 0 | 0 | 0 | 0 | 0 | 0
Electricity Sector Pollutant Emissions[F gases,geothermal es] | NoSettings | 0 | 0 | 0 | 0 | 0 | 0 | 0 | 0 | 0 | 0 | 0 | 0 | 0 | 0 | 0 | 0 | 0 | 0 | 0 | 0 | 0 | 0 | 0 | 0 | 0 | 0 | 0 | 0 | 0 | 0 | 0
Electricity Sector Pollutant Emissions[F gases,petroleum es] | NoSettings | 0 | 0 | 0 | 0 | 0 | 0 | 0 | 0 | 0 | 0 | 0 | 0 | 0 | 0 | 0 | 0 | 0 | 0 | 0 | 0 | 0 | 0 | 0 | 0 | 0 | 0 | 0 | 0 | 0 | 0 | 0
Electricity Sector Pollutant Emissions[F gases,natural gas peaker es] | NoSettings | 0 | 0 | 0 | 0 | 0 | 0 | 0 | 0 | 0 | 0 | 0 | 0 | 0 | 0 | 0 | 0 | 0 | 0 | 0 | 0 | 0 | 0 | 0 | 0 | 0 | 0 | 0 | 0 | 0 | 0 | 0
Electricity Sector Pollutant Emissions[F gases,lignite es] | NoSettings | 0 | 0 | 0 | 0 | 0 | 0 | 0 | 0 | 0 | 0 | 0 | 0 | 0 | 0 | 0 | 0 | 0 | 0 | 0 | 0 | 0 | 0 | 0 | 0 | 0 | 0 | 0 | 0 | 0 | 0 | 0
Electricity Sector Pollutant Emissions[F gases,offshore wind es] | NoSettings | 0 | 0 | 0 | 0 | 0 | 0 | 0 | 0 | 0 | 0 | 0 | 0 | 0 | 0 | 0 | 0 | 0 | 0 | 0 | 0 | 0 | 0 | 0 | 0 | 0 | 0 | 0 | 0 | 0 | 0 | 0
Electricity Sector Pollutant Emissions[F gases,crude oil es] | NoSettings | 0 | 0 | 0 | 0 | 0 | 0 | 0 | 0 | 0 | 0 | 0 | 0 | 0 | 0 | 0 | 0 | 0 | 0 | 0 | 0 | 0 | 0 | 0 | 0 | 0 | 0 | 0 | 0 | 0 | 0 | 0
Electricity Sector Pollutant Emissions[F gases,heavy or residual fuel oil es] | NoSettings | 0 | 0 | 0 | 0 | 0 | 0 | 0 | 0 | 0 | 0 | 0 | 0 | 0 | 0 | 0 | 0 | 0 | 0 | 0 | 0 | 0 | 0 | 0 | 0 | 0 | 0 | 0 | 0 | 0 | 0 | 0
Electricity Sector Pollutant Emissions[F gases,municipal solid waste es] | NoSettings | 0 | 0 | 0 | 0 | 0 | 0 | 0 | 0 | 0 | 0 | 0 | 0 | 0 | 0 | 0 | 0 | 0 | 0 | 0 | 0 | 0 | 0 | 0 | 0 | 0 | 0 | 0 | 0 | 0 | 0 | 0
BCEU BAU Components Energy Use[urban residential,electricity bf,heating] | NoSettings | 32600000000000 | 32200000000000 | 32500000000000 | 33500000000000 | 34600000000000 | 35800000000000 | 37100000000000 | 38600000000000 | 40000000000000 | 41400000000000 | 42900000000000 | 44300000000000 | 45700000000000 | 47100000000000 | 48300000000000 | 49600000000000 | 50800000000000 | 52200000000000 | 53600000000000 | 54800000000000 | 56200000000000 | 57400000000000 | 58500000000000 | 59400000000000 | 60400000000000 | 61200000000000 | 61900000000000 | 62500000000000 | 62200000000000 | 61800000000000 | 61300000000000
BCEU BAU Components Energy Use[urban residential,electricity bf,cooling and ventilation] | NoSettings | 21730000000000 | 20360000000000 | 19550000000000 | 19180000000000 | 18890000000000 | 18620000000000 | 18480000000000 | 18450000000000 | 18430000000000 | 18450000000000 | 18490000000000 | 18590000000000 | 18710000000000 | 18820000000000 | 18890000000000 | 18970000000000 | 19130000000000 | 19230000000000 | 19360000000000 | 19500000000000 | 19640000000000 | 19960000000000 | 20280000000000 | 20580000000000 | 20920000000000 | 21270000000000 | 21590000000000 | 21970000000000 | 22040000000000 | 22110000000000 | 22180000000000
BCEU BAU Components Energy Use[urban residential,electricity bf,envelope] | NoSettings | 0 | 0 | 0 | 0 | 0 | 0 | 0 | 0 | 0 | 0 | 0 | 0 | 0 | 0 | 0 | 0 | 0 | 0 | 0 | 0 | 0 | 0 | 0 | 0 | 0 | 0 | 0 | 0 | 0 | 0 | 0
BCEU BAU Components Energy Use[urban residential,electricity bf,lighting] | NoSettings | 22600000000000 | 21600000000000 | 21300000000000 | 21500000000000 | 21600000000000 | 21900000000000 | 22400000000000 | 22900000000000 | 23300000000000 | 23700000000000 | 24100000000000 | 24400000000000 | 24800000000000 | 25200000000000 | 25600000000000 | 26000000000000 | 26300000000000 | 26500000000000 | 26800000000000 | 27000000000000 | 27200000000000 | 27500000000000 | 27800000000000 | 28200000000000 | 28500000000000 | 28900000000000 | 29300000000000 | 29800000000000 | 29900000000000 | 30000000000000 | 30000000000000
BCEU BAU Components Energy Use[urban residential,electricity bf,appliances] | NoSettings | 91100000000000 | 87800000000000 | 86500000000000 | 87000000000000 | 87700000000000 | 88600000000000 | 89800000000000 | 91300000000000 | 92800000000000 | 94400000000000 | 96200000000000 | 98100000000000 | 100000000000000 | 102000000000000 | 104000000000000 | 106000000000000 | 108000000000000 | 110000000000000 | 112000000000000 | 113000000000000 | 115000000000000 | 117000000000000 | 119000000000000 | 121000000000000 | 123000000000000 | 124000000000000 | 126000000000000 | 127000000000000 | 128000000000000 | 128000000000000 | 128000000000000
BCEU BAU Components Energy Use[urban residential,electricity bf,other component] | NoSettings | 126500000000000 | 119400000000000 | 115000000000000 | 111800000000000 | 109600000000000 | 107400000000000 | 104900000000000 | 102700000000000 | 100600000000000 | 98410000000000 | 96010000000000 | 93270000000000 | 90420000000000 | 87610000000000 | 84870000000000 | 82150000000000 | 79700000000000 | 77060000000000 | 74410000000000 | 71700000000000 | 68860000000000 | 65720000000000 | 62510000000000 | 59260000000000 | 56010000000000 | 52760000000000 | 49450000000000 | 46040000000000 | 45220000000000 | 44750000000000 | 44280000000000
BCEU BAU Components Energy Use[urban residential,hard coal bf,heating] | NoSettings | 0 | 0 | 0 | 0 | 0 | 0 | 0 | 0 | 0 | 0 | 0 | 0 | 0 | 0 | 0 | 0 | 0 | 0 | 0 | 0 | 0 | 0 | 0 | 0 | 0 | 0 | 0 | 0 | 0 | 0 | 0
BCEU BAU Components Energy Use[urban residential,hard coal bf,cooling and ventilation] | NoSettings | 0 | 0 | 0 | 0 | 0 | 0 | 0 | 0 | 0 | 0 | 0 | 0 | 0 | 0 | 0 | 0 | 0 | 0 | 0 | 0 | 0 | 0 | 0 | 0 | 0 | 0 | 0 | 0 | 0 | 0 | 0
BCEU BAU Components Energy Use[urban residential,hard coal bf,envelope] | NoSettings | 0 | 0 | 0 | 0 | 0 | 0 | 0 | 0 | 0 | 0 | 0 | 0 | 0 | 0 | 0 | 0 | 0 | 0 | 0 | 0 | 0 | 0 | 0 | 0 | 0 | 0 | 0 | 0 | 0 | 0 | 0
BCEU BAU Components Energy Use[urban residential,hard coal bf,lighting] | NoSettings | 0 | 0 | 0 | 0 | 0 | 0 | 0 | 0 | 0 | 0 | 0 | 0 | 0 | 0 | 0 | 0 | 0 | 0 | 0 | 0 | 0 | 0 | 0 | 0 | 0 | 0 | 0 | 0 | 0 | 0 | 0
BCEU BAU Components Energy Use[urban residential,hard coal bf,appliances] | NoSettings | 0 | 0 | 0 | 0 | 0 | 0 | 0 | 0 | 0 | 0 | 0 | 0 | 0 | 0 | 0 | 0 | 0 | 0 | 0 | 0 | 0 | 0 | 0 | 0 | 0 | 0 | 0 | 0 | 0 | 0 | 0
BCEU BAU Components Energy Use[urban residential,hard coal bf,other component] | NoSettings | 0 | 0 | 0 | 0 | 0 | 0 | 0 | 0 | 0 | 0 | 0 | 0 | 0 | 0 | 0 | 0 | 0 | 0 | 0 | 0 | 0 | 0 | 0 | 0 | 0 | 0 | 0 | 0 | 0 | 0 | 0
BCEU BAU Components Energy Use[urban residential,natural gas bf,heating] | NoSettings | 216000000000000 | 223000000000000 | 224000000000000 | 224000000000000 | 224000000000000 | 224000000000000 | 222000000000000 | 221000000000000 | 220000000000000 | 217000000000000 | 215000000000000 | 213000000000000 | 210000000000000 | 208000000000000 | 205000000000000 | 203000000000000 | 201000000000000 | 199000000000000 | 197000000000000 | 197000000000000 | 195000000000000 | 192000000000000 | 191000000000000 | 189000000000000 | 188000000000000 | 187000000000000 | 186000000000000 | 185000000000000 | 184000000000000 | 184000000000000 | 184000000000000
BCEU BAU Components Energy Use[urban residential,natural gas bf,cooling and ventilation] | NoSettings | 200800000000 | 202200000000 | 197800000000 | 193700000000 | 189800000000 | 185700000000 | 182000000000 | 178200000000 | 174500000000 | 171000000000 | 167400000000 | 164400000000 | 161400000000 | 158500000000 | 155400000000 | 152600000000 | 150300000000 | 147500000000 | 145000000000 | 142800000000 | 140800000000 | 140800000000 | 141600000000 | 142500000000 | 144100000000 | 146100000000 | 148300000000 | 150600000000 | 152800000000 | 155100000000 | 157600000000
BCEU BAU Components Energy Use[urban residential,natural gas bf,envelope] | NoSettings | 0 | 0 | 0 | 0 | 0 | 0 | 0 | 0 | 0 | 0 | 0 | 0 | 0 | 0 | 0 | 0 | 0 | 0 | 0 | 0 | 0 | 0 | 0 | 0 | 0 | 0 | 0 | 0 | 0 | 0 | 0
BCEU BAU Components Energy Use[urban residential,natural gas bf,lighting] | NoSettings | 0 | 0 | 0 | 0 | 0 | 0 | 0 | 0 | 0 | 0 | 0 | 0 | 0 | 0 | 0 | 0 | 0 | 0 | 0 | 0 | 0 | 0 | 0 | 0 | 0 | 0 | 0 | 0 | 0 | 0 | 0
BCEU BAU Components Energy Use[urban residential,natural gas bf,appliances] | NoSettings | 238000000000000 | 246000000000000 | 246000000000000 | 247000000000000 | 246000000000000 | 246000000000000 | 247000000000000 | 246000000000000 | 245000000000000 | 245000000000000 | 243000000000000 | 242000000000000 | 240000000000000 | 239000000000000 | 237000000000000 | 234000000000000 | 233000000000000 | 232000000000000 | 230000000000000 | 229000000000000 | 227000000000000 | 228000000000000 | 228000000000000 | 229000000000000 | 230000000000000 | 230000000000000 | 231000000000000 | 232000000000000 | 233000000000000 | 234000000000000 | 235000000000000
BCEU BAU Components Energy Use[urban residential,natural gas bf,other component] | NoSettings | 0 | 0 | 0 | 0 | 0 | 0 | 0 | 0 | 0 | 0 | 0 | 0 | 0 | 0 | 0 | 0 | 0 | 0 | 0 | 0 | 0 | 0 | 0 | 0 | 0 | 0 | 0 | 0 | 0 | 0 | 0
BCEU BAU Components Energy Use[urban residential,petroleum diesel bf,heating] | NoSettings | 294000000000 | 294000000000 | 295000000000 | 295000000000 | 295000000000 | 294000000000 | 294000000000 | 293000000000 | 292000000000 | 290000000000 | 289000000000 | 287000000000 | 285000000000 | 283000000000 | 279000000000 | 276000000000 | 272000000000 | 268000000000 | 262000000000 | 259000000000 | 255000000000 | 251000000000 | 246000000000 | 241000000000 | 236000000000 | 229000000000 | 220000000000 | 211000000000 | 200000000000 | 189000000000 | 176000000000
BCEU BAU Components Energy Use[urban residential,petroleum diesel bf,cooling and ventilation] | NoSettings | 0 | 0 | 0 | 0 | 0 | 0 | 0 | 0 | 0 | 0 | 0 | 0 | 0 | 0 | 0 | 0 | 0 | 0 | 0 | 0 | 0 | 0 | 0 | 0 | 0 | 0 | 0 | 0 | 0 | 0 | 0
BCEU BAU Components Energy Use[urban residential,petroleum diesel bf,envelope] | NoSettings | 0 | 0 | 0 | 0 | 0 | 0 | 0 | 0 | 0 | 0 | 0 | 0 | 0 | 0 | 0 | 0 | 0 | 0 | 0 | 0 | 0 | 0 | 0 | 0 | 0 | 0 | 0 | 0 | 0 | 0 | 0
BCEU BAU Components Energy Use[urban residential,petroleum diesel bf,lighting] | NoSettings | 0 | 0 | 0 | 0 | 0 | 0 | 0 | 0 | 0 | 0 | 0 | 0 | 0 | 0 | 0 | 0 | 0 | 0 | 0 | 0 | 0 | 0 | 0 | 0 | 0 | 0 | 0 | 0 | 0 | 0 | 0
BCEU BAU Components Energy Use[urban residential,petroleum diesel bf,appliances] | NoSettings | 4080000000 | 3740000000 | 3440000000 | 3170000000 | 2940000000 | 2740000000 | 2600000000 | 2510000000 | 2470000000 | 2490000000 | 2540000000 | 2670000000 | 2840000000 | 3040000000 | 3350000000 | 3730000000 | 4240000000 | 4880000000 | 5730000000 | 6810000000 | 8230000000 | 10100000000 | 12800000000 | 16200000000 | 20600000000 | 26400000000 | 33700000000 | 42700000000 | 53300000000 | 65000000000 | 77300000000
BCEU BAU Components Energy Use[urban residential,petroleum diesel bf,other component] | NoSettings | 0 | 0 | 0 | 0 | 0 | 0 | 0 | 0 | 0 | 0 | 0 | 0 | 0 | 0 | 0 | 0 | 0 | 0 | 0 | 0 | 0 | 0 | 0 | 0 | 0 | 0 | 0 | 0 | 0 | 0 | 0
BCEU BAU Components Energy Use[urban residential,heat bf,heating] | NoSettings | 0 | 0 | 0 | 0 | 0 | 0 | 0 | 0 | 0 | 0 | 0 | 0 | 0 | 0 | 0 | 0 | 0 | 0 | 0 | 0 | 0 | 0 | 0 | 0 | 0 | 0 | 0 | 0 | 0 | 0 | 0
BCEU BAU Components Energy Use[urban residential,heat bf,cooling and ventilation] | NoSettings | 0 | 0 | 0 | 0 | 0 | 0 | 0 | 0 | 0 | 0 | 0 | 0 | 0 | 0 | 0 | 0 | 0 | 0 | 0 | 0 | 0 | 0 | 0 | 0 | 0 | 0 | 0 | 0 | 0 | 0 | 0
BCEU BAU Components Energy Use[urban residential,heat bf,envelope] | NoSettings | 0 | 0 | 0 | 0 | 0 | 0 | 0 | 0 | 0 | 0 | 0 | 0 | 0 | 0 | 0 | 0 | 0 | 0 | 0 | 0 | 0 | 0 | 0 | 0 | 0 | 0 | 0 | 0 | 0 | 0 | 0
BCEU BAU Components Energy Use[urban residential,heat bf,lighting] | NoSettings | 0 | 0 | 0 | 0 | 0 | 0 | 0 | 0 | 0 | 0 | 0 | 0 | 0 | 0 | 0 | 0 | 0 | 0 | 0 | 0 | 0 | 0 | 0 | 0 | 0 | 0 | 0 | 0 | 0 | 0 | 0
BCEU BAU Components Energy Use[urban residential,heat bf,appliances] | NoSettings | 0 | 0 | 0 | 0 | 0 | 0 | 0 | 0 | 0 | 0 | 0 | 0 | 0 | 0 | 0 | 0 | 0 | 0 | 0 | 0 | 0 | 0 | 0 | 0 | 0 | 0 | 0 | 0 | 0 | 0 | 0
BCEU BAU Components Energy Use[urban residential,heat bf,other component] | NoSettings | 0 | 0 | 0 | 0 | 0 | 0 | 0 | 0 | 0 | 0 | 0 | 0 | 0 | 0 | 0 | 0 | 0 | 0 | 0 | 0 | 0 | 0 | 0 | 0 | 0 | 0 | 0 | 0 | 0 | 0 | 0
BCEU BAU Components Energy Use[urban residential,biomass bf,heating] | NoSettings | 17800000000000 | 17800000000000 | 17800000000000 | 17800000000000 | 17800000000000 | 17800000000000 | 17800000000000 | 17800000000000 | 17800000000000 | 17800000000000 | 17800000000000 | 17800000000000 | 17800000000000 | 17800000000000 | 17800000000000 | 17800000000000 | 17800000000000 | 17800000000000 | 17800000000000 | 17800000000000 | 17800000000000 | 17800000000000 | 17800000000000 | 17800000000000 | 17800000000000 | 17800000000000 | 17800000000000 | 17800000000000 | 17800000000000 | 17800000000000 | 17800000000000
BCEU BAU Components Energy Use[urban residential,biomass bf,cooling and ventilation] | NoSettings | 0 | 0 | 0 | 0 | 0 | 0 | 0 | 0 | 0 | 0 | 0 | 0 | 0 | 0 | 0 | 0 | 0 | 0 | 0 | 0 | 0 | 0 | 0 | 0 | 0 | 0 | 0 | 0 | 0 | 0 | 0
BCEU BAU Components Energy Use[urban residential,biomass bf,envelope] | NoSettings | 0 | 0 | 0 | 0 | 0 | 0 | 0 | 0 | 0 | 0 | 0 | 0 | 0 | 0 | 0 | 0 | 0 | 0 | 0 | 0 | 0 | 0 | 0 | 0 | 0 | 0 | 0 | 0 | 0 | 0 | 0
BCEU BAU Components Energy Use[urban residential,biomass bf,lighting] | NoSettings | 0 | 0 | 0 | 0 | 0 | 0 | 0 | 0 | 0 | 0 | 0 | 0 | 0 | 0 | 0 | 0 | 0 | 0 | 0 | 0 | 0 | 0 | 0 | 0 | 0 | 0 | 0 | 0 | 0 | 0 | 0
BCEU BAU Components Energy Use[urban residential,biomass bf,appliances] | NoSettings | 0 | 0 | 0 | 0 | 0 | 0 | 0 | 0 | 0 | 0 | 0 | 0 | 0 | 0 | 0 | 0 | 0 | 0 | 0 | 0 | 0 | 0 | 0 | 0 | 0 | 0 | 0 | 0 | 0 | 0 | 0
BCEU BAU Components Energy Use[urban residential,biomass bf,other component] | NoSettings | 0 | 0 | 0 | 0 | 0 | 0 | 0 | 0 | 0 | 0 | 0 | 0 | 0 | 0 | 0 | 0 | 0 | 0 | 0 | 0 | 0 | 0 | 0 | 0 | 0 | 0 | 0 | 0 | 0 | 0 | 0
BCEU BAU Components Energy Use[urban residential,kerosene bf,heating] | NoSettings | 0 | 0 | 0 | 0 | 0 | 0 | 0 | 0 | 0 | 0 | 0 | 0 | 0 | 0 | 0 | 0 | 0 | 0 | 0 | 0 | 0 | 0 | 0 | 0 | 0 | 0 | 0 | 0 | 0 | 0 | 0
BCEU BAU Components Energy Use[urban residential,kerosene bf,cooling and ventilation] | NoSettings | 0 | 0 | 0 | 0 | 0 | 0 | 0 | 0 | 0 | 0 | 0 | 0 | 0 | 0 | 0 | 0 | 0 | 0 | 0 | 0 | 0 | 0 | 0 | 0 | 0 | 0 | 0 | 0 | 0 | 0 | 0
BCEU BAU Components Energy Use[urban residential,kerosene bf,envelope] | NoSettings | 0 | 0 | 0 | 0 | 0 | 0 | 0 | 0 | 0 | 0 | 0 | 0 | 0 | 0 | 0 | 0 | 0 | 0 | 0 | 0 | 0 | 0 | 0 | 0 | 0 | 0 | 0 | 0 | 0 | 0 | 0
BCEU BAU Components Energy Use[urban residential,kerosene bf,lighting] | NoSettings | 0 | 0 | 0 | 0 | 0 | 0 | 0 | 0 | 0 | 0 | 0 | 0 | 0 | 0 | 0 | 0 | 0 | 0 | 0 | 0 | 0 | 0 | 0 | 0 | 0 | 0 | 0 | 0 | 0 | 0 | 0
BCEU BAU Components Energy Use[urban residential,kerosene bf,appliances] | NoSettings | 0 | 0 | 0 | 0 | 0 | 0 | 0 | 0 | 0 | 0 | 0 | 0 | 0 | 0 | 0 | 0 | 0 | 0 | 0 | 0 | 0 | 0 | 0 | 0 | 0 | 0 | 0 | 0 | 0 | 0 | 0
BCEU BAU Components Energy Use[urban residential,kerosene bf,other component] | NoSettings | 0 | 0 | 0 | 0 | 0 | 0 | 0 | 0 | 0 | 0 | 0 | 0 | 0 | 0 | 0 | 0 | 0 | 0 | 0 | 0 | 0 | 0 | 0 | 0 | 0 | 0 | 0 | 0 | 0 | 0 | 0
BCEU BAU Components Energy Use[urban residential,heavy or residual fuel oil bf,heating] | NoSettings | 0 | 0 | 0 | 0 | 0 | 0 | 0 | 0 | 0 | 0 | 0 | 0 | 0 | 0 | 0 | 0 | 0 | 0 | 0 | 0 | 0 | 0 | 0 | 0 | 0 | 0 | 0 | 0 | 0 | 0 | 0
BCEU BAU Components Energy Use[urban residential,heavy or residual fuel oil bf,cooling and ventilation] | NoSettings | 0 | 0 | 0 | 0 | 0 | 0 | 0 | 0 | 0 | 0 | 0 | 0 | 0 | 0 | 0 | 0 | 0 | 0 | 0 | 0 | 0 | 0 | 0 | 0 | 0 | 0 | 0 | 0 | 0 | 0 | 0
BCEU BAU Components Energy Use[urban residential,heavy or residual fuel oil bf,envelope] | NoSettings | 0 | 0 | 0 | 0 | 0 | 0 | 0 | 0 | 0 | 0 | 0 | 0 | 0 | 0 | 0 | 0 | 0 | 0 | 0 | 0 | 0 | 0 | 0 | 0 | 0 | 0 | 0 | 0 | 0 | 0 | 0
BCEU BAU Components Energy Use[urban residential,heavy or residual fuel oil bf,lighting] | NoSettings | 0 | 0 | 0 | 0 | 0 | 0 | 0 | 0 | 0 | 0 | 0 | 0 | 0 | 0 | 0 | 0 | 0 | 0 | 0 | 0 | 0 | 0 | 0 | 0 | 0 | 0 | 0 | 0 | 0 | 0 | 0
BCEU BAU Components Energy Use[urban residential,heavy or residual fuel oil bf,appliances] | NoSettings | 0 | 0 | 0 | 0 | 0 | 0 | 0 | 0 | 0 | 0 | 0 | 0 | 0 | 0 | 0 | 0 | 0 | 0 | 0 | 0 | 0 | 0 | 0 | 0 | 0 | 0 | 0 | 0 | 0 | 0 | 0
BCEU BAU Components Energy Use[urban residential,heavy or residual fuel oil bf,other component] | NoSettings | 0 | 0 | 0 | 0 | 0 | 0 | 0 | 0 | 0 | 0 | 0 | 0 | 0 | 0 | 0 | 0 | 0 | 0 | 0 | 0 | 0 | 0 | 0 | 0 | 0 | 0 | 0 | 0 | 0 | 0 | 0
BCEU BAU Components Energy Use[urban residential,LPG propane or butane bf,heating] | NoSettings | 12000000000000 | 11600000000000 | 11000000000000 | 11100000000000 | 11100000000000 | 11000000000000 | 10800000000000 | 10800000000000 | 10600000000000 | 10200000000000 | 9960000000000 | 9600000000000 | 9250000000000 | 8990000000000 | 8740000000000 | 8490000000000 | 8240000000000 | 8010000000000 | 7750000000000 | 7480000000000 | 7290000000000 | 7100000000000 | 6930000000000 | 6760000000000 | 6620000000000 | 6530000000000 | 6340000000000 | 6230000000000 | 6120000000000 | 6020000000000 | 5920000000000
BCEU BAU Components Energy Use[urban residential,LPG propane or butane bf,cooling and ventilation] | NoSettings | 0 | 0 | 0 | 0 | 0 | 0 | 0 | 0 | 0 | 0 | 0 | 0 | 0 | 0 | 0 | 0 | 0 | 0 | 0 | 0 | 0 | 0 | 0 | 0 | 0 | 0 | 0 | 0 | 0 | 0 | 0
BCEU BAU Components Energy Use[urban residential,LPG propane or butane bf,envelope] | NoSettings | 0 | 0 | 0 | 0 | 0 | 0 | 0 | 0 | 0 | 0 | 0 | 0 | 0 | 0 | 0 | 0 | 0 | 0 | 0 | 0 | 0 | 0 | 0 | 0 | 0 | 0 | 0 | 0 | 0 | 0 | 0
BCEU BAU Components Energy Use[urban residential,LPG propane or butane bf,lighting] | NoSettings | 0 | 0 | 0 | 0 | 0 | 0 | 0 | 0 | 0 | 0 | 0 | 0 | 0 | 0 | 0 | 0 | 0 | 0 | 0 | 0 | 0 | 0 | 0 | 0 | 0 | 0 | 0 | 0 | 0 | 0 | 0
BCEU BAU Components Energy Use[urban residential,LPG propane or butane bf,appliances] | NoSettings | 4440000000000 | 4110000000000 | 3740000000000 | 3640000000000 | 3510000000000 | 3410000000000 | 3280000000000 | 3200000000000 | 3080000000000 | 2960000000000 | 2840000000000 | 2700000000000 | 2560000000000 | 2450000000000 | 2360000000000 | 2270000000000 | 2190000000000 | 2120000000000 | 2050000000000 | 1970000000000 | 1920000000000 | 1880000000000 | 1850000000000 | 1820000000000 | 1790000000000 | 1790000000000 | 1740000000000 | 1730000000000 | 1700000000000 | 1670000000000 | 1650000000000
BCEU BAU Components Energy Use[urban residential,LPG propane or butane bf,other component] | NoSettings | 0 | 0 | 0 | 0 | 0 | 0 | 0 | 0 | 0 | 0 | 0 | 0 | 0 | 0 | 0 | 0 | 0 | 0 | 0 | 0 | 0 | 0 | 0 | 0 | 0 | 0 | 0 | 0 | 0 | 0 | 0
BCEU BAU Components Energy Use[urban residential,hydrogen bf,heating] | NoSettings | 0 | 0 | 0 | 0 | 0 | 0 | 0 | 0 | 0 | 0 | 0 | 0 | 0 | 0 | 0 | 0 | 0 | 0 | 0 | 0 | 0 | 0 | 0 | 0 | 0 | 0 | 0 | 0 | 0 | 0 | 0
BCEU BAU Components Energy Use[urban residential,hydrogen bf,cooling and ventilation] | NoSettings | 0 | 0 | 0 | 0 | 0 | 0 | 0 | 0 | 0 | 0 | 0 | 0 | 0 | 0 | 0 | 0 | 0 | 0 | 0 | 0 | 0 | 0 | 0 | 0 | 0 | 0 | 0 | 0 | 0 | 0 | 0
BCEU BAU Components Energy Use[urban residential,hydrogen bf,envelope] | NoSettings | 0 | 0 | 0 | 0 | 0 | 0 | 0 | 0 | 0 | 0 | 0 | 0 | 0 | 0 | 0 | 0 | 0 | 0 | 0 | 0 | 0 | 0 | 0 | 0 | 0 | 0 | 0 | 0 | 0 | 0 | 0
BCEU BAU Components Energy Use[urban residential,hydrogen bf,lighting] | NoSettings | 0 | 0 | 0 | 0 | 0 | 0 | 0 | 0 | 0 | 0 | 0 | 0 | 0 | 0 | 0 | 0 | 0 | 0 | 0 | 0 | 0 | 0 | 0 | 0 | 0 | 0 | 0 | 0 | 0 | 0 | 0
BCEU BAU Components Energy Use[urban residential,hydrogen bf,appliances] | NoSettings | 0 | 0 | 0 | 0 | 0 | 0 | 0 | 0 | 0 | 0 | 0 | 0 | 0 | 0 | 0 | 0 | 0 | 0 | 0 | 0 | 0 | 0 | 0 | 0 | 0 | 0 | 0 | 0 | 0 | 0 | 0
BCEU BAU Components Energy Use[urban residential,hydrogen bf,other component] | NoSettings | 0 | 0 | 0 | 0 | 0 | 0 | 0 | 0 | 0 | 0 | 0 | 0 | 0 | 0 | 0 | 0 | 0 | 0 | 0 | 0 | 0 | 0 | 0 | 0 | 0 | 0 | 0 | 0 | 0 | 0 | 0
BCEU BAU Components Energy Use[rural residential,electricity bf,heating] | NoSettings | 1720000000000 | 1690000000000 | 1710000000000 | 1760000000000 | 1820000000000 | 1880000000000 | 1950000000000 | 2020000000000 | 2100000000000 | 2170000000000 | 2250000000000 | 2330000000000 | 2410000000000 | 2480000000000 | 2550000000000 | 2630000000000 | 2720000000000 | 2800000000000 | 2890000000000 | 2950000000000 | 3030000000000 | 3100000000000 | 3160000000000 | 3220000000000 | 3270000000000 | 3300000000000 | 3340000000000 | 3380000000000 | 3360000000000 | 3330000000000 | 3310000000000
BCEU BAU Components Energy Use[rural residential,electricity bf,cooling and ventilation] | NoSettings | 1140000000000 | 1070000000000 | 1030000000000 | 1010000000000 | 994000000000 | 980000000000 | 973000000000 | 972000000000 | 970000000000 | 971000000000 | 974000000000 | 978000000000 | 985000000000 | 991000000000 | 994000000000 | 997000000000 | 1010000000000 | 1010000000000 | 1020000000000 | 1030000000000 | 1040000000000 | 1050000000000 | 1070000000000 | 1080000000000 | 1100000000000 | 1120000000000 | 1140000000000 | 1160000000000 | 1160000000000 | 1160000000000 | 1170000000000
BCEU BAU Components Energy Use[rural residential,electricity bf,envelope] | NoSettings | 0 | 0 | 0 | 0 | 0 | 0 | 0 | 0 | 0 | 0 | 0 | 0 | 0 | 0 | 0 | 0 | 0 | 0 | 0 | 0 | 0 | 0 | 0 | 0 | 0 | 0 | 0 | 0 | 0 | 0 | 0
BCEU BAU Components Energy Use[rural residential,electricity bf,lighting] | NoSettings | 1190000000000 | 1140000000000 | 1120000000000 | 1130000000000 | 1140000000000 | 1150000000000 | 1180000000000 | 1200000000000 | 1230000000000 | 1250000000000 | 1270000000000 | 1290000000000 | 1310000000000 | 1330000000000 | 1350000000000 | 1370000000000 | 1390000000000 | 1400000000000 | 1410000000000 | 1430000000000 | 1440000000000 | 1450000000000 | 1470000000000 | 1490000000000 | 1510000000000 | 1530000000000 | 1550000000000 | 1570000000000 | 1580000000000 | 1580000000000 | 1580000000000
BCEU BAU Components Energy Use[rural residential,electricity bf,appliances] | NoSettings | 4790000000000 | 4620000000000 | 4550000000000 | 4580000000000 | 4620000000000 | 4660000000000 | 4720000000000 | 4810000000000 | 4880000000000 | 4980000000000 | 5070000000000 | 5170000000000 | 5270000000000 | 5370000000000 | 5470000000000 | 5570000000000 | 5680000000000 | 5780000000000 | 5880000000000 | 5980000000000 | 6070000000000 | 6170000000000 | 6270000000000 | 6360000000000 | 6440000000000 | 6540000000000 | 6620000000000 | 6720000000000 | 6730000000000 | 6720000000000 | 6730000000000
BCEU BAU Components Energy Use[rural residential,electricity bf,other component] | NoSettings | 6660000000000 | 6280000000000 | 6050000000000 | 5890000000000 | 5770000000000 | 5650000000000 | 5520000000000 | 5410000000000 | 5290000000000 | 5180000000000 | 5050000000000 | 4910000000000 | 4760000000000 | 4610000000000 | 4470000000000 | 4330000000000 | 4200000000000 | 4060000000000 | 3920000000000 | 3780000000000 | 3630000000000 | 3460000000000 | 3290000000000 | 3120000000000 | 2950000000000 | 2770000000000 | 2600000000000 | 2430000000000 | 2380000000000 | 2360000000000 | 2330000000000
BCEU BAU Components Energy Use[rural residential,hard coal bf,heating] | NoSettings | 0 | 0 | 0 | 0 | 0 | 0 | 0 | 0 | 0 | 0 | 0 | 0 | 0 | 0 | 0 | 0 | 0 | 0 | 0 | 0 | 0 | 0 | 0 | 0 | 0 | 0 | 0 | 0 | 0 | 0 | 0
BCEU BAU Components Energy Use[rural residential,hard coal bf,cooling and ventilation] | NoSettings | 0 | 0 | 0 | 0 | 0 | 0 | 0 | 0 | 0 | 0 | 0 | 0 | 0 | 0 | 0 | 0 | 0 | 0 | 0 | 0 | 0 | 0 | 0 | 0 | 0 | 0 | 0 | 0 | 0 | 0 | 0
BCEU BAU Components Energy Use[rural residential,hard coal bf,envelope] | NoSettings | 0 | 0 | 0 | 0 | 0 | 0 | 0 | 0 | 0 | 0 | 0 | 0 | 0 | 0 | 0 | 0 | 0 | 0 | 0 | 0 | 0 | 0 | 0 | 0 | 0 | 0 | 0 | 0 | 0 | 0 | 0
BCEU BAU Components Energy Use[rural residential,hard coal bf,lighting] | NoSettings | 0 | 0 | 0 | 0 | 0 | 0 | 0 | 0 | 0 | 0 | 0 | 0 | 0 | 0 | 0 | 0 | 0 | 0 | 0 | 0 | 0 | 0 | 0 | 0 | 0 | 0 | 0 | 0 | 0 | 0 | 0
BCEU BAU Components Energy Use[rural residential,hard coal bf,appliances] | NoSettings | 0 | 0 | 0 | 0 | 0 | 0 | 0 | 0 | 0 | 0 | 0 | 0 | 0 | 0 | 0 | 0 | 0 | 0 | 0 | 0 | 0 | 0 | 0 | 0 | 0 | 0 | 0 | 0 | 0 | 0 | 0
BCEU BAU Components Energy Use[rural residential,hard coal bf,other component] | NoSettings | 0 | 0 | 0 | 0 | 0 | 0 | 0 | 0 | 0 | 0 | 0 | 0 | 0 | 0 | 0 | 0 | 0 | 0 | 0 | 0 | 0 | 0 | 0 | 0 | 0 | 0 | 0 | 0 | 0 | 0 | 0
BCEU BAU Components Energy Use[rural residential,natural gas bf,heating] | NoSettings | 11300000000000 | 11800000000000 | 11800000000000 | 11800000000000 | 11800000000000 | 11800000000000 | 11700000000000 | 11700000000000 | 11600000000000 | 11500000000000 | 11400000000000 | 11300000000000 | 11200000000000 | 11000000000000 | 10900000000000 | 10800000000000 | 10700000000000 | 10500000000000 | 10400000000000 | 10400000000000 | 10300000000000 | 10100000000000 | 10000000000000 | 9950000000000 | 9890000000000 | 9850000000000 | 9730000000000 | 9700000000000 | 9690000000000 | 9690000000000 | 9690000000000
BCEU BAU Components Energy Use[rural residential,natural gas bf,cooling and ventilation] | NoSettings | 10600000000 | 10600000000 | 10400000000 | 10200000000 | 9970000000 | 9780000000 | 9580000000 | 9380000000 | 9190000000 | 9010000000 | 8820000000 | 8660000000 | 8510000000 | 8350000000 | 8180000000 | 8030000000 | 7910000000 | 7760000000 | 7630000000 | 7520000000 | 7410000000 | 7410000000 | 7450000000 | 7500000000 | 7590000000 | 7690000000 | 7800000000 | 7930000000 | 8040000000 | 8170000000 | 8300000000
BCEU BAU Components Energy Use[rural residential,natural gas bf,envelope] | NoSettings | 0 | 0 | 0 | 0 | 0 | 0 | 0 | 0 | 0 | 0 | 0 | 0 | 0 | 0 | 0 | 0 | 0 | 0 | 0 | 0 | 0 | 0 | 0 | 0 | 0 | 0 | 0 | 0 | 0 | 0 | 0
BCEU BAU Components Energy Use[rural residential,natural gas bf,lighting] | NoSettings | 0 | 0 | 0 | 0 | 0 | 0 | 0 | 0 | 0 | 0 | 0 | 0 | 0 | 0 | 0 | 0 | 0 | 0 | 0 | 0 | 0 | 0 | 0 | 0 | 0 | 0 | 0 | 0 | 0 | 0 | 0
BCEU BAU Components Energy Use[rural residential,natural gas bf,appliances] | NoSettings | 12500000000000 | 12900000000000 | 13000000000000 | 13000000000000 | 12900000000000 | 13000000000000 | 12900000000000 | 12900000000000 | 12900000000000 | 12900000000000 | 12700000000000 | 12700000000000 | 12600000000000 | 12600000000000 | 12400000000000 | 12400000000000 | 12200000000000 | 12200000000000 | 12100000000000 | 12000000000000 | 12000000000000 | 12000000000000 | 12000000000000 | 12100000000000 | 12100000000000 | 12200000000000 | 12200000000000 | 12200000000000 | 12200000000000 | 12300000000000 | 12300000000000
BCEU BAU Components Energy Use[rural residential,natural gas bf,other component] | NoSettings | 0 | 0 | 0 | 0 | 0 | 0 | 0 | 0 | 0 | 0 | 0 | 0 | 0 | 0 | 0 | 0 | 0 | 0 | 0 | 0 | 0 | 0 | 0 | 0 | 0 | 0 | 0 | 0 | 0 | 0 | 0
BCEU BAU Components Energy Use[rural residential,petroleum diesel bf,heating] | NoSettings | 15500000000 | 15500000000 | 15500000000 | 15500000000 | 15500000000 | 15500000000 | 15400000000 | 15500000000 | 15500000000 | 15400000000 | 15300000000 | 15200000000 | 15100000000 | 15000000000 | 14900000000 | 14700000000 | 14400000000 | 14200000000 | 13800000000 | 13700000000 | 13500000000 | 13300000000 | 13000000000 | 12700000000 | 12400000000 | 12100000000 | 11600000000 | 11100000000 | 10500000000 | 9950000000 | 9270000000
BCEU BAU Components Energy Use[rural residential,petroleum diesel bf,cooling and ventilation] | NoSettings | 0 | 0 | 0 | 0 | 0 | 0 | 0 | 0 | 0 | 0 | 0 | 0 | 0 | 0 | 0 | 0 | 0 | 0 | 0 | 0 | 0 | 0 | 0 | 0 | 0 | 0 | 0 | 0 | 0 | 0 | 0
BCEU BAU Components Energy Use[rural residential,petroleum diesel bf,envelope] | NoSettings | 0 | 0 | 0 | 0 | 0 | 0 | 0 | 0 | 0 | 0 | 0 | 0 | 0 | 0 | 0 | 0 | 0 | 0 | 0 | 0 | 0 | 0 | 0 | 0 | 0 | 0 | 0 | 0 | 0 | 0 | 0
BCEU BAU Components Energy Use[rural residential,petroleum diesel bf,lighting] | NoSettings | 0 | 0 | 0 | 0 | 0 | 0 | 0 | 0 | 0 | 0 | 0 | 0 | 0 | 0 | 0 | 0 | 0 | 0 | 0 | 0 | 0 | 0 | 0 | 0 | 0 | 0 | 0 | 0 | 0 | 0 | 0
BCEU BAU Components Energy Use[rural residential,petroleum diesel bf,appliances] | NoSettings | 215000000 | 197000000 | 181000000 | 167000000 | 155000000 | 145000000 | 137000000 | 132000000 | 129000000 | 130000000 | 134000000 | 140000000 | 149000000 | 160000000 | 176000000 | 197000000 | 223000000 | 257000000 | 301000000 | 358000000 | 433000000 | 536000000 | 670000000 | 848000000 | 1080000000 | 1390000000 | 1780000000 | 2240000000 | 2810000000 | 3430000000 | 4060000000
BCEU BAU Components Energy Use[rural residential,petroleum diesel bf,other component] | NoSettings | 0 | 0 | 0 | 0 | 0 | 0 | 0 | 0 | 0 | 0 | 0 | 0 | 0 | 0 | 0 | 0 | 0 | 0 | 0 | 0 | 0 | 0 | 0 | 0 | 0 | 0 | 0 | 0 | 0 | 0 | 0
BCEU BAU Components Energy Use[rural residential,heat bf,heating] | NoSettings | 0 | 0 | 0 | 0 | 0 | 0 | 0 | 0 | 0 | 0 | 0 | 0 | 0 | 0 | 0 | 0 | 0 | 0 | 0 | 0 | 0 | 0 | 0 | 0 | 0 | 0 | 0 | 0 | 0 | 0 | 0
BCEU BAU Components Energy Use[rural residential,heat bf,cooling and ventilation] | NoSettings | 0 | 0 | 0 | 0 | 0 | 0 | 0 | 0 | 0 | 0 | 0 | 0 | 0 | 0 | 0 | 0 | 0 | 0 | 0 | 0 | 0 | 0 | 0 | 0 | 0 | 0 | 0 | 0 | 0 | 0 | 0
BCEU BAU Components Energy Use[rural residential,heat bf,envelope] | NoSettings | 0 | 0 | 0 | 0 | 0 | 0 | 0 | 0 | 0 | 0 | 0 | 0 | 0 | 0 | 0 | 0 | 0 | 0 | 0 | 0 | 0 | 0 | 0 | 0 | 0 | 0 | 0 | 0 | 0 | 0 | 0
BCEU BAU Components Energy Use[rural residential,heat bf,lighting] | NoSettings | 0 | 0 | 0 | 0 | 0 | 0 | 0 | 0 | 0 | 0 | 0 | 0 | 0 | 0 | 0 | 0 | 0 | 0 | 0 | 0 | 0 | 0 | 0 | 0 | 0 | 0 | 0 | 0 | 0 | 0 | 0
BCEU BAU Components Energy Use[rural residential,heat bf,appliances] | NoSettings | 0 | 0 | 0 | 0 | 0 | 0 | 0 | 0 | 0 | 0 | 0 | 0 | 0 | 0 | 0 | 0 | 0 | 0 | 0 | 0 | 0 | 0 | 0 | 0 | 0 | 0 | 0 | 0 | 0 | 0 | 0
BCEU BAU Components Energy Use[rural residential,heat bf,other component] | NoSettings | 0 | 0 | 0 | 0 | 0 | 0 | 0 | 0 | 0 | 0 | 0 | 0 | 0 | 0 | 0 | 0 | 0 | 0 | 0 | 0 | 0 | 0 | 0 | 0 | 0 | 0 | 0 | 0 | 0 | 0 | 0
BCEU BAU Components Energy Use[rural residential,biomass bf,heating] | NoSettings | 4090000000000 | 4090000000000 | 4090000000000 | 4090000000000 | 4090000000000 | 4090000000000 | 4090000000000 | 4090000000000 | 4090000000000 | 4090000000000 | 4090000000000 | 4090000000000 | 4090000000000 | 4090000000000 | 4090000000000 | 4090000000000 | 4090000000000 | 4090000000000 | 4090000000000 | 4090000000000 | 4090000000000 | 4090000000000 | 4090000000000 | 4090000000000 | 4090000000000 | 4090000000000 | 4090000000000 | 4090000000000 | 4090000000000 | 4090000000000 | 4090000000000
BCEU BAU Components Energy Use[rural residential,biomass bf,cooling and ventilation] | NoSettings | 0 | 0 | 0 | 0 | 0 | 0 | 0 | 0 | 0 | 0 | 0 | 0 | 0 | 0 | 0 | 0 | 0 | 0 | 0 | 0 | 0 | 0 | 0 | 0 | 0 | 0 | 0 | 0 | 0 | 0 | 0
BCEU BAU Components Energy Use[rural residential,biomass bf,envelope] | NoSettings | 0 | 0 | 0 | 0 | 0 | 0 | 0 | 0 | 0 | 0 | 0 | 0 | 0 | 0 | 0 | 0 | 0 | 0 | 0 | 0 | 0 | 0 | 0 | 0 | 0 | 0 | 0 | 0 | 0 | 0 | 0
BCEU BAU Components Energy Use[rural residential,biomass bf,lighting] | NoSettings | 0 | 0 | 0 | 0 | 0 | 0 | 0 | 0 | 0 | 0 | 0 | 0 | 0 | 0 | 0 | 0 | 0 | 0 | 0 | 0 | 0 | 0 | 0 | 0 | 0 | 0 | 0 | 0 | 0 | 0 | 0
BCEU BAU Components Energy Use[rural residential,biomass bf,appliances] | NoSettings | 0 | 0 | 0 | 0 | 0 | 0 | 0 | 0 | 0 | 0 | 0 | 0 | 0 | 0 | 0 | 0 | 0 | 0 | 0 | 0 | 0 | 0 | 0 | 0 | 0 | 0 | 0 | 0 | 0 | 0 | 0
BCEU BAU Components Energy Use[rural residential,biomass bf,other component] | NoSettings | 0 | 0 | 0 | 0 | 0 | 0 | 0 | 0 | 0 | 0 | 0 | 0 | 0 | 0 | 0 | 0 | 0 | 0 | 0 | 0 | 0 | 0 | 0 | 0 | 0 | 0 | 0 | 0 | 0 | 0 | 0
BCEU BAU Components Energy Use[rural residential,kerosene bf,heating] | NoSettings | 0 | 0 | 0 | 0 | 0 | 0 | 0 | 0 | 0 | 0 | 0 | 0 | 0 | 0 | 0 | 0 | 0 | 0 | 0 | 0 | 0 | 0 | 0 | 0 | 0 | 0 | 0 | 0 | 0 | 0 | 0
BCEU BAU Components Energy Use[rural residential,kerosene bf,cooling and ventilation] | NoSettings | 0 | 0 | 0 | 0 | 0 | 0 | 0 | 0 | 0 | 0 | 0 | 0 | 0 | 0 | 0 | 0 | 0 | 0 | 0 | 0 | 0 | 0 | 0 | 0 | 0 | 0 | 0 | 0 | 0 | 0 | 0
BCEU BAU Components Energy Use[rural residential,kerosene bf,envelope] | NoSettings | 0 | 0 | 0 | 0 | 0 | 0 | 0 | 0 | 0 | 0 | 0 | 0 | 0 | 0 | 0 | 0 | 0 | 0 | 0 | 0 | 0 | 0 | 0 | 0 | 0 | 0 | 0 | 0 | 0 | 0 | 0
BCEU BAU Components Energy Use[rural residential,kerosene bf,lighting] | NoSettings | 0 | 0 | 0 | 0 | 0 | 0 | 0 | 0 | 0 | 0 | 0 | 0 | 0 | 0 | 0 | 0 | 0 | 0 | 0 | 0 | 0 | 0 | 0 | 0 | 0 | 0 | 0 | 0 | 0 | 0 | 0
BCEU BAU Components Energy Use[rural residential,kerosene bf,appliances] | NoSettings | 0 | 0 | 0 | 0 | 0 | 0 | 0 | 0 | 0 | 0 | 0 | 0 | 0 | 0 | 0 | 0 | 0 | 0 | 0 | 0 | 0 | 0 | 0 | 0 | 0 | 0 | 0 | 0 | 0 | 0 | 0
BCEU BAU Components Energy Use[rural residential,kerosene bf,other component] | NoSettings | 0 | 0 | 0 | 0 | 0 | 0 | 0 | 0 | 0 | 0 | 0 | 0 | 0 | 0 | 0 | 0 | 0 | 0 | 0 | 0 | 0 | 0 | 0 | 0 | 0 | 0 | 0 | 0 | 0 | 0 | 0
BCEU BAU Components Energy Use[rural residential,heavy or residual fuel oil bf,heating] | NoSettings | 0 | 0 | 0 | 0 | 0 | 0 | 0 | 0 | 0 | 0 | 0 | 0 | 0 | 0 | 0 | 0 | 0 | 0 | 0 | 0 | 0 | 0 | 0 | 0 | 0 | 0 | 0 | 0 | 0 | 0 | 0
BCEU BAU Components Energy Use[rural residential,heavy or residual fuel oil bf,cooling and ventilation] | NoSettings | 0 | 0 | 0 | 0 | 0 | 0 | 0 | 0 | 0 | 0 | 0 | 0 | 0 | 0 | 0 | 0 | 0 | 0 | 0 | 0 | 0 | 0 | 0 | 0 | 0 | 0 | 0 | 0 | 0 | 0 | 0
BCEU BAU Components Energy Use[rural residential,heavy or residual fuel oil bf,envelope] | NoSettings | 0 | 0 | 0 | 0 | 0 | 0 | 0 | 0 | 0 | 0 | 0 | 0 | 0 | 0 | 0 | 0 | 0 | 0 | 0 | 0 | 0 | 0 | 0 | 0 | 0 | 0 | 0 | 0 | 0 | 0 | 0
BCEU BAU Components Energy Use[rural residential,heavy or residual fuel oil bf,lighting] | NoSettings | 0 | 0 | 0 | 0 | 0 | 0 | 0 | 0 | 0 | 0 | 0 | 0 | 0 | 0 | 0 | 0 | 0 | 0 | 0 | 0 | 0 | 0 | 0 | 0 | 0 | 0 | 0 | 0 | 0 | 0 | 0
BCEU BAU Components Energy Use[rural residential,heavy or residual fuel oil bf,appliances] | NoSettings | 0 | 0 | 0 | 0 | 0 | 0 | 0 | 0 | 0 | 0 | 0 | 0 | 0 | 0 | 0 | 0 | 0 | 0 | 0 | 0 | 0 | 0 | 0 | 0 | 0 | 0 | 0 | 0 | 0 | 0 | 0
BCEU BAU Components Energy Use[rural residential,heavy or residual fuel oil bf,other component] | NoSettings | 0 | 0 | 0 | 0 | 0 | 0 | 0 | 0 | 0 | 0 | 0 | 0 | 0 | 0 | 0 | 0 | 0 | 0 | 0 | 0 | 0 | 0 | 0 | 0 | 0 | 0 | 0 | 0 | 0 | 0 | 0
BCEU BAU Components Energy Use[rural residential,LPG propane or butane bf,heating] | NoSettings | 2760000000000 | 2670000000000 | 2540000000000 | 2560000000000 | 2550000000000 | 2530000000000 | 2490000000000 | 2480000000000 | 2430000000000 | 2370000000000 | 2300000000000 | 2220000000000 | 2140000000000 | 2080000000000 | 2030000000000 | 1970000000000 | 1910000000000 | 1850000000000 | 1790000000000 | 1720000000000 | 1670000000000 | 1630000000000 | 1590000000000 | 1550000000000 | 1520000000000 | 1500000000000 | 1460000000000 | 1430000000000 | 1410000000000 | 1390000000000 | 1360000000000
BCEU BAU Components Energy Use[rural residential,LPG propane or butane bf,cooling and ventilation] | NoSettings | 0 | 0 | 0 | 0 | 0 | 0 | 0 | 0 | 0 | 0 | 0 | 0 | 0 | 0 | 0 | 0 | 0 | 0 | 0 | 0 | 0 | 0 | 0 | 0 | 0 | 0 | 0 | 0 | 0 | 0 | 0
BCEU BAU Components Energy Use[rural residential,LPG propane or butane bf,envelope] | NoSettings | 0 | 0 | 0 | 0 | 0 | 0 | 0 | 0 | 0 | 0 | 0 | 0 | 0 | 0 | 0 | 0 | 0 | 0 | 0 | 0 | 0 | 0 | 0 | 0 | 0 | 0 | 0 | 0 | 0 | 0 | 0
BCEU BAU Components Energy Use[rural residential,LPG propane or butane bf,lighting] | NoSettings | 0 | 0 | 0 | 0 | 0 | 0 | 0 | 0 | 0 | 0 | 0 | 0 | 0 | 0 | 0 | 0 | 0 | 0 | 0 | 0 | 0 | 0 | 0 | 0 | 0 | 0 | 0 | 0 | 0 | 0 | 0
BCEU BAU Components Energy Use[rural residential,LPG propane or butane bf,appliances] | NoSettings | 234000000000 | 216000000000 | 197000000000 | 191000000000 | 185000000000 | 179000000000 | 173000000000 | 169000000000 | 162000000000 | 155000000000 | 149000000000 | 141000000000 | 135000000000 | 129000000000 | 124000000000 | 119000000000 | 115000000000 | 111000000000 | 107000000000 | 104000000000 | 101000000000 | 99200000000 | 97100000000 | 96100000000 | 94400000000 | 94400000000 | 91800000000 | 91000000000 | 89300000000 | 88400000000 | 86700000000
BCEU BAU Components Energy Use[rural residential,LPG propane or butane bf,other component] | NoSettings | 0 | 0 | 0 | 0 | 0 | 0 | 0 | 0 | 0 | 0 | 0 | 0 | 0 | 0 | 0 | 0 | 0 | 0 | 0 | 0 | 0 | 0 | 0 | 0 | 0 | 0 | 0 | 0 | 0 | 0 | 0
BCEU BAU Components Energy Use[rural residential,hydrogen bf,heating] | NoSettings | 0 | 0 | 0 | 0 | 0 | 0 | 0 | 0 | 0 | 0 | 0 | 0 | 0 | 0 | 0 | 0 | 0 | 0 | 0 | 0 | 0 | 0 | 0 | 0 | 0 | 0 | 0 | 0 | 0 | 0 | 0
BCEU BAU Components Energy Use[rural residential,hydrogen bf,cooling and ventilation] | NoSettings | 0 | 0 | 0 | 0 | 0 | 0 | 0 | 0 | 0 | 0 | 0 | 0 | 0 | 0 | 0 | 0 | 0 | 0 | 0 | 0 | 0 | 0 | 0 | 0 | 0 | 0 | 0 | 0 | 0 | 0 | 0
BCEU BAU Components Energy Use[rural residential,hydrogen bf,envelope] | NoSettings | 0 | 0 | 0 | 0 | 0 | 0 | 0 | 0 | 0 | 0 | 0 | 0 | 0 | 0 | 0 | 0 | 0 | 0 | 0 | 0 | 0 | 0 | 0 | 0 | 0 | 0 | 0 | 0 | 0 | 0 | 0
BCEU BAU Components Energy Use[rural residential,hydrogen bf,lighting] | NoSettings | 0 | 0 | 0 | 0 | 0 | 0 | 0 | 0 | 0 | 0 | 0 | 0 | 0 | 0 | 0 | 0 | 0 | 0 | 0 | 0 | 0 | 0 | 0 | 0 | 0 | 0 | 0 | 0 | 0 | 0 | 0
BCEU BAU Components Energy Use[rural residential,hydrogen bf,appliances] | NoSettings | 0 | 0 | 0 | 0 | 0 | 0 | 0 | 0 | 0 | 0 | 0 | 0 | 0 | 0 | 0 | 0 | 0 | 0 | 0 | 0 | 0 | 0 | 0 | 0 | 0 | 0 | 0 | 0 | 0 | 0 | 0
BCEU BAU Components Energy Use[rural residential,hydrogen bf,other component] | NoSettings | 0 | 0 | 0 | 0 | 0 | 0 | 0 | 0 | 0 | 0 | 0 | 0 | 0 | 0 | 0 | 0 | 0 | 0 | 0 | 0 | 0 | 0 | 0 | 0 | 0 | 0 | 0 | 0 | 0 | 0 | 0
BCEU BAU Components Energy Use[commercial,electricity bf,heating] | NoSettings | 7360000000000 | 7000000000000 | 7110000000000 | 7100000000000 | 7060000000000 | 7040000000000 | 7050000000000 | 7070000000000 | 7100000000000 | 7140000000000 | 7170000000000 | 7200000000000 | 7210000000000 | 7220000000000 | 7200000000000 | 7150000000000 | 7170000000000 | 7140000000000 | 7110000000000 | 7070000000000 | 7030000000000 | 6980000000000 | 6910000000000 | 6820000000000 | 6700000000000 | 6580000000000 | 6450000000000 | 6300000000000 | 6140000000000 | 5970000000000 | 5790000000000
BCEU BAU Components Energy Use[commercial,electricity bf,cooling and ventilation] | NoSettings | 55000000000000 | 53100000000000 | 54700000000000 | 55200000000000 | 55200000000000 | 55200000000000 | 55200000000000 | 55000000000000 | 54600000000000 | 54200000000000 | 53500000000000 | 52900000000000 | 52100000000000 | 51200000000000 | 50300000000000 | 49200000000000 | 48600000000000 | 47700000000000 | 47000000000000 | 46200000000000 | 45500000000000 | 44800000000000 | 44200000000000 | 43600000000000 | 43100000000000 | 42700000000000 | 42300000000000 | 42000000000000 | 41700000000000 | 41400000000000 | 41100000000000
BCEU BAU Components Energy Use[commercial,electricity bf,envelope] | NoSettings | 0 | 0 | 0 | 0 | 0 | 0 | 0 | 0 | 0 | 0 | 0 | 0 | 0 | 0 | 0 | 0 | 0 | 0 | 0 | 0 | 0 | 0 | 0 | 0 | 0 | 0 | 0 | 0 | 0 | 0 | 0
BCEU BAU Components Energy Use[commercial,electricity bf,lighting] | NoSettings | 29600000000000 | 28200000000000 | 28000000000000 | 26900000000000 | 25500000000000 | 24100000000000 | 22900000000000 | 21700000000000 | 20600000000000 | 19600000000000 | 18700000000000 | 17900000000000 | 17200000000000 | 16500000000000 | 15900000000000 | 15300000000000 | 14800000000000 | 14300000000000 | 13900000000000 | 13500000000000 | 13100000000000 | 12700000000000 | 12500000000000 | 12200000000000 | 11900000000000 | 11700000000000 | 11500000000000 | 11300000000000 | 11100000000000 | 11000000000000 | 10800000000000
BCEU BAU Components Energy Use[commercial,electricity bf,appliances] | NoSettings | 55800000000000 | 55300000000000 | 58200000000000 | 60000000000000 | 61300000000000 | 62200000000000 | 62800000000000 | 63200000000000 | 63300000000000 | 63200000000000 | 63100000000000 | 63000000000000 | 62900000000000 | 62800000000000 | 62700000000000 | 62400000000000 | 62800000000000 | 62800000000000 | 62800000000000 | 62800000000000 | 62700000000000 | 62600000000000 | 62400000000000 | 62100000000000 | 61900000000000 | 61600000000000 | 61300000000000 | 61100000000000 | 60800000000000 | 60500000000000 | 60300000000000
BCEU BAU Components Energy Use[commercial,electricity bf,other component] | NoSettings | 152000000000000 | 149000000000000 | 155000000000000 | 160000000000000 | 164000000000000 | 169000000000000 | 174000000000000 | 179000000000000 | 186000000000000 | 191000000000000 | 196000000000000 | 202000000000000 | 207000000000000 | 213000000000000 | 217000000000000 | 221000000000000 | 226000000000000 | 231000000000000 | 237000000000000 | 241000000000000 | 246000000000000 | 250000000000000 | 255000000000000 | 259000000000000 | 263000000000000 | 267000000000000 | 271000000000000 | 275000000000000 | 279000000000000 | 283000000000000 | 287000000000000
BCEU BAU Components Energy Use[commercial,hard coal bf,heating] | NoSettings | 0 | 0 | 0 | 0 | 0 | 0 | 0 | 0 | 0 | 0 | 0 | 0 | 0 | 0 | 0 | 0 | 0 | 0 | 0 | 0 | 0 | 0 | 0 | 0 | 0 | 0 | 0 | 0 | 0 | 0 | 0
BCEU BAU Components Energy Use[commercial,hard coal bf,cooling and ventilation] | NoSettings | 0 | 0 | 0 | 0 | 0 | 0 | 0 | 0 | 0 | 0 | 0 | 0 | 0 | 0 | 0 | 0 | 0 | 0 | 0 | 0 | 0 | 0 | 0 | 0 | 0 | 0 | 0 | 0 | 0 | 0 | 0
BCEU BAU Components Energy Use[commercial,hard coal bf,envelope] | NoSettings | 0 | 0 | 0 | 0 | 0 | 0 | 0 | 0 | 0 | 0 | 0 | 0 | 0 | 0 | 0 | 0 | 0 | 0 | 0 | 0 | 0 | 0 | 0 | 0 | 0 | 0 | 0 | 0 | 0 | 0 | 0
BCEU BAU Components Energy Use[commercial,hard coal bf,lighting] | NoSettings | 0 | 0 | 0 | 0 | 0 | 0 | 0 | 0 | 0 | 0 | 0 | 0 | 0 | 0 | 0 | 0 | 0 | 0 | 0 | 0 | 0 | 0 | 0 | 0 | 0 | 0 | 0 | 0 | 0 | 0 | 0
BCEU BAU Components Energy Use[commercial,hard coal bf,appliances] | NoSettings | 0 | 0 | 0 | 0 | 0 | 0 | 0 | 0 | 0 | 0 | 0 | 0 | 0 | 0 | 0 | 0 | 0 | 0 | 0 | 0 | 0 | 0 | 0 | 0 | 0 | 0 | 0 | 0 | 0 | 0 | 0
BCEU BAU Components Energy Use[commercial,hard coal bf,other component] | NoSettings | 0 | 0 | 0 | 0 | 0 | 0 | 0 | 0 | 0 | 0 | 0 | 0 | 0 | 0 | 0 | 0 | 0 | 0 | 0 | 0 | 0 | 0 | 0 | 0 | 0 | 0 | 0 | 0 | 0 | 0 | 0
BCEU BAU Components Energy Use[commercial,natural gas bf,heating] | NoSettings | 46500000000000 | 46500000000000 | 47400000000000 | 47300000000000 | 46700000000000 | 45900000000000 | 45000000000000 | 44100000000000 | 43100000000000 | 42200000000000 | 41100000000000 | 40300000000000 | 39300000000000 | 38500000000000 | 37500000000000 | 36700000000000 | 36000000000000 | 35300000000000 | 34600000000000 | 33800000000000 | 33200000000000 | 32400000000000 | 31700000000000 | 31100000000000 | 30600000000000 | 30000000000000 | 29500000000000 | 29000000000000 | 28600000000000 | 28200000000000 | 27900000000000
BCEU BAU Components Energy Use[commercial,natural gas bf,cooling and ventilation] | NoSettings | 736000000000 | 752000000000 | 781000000000 | 794000000000 | 798000000000 | 794000000000 | 785000000000 | 773000000000 | 757000000000 | 739000000000 | 716000000000 | 693000000000 | 667000000000 | 639000000000 | 609000000000 | 579000000000 | 549000000000 | 518000000000 | 486000000000 | 455000000000 | 424000000000 | 396000000000 | 368000000000 | 344000000000 | 323000000000 | 303000000000 | 287000000000 | 273000000000 | 260000000000 | 249000000000 | 240000000000
BCEU BAU Components Energy Use[commercial,natural gas bf,envelope] | NoSettings | 0 | 0 | 0 | 0 | 0 | 0 | 0 | 0 | 0 | 0 | 0 | 0 | 0 | 0 | 0 | 0 | 0 | 0 | 0 | 0 | 0 | 0 | 0 | 0 | 0 | 0 | 0 | 0 | 0 | 0 | 0
BCEU BAU Components Energy Use[commercial,natural gas bf,lighting] | NoSettings | 0 | 0 | 0 | 0 | 0 | 0 | 0 | 0 | 0 | 0 | 0 | 0 | 0 | 0 | 0 | 0 | 0 | 0 | 0 | 0 | 0 | 0 | 0 | 0 | 0 | 0 | 0 | 0 | 0 | 0 | 0
BCEU BAU Components Energy Use[commercial,natural gas bf,appliances] | NoSettings | 81000000000000 | 84100000000000 | 88800000000000 | 91800000000000 | 93900000000000 | 95500000000000 | 96700000000000 | 97600000000000 | 98700000000000 | 99500000000000 | 100000000000000 | 102000000000000 | 102000000000000 | 102000000000000 | 103000000000000 | 104000000000000 | 104000000000000 | 105000000000000 | 106000000000000 | 107000000000000 | 107000000000000 | 108000000000000 | 110000000000000 | 111000000000000 | 113000000000000 | 115000000000000 | 116000000000000 | 117000000000000 | 119000000000000 | 121000000000000 | 122000000000000
BCEU BAU Components Energy Use[commercial,natural gas bf,other component] | NoSettings | 53200000000000 | 52500000000000 | 54200000000000 | 55000000000000 | 55300000000000 | 55100000000000 | 54800000000000 | 54100000000000 | 53400000000000 | 52800000000000 | 52100000000000 | 51500000000000 | 50800000000000 | 50300000000000 | 49500000000000 | 48700000000000 | 48000000000000 | 47300000000000 | 46600000000000 | 46100000000000 | 45600000000000 | 45300000000000 | 44900000000000 | 44500000000000 | 44200000000000 | 43900000000000 | 43700000000000 | 43400000000000 | 43200000000000 | 42900000000000 | 42700000000000
BCEU BAU Components Energy Use[commercial,petroleum diesel bf,heating] | NoSettings | 0 | 0 | 0 | 0 | 0 | 0 | 0 | 0 | 0 | 0 | 0 | 0 | 0 | 0 | 0 | 0 | 0 | 0 | 0 | 0 | 0 | 0 | 0 | 0 | 0 | 0 | 0 | 0 | 0 | 0 | 0
BCEU BAU Components Energy Use[commercial,petroleum diesel bf,cooling and ventilation] | NoSettings | 0 | 0 | 0 | 0 | 0 | 0 | 0 | 0 | 0 | 0 | 0 | 0 | 0 | 0 | 0 | 0 | 0 | 0 | 0 | 0 | 0 | 0 | 0 | 0 | 0 | 0 | 0 | 0 | 0 | 0 | 0
BCEU BAU Components Energy Use[commercial,petroleum diesel bf,envelope] | NoSettings | 0 | 0 | 0 | 0 | 0 | 0 | 0 | 0 | 0 | 0 | 0 | 0 | 0 | 0 | 0 | 0 | 0 | 0 | 0 | 0 | 0 | 0 | 0 | 0 | 0 | 0 | 0 | 0 | 0 | 0 | 0
BCEU BAU Components Energy Use[commercial,petroleum diesel bf,lighting] | NoSettings | 0 | 0 | 0 | 0 | 0 | 0 | 0 | 0 | 0 | 0 | 0 | 0 | 0 | 0 | 0 | 0 | 0 | 0 | 0 | 0 | 0 | 0 | 0 | 0 | 0 | 0 | 0 | 0 | 0 | 0 | 0
BCEU BAU Components Energy Use[commercial,petroleum diesel bf,appliances] | NoSettings | 2300000000 | 2100000000 | 1890000000 | 1700000000 | 1520000000 | 1370000000 | 1230000000 | 1100000000 | 999000000 | 912000000 | 848000000 | 801000000 | 768000000 | 741000000 | 718000000 | 696000000 | 679000000 | 661000000 | 644000000 | 630000000 | 616000000 | 604000000 | 590000000 | 578000000 | 568000000 | 558000000 | 547000000 | 538000000 | 529000000 | 519000000 | 509000000
BCEU BAU Components Energy Use[commercial,petroleum diesel bf,other component] | NoSettings | 20700000000000 | 20700000000000 | 20700000000000 | 20700000000000 | 20600000000000 | 20500000000000 | 20400000000000 | 20300000000000 | 20100000000000 | 19900000000000 | 19700000000000 | 19500000000000 | 19300000000000 | 19100000000000 | 18900000000000 | 18700000000000 | 18500000000000 | 18300000000000 | 18100000000000 | 18000000000000 | 17900000000000 | 17800000000000 | 17700000000000 | 17600000000000 | 17600000000000 | 17600000000000 | 17600000000000 | 17600000000000 | 17600000000000 | 17600000000000 | 17600000000000
BCEU BAU Components Energy Use[commercial,heat bf,heating] | NoSettings | 0 | 0 | 0 | 0 | 0 | 0 | 0 | 0 | 0 | 0 | 0 | 0 | 0 | 0 | 0 | 0 | 0 | 0 | 0 | 0 | 0 | 0 | 0 | 0 | 0 | 0 | 0 | 0 | 0 | 0 | 0
BCEU BAU Components Energy Use[commercial,heat bf,cooling and ventilation] | NoSettings | 0 | 0 | 0 | 0 | 0 | 0 | 0 | 0 | 0 | 0 | 0 | 0 | 0 | 0 | 0 | 0 | 0 | 0 | 0 | 0 | 0 | 0 | 0 | 0 | 0 | 0 | 0 | 0 | 0 | 0 | 0
BCEU BAU Components Energy Use[commercial,heat bf,envelope] | NoSettings | 0 | 0 | 0 | 0 | 0 | 0 | 0 | 0 | 0 | 0 | 0 | 0 | 0 | 0 | 0 | 0 | 0 | 0 | 0 | 0 | 0 | 0 | 0 | 0 | 0 | 0 | 0 | 0 | 0 | 0 | 0
BCEU BAU Components Energy Use[commercial,heat bf,lighting] | NoSettings | 0 | 0 | 0 | 0 | 0 | 0 | 0 | 0 | 0 | 0 | 0 | 0 | 0 | 0 | 0 | 0 | 0 | 0 | 0 | 0 | 0 | 0 | 0 | 0 | 0 | 0 | 0 | 0 | 0 | 0 | 0
BCEU BAU Components Energy Use[commercial,heat bf,appliances] | NoSettings | 0 | 0 | 0 | 0 | 0 | 0 | 0 | 0 | 0 | 0 | 0 | 0 | 0 | 0 | 0 | 0 | 0 | 0 | 0 | 0 | 0 | 0 | 0 | 0 | 0 | 0 | 0 | 0 | 0 | 0 | 0
BCEU BAU Components Energy Use[commercial,heat bf,other component] | NoSettings | 0 | 0 | 0 | 0 | 0 | 0 | 0 | 0 | 0 | 0 | 0 | 0 | 0 | 0 | 0 | 0 | 0 | 0 | 0 | 0 | 0 | 0 | 0 | 0 | 0 | 0 | 0 | 0 | 0 | 0 | 0
BCEU BAU Components Energy Use[commercial,biomass bf,heating] | NoSettings | 3830000000000 | 3830000000000 | 3830000000000 | 3830000000000 | 3830000000000 | 3830000000000 | 3830000000000 | 3830000000000 | 3830000000000 | 3830000000000 | 3830000000000 | 3830000000000 | 3830000000000 | 3830000000000 | 3830000000000 | 3830000000000 | 3830000000000 | 3830000000000 | 3830000000000 | 3830000000000 | 3830000000000 | 3830000000000 | 3830000000000 | 3830000000000 | 3830000000000 | 3830000000000 | 3830000000000 | 3830000000000 | 3830000000000 | 3830000000000 | 3830000000000
BCEU BAU Components Energy Use[commercial,biomass bf,cooling and ventilation] | NoSettings | 0 | 0 | 0 | 0 | 0 | 0 | 0 | 0 | 0 | 0 | 0 | 0 | 0 | 0 | 0 | 0 | 0 | 0 | 0 | 0 | 0 | 0 | 0 | 0 | 0 | 0 | 0 | 0 | 0 | 0 | 0
BCEU BAU Components Energy Use[commercial,biomass bf,envelope] | NoSettings | 0 | 0 | 0 | 0 | 0 | 0 | 0 | 0 | 0 | 0 | 0 | 0 | 0 | 0 | 0 | 0 | 0 | 0 | 0 | 0 | 0 | 0 | 0 | 0 | 0 | 0 | 0 | 0 | 0 | 0 | 0
BCEU BAU Components Energy Use[commercial,biomass bf,lighting] | NoSettings | 0 | 0 | 0 | 0 | 0 | 0 | 0 | 0 | 0 | 0 | 0 | 0 | 0 | 0 | 0 | 0 | 0 | 0 | 0 | 0 | 0 | 0 | 0 | 0 | 0 | 0 | 0 | 0 | 0 | 0 | 0
BCEU BAU Components Energy Use[commercial,biomass bf,appliances] | NoSettings | 0 | 0 | 0 | 0 | 0 | 0 | 0 | 0 | 0 | 0 | 0 | 0 | 0 | 0 | 0 | 0 | 0 | 0 | 0 | 0 | 0 | 0 | 0 | 0 | 0 | 0 | 0 | 0 | 0 | 0 | 0
BCEU BAU Components Energy Use[commercial,biomass bf,other component] | NoSettings | 0 | 0 | 0 | 0 | 0 | 0 | 0 | 0 | 0 | 0 | 0 | 0 | 0 | 0 | 0 | 0 | 0 | 0 | 0 | 0 | 0 | 0 | 0 | 0 | 0 | 0 | 0 | 0 | 0 | 0 | 0
BCEU BAU Components Energy Use[commercial,kerosene bf,heating] | NoSettings | 0 | 0 | 0 | 0 | 0 | 0 | 0 | 0 | 0 | 0 | 0 | 0 | 0 | 0 | 0 | 0 | 0 | 0 | 0 | 0 | 0 | 0 | 0 | 0 | 0 | 0 | 0 | 0 | 0 | 0 | 0
BCEU BAU Components Energy Use[commercial,kerosene bf,cooling and ventilation] | NoSettings | 0 | 0 | 0 | 0 | 0 | 0 | 0 | 0 | 0 | 0 | 0 | 0 | 0 | 0 | 0 | 0 | 0 | 0 | 0 | 0 | 0 | 0 | 0 | 0 | 0 | 0 | 0 | 0 | 0 | 0 | 0
BCEU BAU Components Energy Use[commercial,kerosene bf,envelope] | NoSettings | 0 | 0 | 0 | 0 | 0 | 0 | 0 | 0 | 0 | 0 | 0 | 0 | 0 | 0 | 0 | 0 | 0 | 0 | 0 | 0 | 0 | 0 | 0 | 0 | 0 | 0 | 0 | 0 | 0 | 0 | 0
BCEU BAU Components Energy Use[commercial,kerosene bf,lighting] | NoSettings | 0 | 0 | 0 | 0 | 0 | 0 | 0 | 0 | 0 | 0 | 0 | 0 | 0 | 0 | 0 | 0 | 0 | 0 | 0 | 0 | 0 | 0 | 0 | 0 | 0 | 0 | 0 | 0 | 0 | 0 | 0
BCEU BAU Components Energy Use[commercial,kerosene bf,appliances] | NoSettings | 0 | 0 | 0 | 0 | 0 | 0 | 0 | 0 | 0 | 0 | 0 | 0 | 0 | 0 | 0 | 0 | 0 | 0 | 0 | 0 | 0 | 0 | 0 | 0 | 0 | 0 | 0 | 0 | 0 | 0 | 0
BCEU BAU Components Energy Use[commercial,kerosene bf,other component] | NoSettings | 0 | 0 | 0 | 0 | 0 | 0 | 0 | 0 | 0 | 0 | 0 | 0 | 0 | 0 | 0 | 0 | 0 | 0 | 0 | 0 | 0 | 0 | 0 | 0 | 0 | 0 | 0 | 0 | 0 | 0 | 0
BCEU BAU Components Energy Use[commercial,heavy or residual fuel oil bf,heating] | NoSettings | 0 | 0 | 0 | 0 | 0 | 0 | 0 | 0 | 0 | 0 | 0 | 0 | 0 | 0 | 0 | 0 | 0 | 0 | 0 | 0 | 0 | 0 | 0 | 0 | 0 | 0 | 0 | 0 | 0 | 0 | 0
BCEU BAU Components Energy Use[commercial,heavy or residual fuel oil bf,cooling and ventilation] | NoSettings | 0 | 0 | 0 | 0 | 0 | 0 | 0 | 0 | 0 | 0 | 0 | 0 | 0 | 0 | 0 | 0 | 0 | 0 | 0 | 0 | 0 | 0 | 0 | 0 | 0 | 0 | 0 | 0 | 0 | 0 | 0
BCEU BAU Components Energy Use[commercial,heavy or residual fuel oil bf,envelope] | NoSettings | 0 | 0 | 0 | 0 | 0 | 0 | 0 | 0 | 0 | 0 | 0 | 0 | 0 | 0 | 0 | 0 | 0 | 0 | 0 | 0 | 0 | 0 | 0 | 0 | 0 | 0 | 0 | 0 | 0 | 0 | 0
BCEU BAU Components Energy Use[commercial,heavy or residual fuel oil bf,lighting] | NoSettings | 0 | 0 | 0 | 0 | 0 | 0 | 0 | 0 | 0 | 0 | 0 | 0 | 0 | 0 | 0 | 0 | 0 | 0 | 0 | 0 | 0 | 0 | 0 | 0 | 0 | 0 | 0 | 0 | 0 | 0 | 0
BCEU BAU Components Energy Use[commercial,heavy or residual fuel oil bf,appliances] | NoSettings | 0 | 0 | 0 | 0 | 0 | 0 | 0 | 0 | 0 | 0 | 0 | 0 | 0 | 0 | 0 | 0 | 0 | 0 | 0 | 0 | 0 | 0 | 0 | 0 | 0 | 0 | 0 | 0 | 0 | 0 | 0
BCEU BAU Components Energy Use[commercial,heavy or residual fuel oil bf,other component] | NoSettings | 0 | 0 | 0 | 0 | 0 | 0 | 0 | 0 | 0 | 0 | 0 | 0 | 0 | 0 | 0 | 0 | 0 | 0 | 0 | 0 | 0 | 0 | 0 | 0 | 0 | 0 | 0 | 0 | 0 | 0 | 0
BCEU BAU Components Energy Use[commercial,LPG propane or butane bf,heating] | NoSettings | 13300000000000 | 13300000000000 | 13300000000000 | 13300000000000 | 13300000000000 | 13200000000000 | 13100000000000 | 13100000000000 | 13000000000000 | 12900000000000 | 12800000000000 | 12700000000000 | 12600000000000 | 12500000000000 | 12400000000000 | 12300000000000 | 12200000000000 | 12100000000000 | 12000000000000 | 11900000000000 | 11800000000000 | 11700000000000 | 11600000000000 | 11500000000000 | 11400000000000 | 11400000000000 | 11300000000000 | 11300000000000 | 11300000000000 | 11300000000000 | 11300000000000
BCEU BAU Components Energy Use[commercial,LPG propane or butane bf,cooling and ventilation] | NoSettings | 0 | 0 | 0 | 0 | 0 | 0 | 0 | 0 | 0 | 0 | 0 | 0 | 0 | 0 | 0 | 0 | 0 | 0 | 0 | 0 | 0 | 0 | 0 | 0 | 0 | 0 | 0 | 0 | 0 | 0 | 0
BCEU BAU Components Energy Use[commercial,LPG propane or butane bf,envelope] | NoSettings | 0 | 0 | 0 | 0 | 0 | 0 | 0 | 0 | 0 | 0 | 0 | 0 | 0 | 0 | 0 | 0 | 0 | 0 | 0 | 0 | 0 | 0 | 0 | 0 | 0 | 0 | 0 | 0 | 0 | 0 | 0
BCEU BAU Components Energy Use[commercial,LPG propane or butane bf,lighting] | NoSettings | 0 | 0 | 0 | 0 | 0 | 0 | 0 | 0 | 0 | 0 | 0 | 0 | 0 | 0 | 0 | 0 | 0 | 0 | 0 | 0 | 0 | 0 | 0 | 0 | 0 | 0 | 0 | 0 | 0 | 0 | 0
BCEU BAU Components Energy Use[commercial,LPG propane or butane bf,appliances] | NoSettings | 0 | 0 | 0 | 0 | 0 | 0 | 0 | 0 | 0 | 0 | 0 | 0 | 0 | 0 | 0 | 0 | 0 | 0 | 0 | 0 | 0 | 0 | 0 | 0 | 0 | 0 | 0 | 0 | 0 | 0 | 0
BCEU BAU Components Energy Use[commercial,LPG propane or butane bf,other component] | NoSettings | 0 | 0 | 0 | 0 | 0 | 0 | 0 | 0 | 0 | 0 | 0 | 0 | 0 | 0 | 0 | 0 | 0 | 0 | 0 | 0 | 0 | 0 | 0 | 0 | 0 | 0 | 0 | 0 | 0 | 0 | 0
BCEU BAU Components Energy Use[commercial,hydrogen bf,heating] | NoSettings | 0 | 0 | 0 | 0 | 0 | 0 | 0 | 0 | 0 | 0 | 0 | 0 | 0 | 0 | 0 | 0 | 0 | 0 | 0 | 0 | 0 | 0 | 0 | 0 | 0 | 0 | 0 | 0 | 0 | 0 | 0
BCEU BAU Components Energy Use[commercial,hydrogen bf,cooling and ventilation] | NoSettings | 0 | 0 | 0 | 0 | 0 | 0 | 0 | 0 | 0 | 0 | 0 | 0 | 0 | 0 | 0 | 0 | 0 | 0 | 0 | 0 | 0 | 0 | 0 | 0 | 0 | 0 | 0 | 0 | 0 | 0 | 0
BCEU BAU Components Energy Use[commercial,hydrogen bf,envelope] | NoSettings | 0 | 0 | 0 | 0 | 0 | 0 | 0 | 0 | 0 | 0 | 0 | 0 | 0 | 0 | 0 | 0 | 0 | 0 | 0 | 0 | 0 | 0 | 0 | 0 | 0 | 0 | 0 | 0 | 0 | 0 | 0
BCEU BAU Components Energy Use[commercial,hydrogen bf,lighting] | NoSettings | 0 | 0 | 0 | 0 | 0 | 0 | 0 | 0 | 0 | 0 | 0 | 0 | 0 | 0 | 0 | 0 | 0 | 0 | 0 | 0 | 0 | 0 | 0 | 0 | 0 | 0 | 0 | 0 | 0 | 0 | 0
BCEU BAU Components Energy Use[commercial,hydrogen bf,appliances] | NoSettings | 0 | 0 | 0 | 0 | 0 | 0 | 0 | 0 | 0 | 0 | 0 | 0 | 0 | 0 | 0 | 0 | 0 | 0 | 0 | 0 | 0 | 0 | 0 | 0 | 0 | 0 | 0 | 0 | 0 | 0 | 0
BCEU BAU Components Energy Use[commercial,hydrogen bf,other component] | NoSettings | 0 | 0 | 0 | 0 | 0 | 0 | 0 | 0 | 0 | 0 | 0 | 0 | 0 | 0 | 0 | 0 | 0 | 0 | 0 | 0 | 0 | 0 | 0 | 0 | 0 | 0 | 0 | 0 | 0 | 0 | 0
Output Process Emissions in CO2e by Industry[agriculture and forestry 01T03] | NoSettings | 30.4434 | 30.3321 | 30.441 | 28.1963 | 26.0013 | 23.7959 | 22.9128 | 22.0244 | 21.1333 | 20.2494 | 19.3627 | 19.1663 | 18.968 | 18.7747 | 18.5824 | 18.3921 | 18.2019 | 18.0078 | 17.8152 | 17.6229 | 17.4295 | 17.2436 | 17.053 | 16.8684 | 16.6775 | 16.4929 | 16.5468 | 16.5961 | 16.6504 | 16.7068 | 16.7644
Output Process Emissions in CO2e by Industry[coal mining 05] | NoSettings | 0 | 0 | 0 | 0 | 0 | 0 | 0 | 0 | 0 | 0 | 0 | 0 | 0 | 0 | 0 | 0 | 0 | 0 | 0 | 0 | 0 | 0 | 0 | 0 | 0 | 0 | 0 | 0 | 0 | 0 | 0
Output Process Emissions in CO2e by Industry[oil and gas extraction 06] | NoSettings | 2.5713 | 2.4441 | 2.483 | 2.5132 | 2.5028 | 2.4947 | 2.4753 | 2.4424 | 2.4074 | 2.3737 | 2.3473 | 2.3475 | 2.3427 | 2.3472 | 2.3473 | 2.3368 | 2.3252 | 2.3206 | 2.3179 | 2.3124 | 2.3123 | 2.3155 | 2.3257 | 2.3413 | 2.3428 | 2.341 | 2.3556 | 2.3596 | 2.3705 | 2.3771 | 2.3831
Output Process Emissions in CO2e by Industry[other mining and quarrying 07T08] | NoSettings | 0.022977 | 0.024169 | 0.02537 | 0.025686 | 0.025981 | 0.026784 | 0.027256 | 0.027513 | 0.027772 | 0.028022 | 0.028443 | 0.028859 | 0.02921 | 0.02975 | 0.030135 | 0.030344 | 0.030498 | 0.030735 | 0.031043 | 0.031445 | 0.031863 | 0.032285 | 0.032805 | 0.033506 | 0.034081 | 0.034343 | 0.035069 | 0.035551 | 0.036142 | 0.036688 | 0.037233
Output Process Emissions in CO2e by Industry[food beverage and tobacco 10T12] | NoSettings | 0.054503 | 0.054473 | 0.058476 | 0.060776 | 0.064452 | 0.068238 | 0.069006 | 0.069728 | 0.070482 | 0.071241 | 0.071866 | 0.07262 | 0.073453 | 0.074123 | 0.074834 | 0.07583 | 0.076641 | 0.077399 | 0.078153 | 0.078986 | 0.079789 | 0.080803 | 0.081728 | 0.082685 | 0.083694 | 0.084713 | 0.08596 | 0.087164 | 0.088332 | 0.089584 | 0.091038
Output Process Emissions in CO2e by Industry[textiles apparel and leather 13T15] | NoSettings | 0.00039379 | 0.00038837 | 0.0004326 | 0.00043746 | 0.00045533 | 0.00046781 | 0.00047439 | 0.00048018 | 0.00048735 | 0.00049349 | 0.0005014 | 0.0005108 | 0.0005193 | 0.00052501 | 0.00053135 | 0.00053964 | 0.00054619 | 0.00055117 | 0.00055816 | 0.00056474 | 0.00057505 | 0.00058476 | 0.00059358 | 0.00060207 | 0.00061024 | 0.00061843 | 0.00062957 | 0.00063962 | 0.00064796 | 0.00065584 | 0.00066599
Output Process Emissions in CO2e by Industry[wood products 16] | NoSettings | 0.020123 | 0.021022 | 0.022285 | 0.021891 | 0.022347 | 0.022567 | 0.022675 | 0.022983 | 0.023405 | 0.023775 | 0.024285 | 0.024704 | 0.024986 | 0.025162 | 0.025371 | 0.025489 | 0.02544 | 0.025495 | 0.025672 | 0.025774 | 0.025805 | 0.025912 | 0.026087 | 0.02635 | 0.026685 | 0.026848 | 0.026998 | 0.027221 | 0.027431 | 0.027702 | 0.027966
Output Process Emissions in CO2e by Industry[pulp paper and printing 17T18] | NoSettings | 0.027918 | 0.031657 | 0.03201 | 0.032379 | 0.033463 | 0.034145 | 0.034249 | 0.034516 | 0.034622 | 0.03468 | 0.034907 | 0.035092 | 0.035196 | 0.035125 | 0.035203 | 0.035222 | 0.035169 | 0.035195 | 0.035226 | 0.03522 | 0.035221 | 0.035226 | 0.035382 | 0.035487 | 0.0356 | 0.03565 | 0.035818 | 0.036034 | 0.036198 | 0.036416 | 0.036676
Output Process Emissions in CO2e by Industry[refined petroleum and coke 19] | NoSettings | 4.5363 | 4.5774 | 4.5465 | 4.3182 | 4.1196 | 3.913 | 3.813 | 3.7245 | 3.6253 | 3.5284 | 3.4299 | 3.4101 | 3.391 | 3.3684 | 3.349 | 3.3346 | 3.3294 | 3.3194 | 3.3083 | 3.2969 | 3.2861 | 3.276 | 3.2643 | 3.2456 | 3.2322 | 3.2206 | 3.222 | 3.2218 | 3.2223 | 3.2223 | 3.2229
Output Process Emissions in CO2e by Industry[chemicals 20] | NoSettings | 21.9186 | 21.9212 | 21.9272 | 20.2217 | 18.5142 | 16.8145 | 15.7543 | 14.6934 | 13.6334 | 12.566 | 11.5084 | 11.5065 | 11.5057 | 11.5143 | 11.5131 | 11.512 | 11.5111 | 11.5098 | 11.5174 | 11.515 | 11.5129 | 11.397 | 11.272 | 11.1566 | 11.0312 | 10.9155 | 11.0267 | 11.1276 | 11.2386 | 11.3499 | 11.4609
Output Process Emissions in CO2e by Industry[rubber and plastic products 22] | NoSettings | 0 | 0 | 0 | 0 | 0 | 0 | 0 | 0 | 0 | 0 | 0 | 0 | 0 | 0 | 0 | 0 | 0 | 0 | 0 | 0 | 0 | 0 | 0 | 0 | 0 | 0 | 0 | 0 | 0 | 0 | 0
Output Process Emissions in CO2e by Industry[glass and glass products 231] | NoSettings | 0 | 0 | 0 | 0 | 0 | 0 | 0 | 0 | 0 | 0 | 0 | 0 | 0 | 0 | 0 | 0 | 0 | 0 | 0 | 0 | 0 | 0 | 0 | 0 | 0 | 0 | 0 | 0 | 0 | 0 | 0
Output Process Emissions in CO2e by Industry[cement and other nonmetallic minerals 239] | NoSettings | 5.4455 | 5.5155 | 5.4482 | 5.1576 | 4.8806 | 4.5925 | 4.4573 | 4.3257 | 4.1559 | 3.99 | 3.823 | 3.7486 | 3.6757 | 3.5971 | 3.5169 | 3.4547 | 3.4455 | 3.4334 | 3.4182 | 3.4032 | 3.3886 | 3.375 | 3.3587 | 3.3356 | 3.316 | 3.3032 | 3.3015 | 3.3007 | 3.2998 | 3.2986 | 3.2967
Output Process Emissions in CO2e by Industry[iron and steel 241] | NoSettings | 0.0011095 | 0.0011528 | 0.0012875 | 0.0010967 | 0.0011574 | 0.0012929 | 0.001298 | 0.0013156 | 0.0013333 | 0.0013791 | 0.0014111 | 0.0013885 | 0.0013515 | 0.0013151 | 0.0012785 | 0.0012572 | 0.0012435 | 0.0012414 | 0.0012481 | 0.0012486 | 0.0012342 | 0.001237 | 0.0012613 | 0.0012794 | 0.0012728 | 0.0012726 | 0.0012762 | 0.0012775 | 0.0012854 | 0.0012901 | 0.0013122
Output Process Emissions in CO2e by Industry[other metals 242] | NoSettings | 0.0040083 | 0.0043021 | 0.0044246 | 0.0042445 | 0.0042622 | 0.0043577 | 0.0043264 | 0.0043234 | 0.0043263 | 0.0043285 | 0.0043428 | 0.0043573 | 0.004394 | 0.0044236 | 0.0044589 | 0.0044965 | 0.0045295 | 0.0045614 | 0.0045955 | 0.0046301 | 0.0046503 | 0.0046786 | 0.0047105 | 0.0047385 | 0.0047515 | 0.0047638 | 0.0047758 | 0.0047895 | 0.0047857 | 0.0047798 | 0.0047932
Output Process Emissions in CO2e by Industry[metal products except machinery and vehicles 25] | NoSettings | 0.0010435 | 0.0010939 | 0.0011578 | 0.0011409 | 0.0011618 | 0.0011811 | 0.0011946 | 0.0012121 | 0.0012301 | 0.0012451 | 0.0012665 | 0.0012894 | 0.00131 | 0.0013234 | 0.0013381 | 0.001349 | 0.0013554 | 0.001364 | 0.0013747 | 0.0013846 | 0.0013891 | 0.0013991 | 0.0014144 | 0.0014337 | 0.0014562 | 0.0014671 | 0.0014796 | 0.0014986 | 0.0015124 | 0.0015279 | 0.0015462
Output Process Emissions in CO2e by Industry[computers and electronics 26] | NoSettings | 0.0047261 | 0.0047052 | 0.0049647 | 0.0050161 | 0.0052175 | 0.0054441 | 0.0055268 | 0.0055991 | 0.0056594 | 0.0057224 | 0.0058168 | 0.0059024 | 0.0059989 | 0.0060598 | 0.0061238 | 0.0062086 | 0.0062838 | 0.0063578 | 0.0064332 | 0.0065105 | 0.006591 | 0.0066926 | 0.006793 | 0.006904 | 0.0070135 | 0.0071122 | 0.0072179 | 0.007325 | 0.0074193 | 0.0075208 | 0.0076442
Output Process Emissions in CO2e by Industry[appliances and electrical equipment 27] | NoSettings | 0 | 0 | 0 | 0 | 0 | 0 | 0 | 0 | 0 | 0 | 0 | 0 | 0 | 0 | 0 | 0 | 0 | 0 | 0 | 0 | 0 | 0 | 0 | 0 | 0 | 0 | 0 | 0 | 0 | 0 | 0
Output Process Emissions in CO2e by Industry[other machinery 28] | NoSettings | 0.0010877 | 0.0011524 | 0.0012339 | 0.0012429 | 0.0012855 | 0.0013294 | 0.0013569 | 0.0013849 | 0.0014074 | 0.0014232 | 0.0014463 | 0.0014738 | 0.0014946 | 0.0015072 | 0.001523 | 0.0015373 | 0.0015498 | 0.0015657 | 0.0015859 | 0.0016051 | 0.0016208 | 0.0016441 | 0.0016736 | 0.0017057 | 0.0017387 | 0.0017574 | 0.0017793 | 0.0018108 | 0.0018308 | 0.0018516 | 0.0018805
Output Process Emissions in CO2e by Industry[road vehicles 29] | NoSettings | 9.3609e-05 | 0.00010008 | 0.000106 | 0.00010688 | 0.00011078 | 0.00011377 | 0.00011519 | 0.0001175 | 0.00011907 | 0.00012058 | 0.00012258 | 0.00012477 | 0.00012703 | 0.00012855 | 0.00013024 | 0.00013219 | 0.00013387 | 0.00013557 | 0.00013754 | 0.00013947 | 0.00014136 | 0.00014356 | 0.00014589 | 0.00014852 | 0.00015131 | 0.00015355 | 0.00015586 | 0.0001582 | 0.0001605 | 0.00016286 | 0.00016562
Output Process Emissions in CO2e by Industry[nonroad vehicles 30] | NoSettings | 0.0018499 | 0.0019187 | 0.0020085 | 0.0019972 | 0.0020487 | 0.0021216 | 0.0021476 | 0.0021903 | 0.0022198 | 0.0022485 | 0.0022851 | 0.0023265 | 0.0023685 | 0.0023962 | 0.0024278 | 0.0024648 | 0.002496 | 0.0025277 | 0.002564 | 0.0026005 | 0.0026357 | 0.0026766 | 0.0027205 | 0.0027689 | 0.0028211 | 0.002863 | 0.0029057 | 0.0029499 | 0.0029926 | 0.0030364 | 0.0030883
Output Process Emissions in CO2e by Industry[other manufacturing 31T33] | NoSettings | 0.0025803 | 0.0022967 | 0.002511 | 0.0026962 | 0.0028756 | 0.0029894 | 0.0030186 | 0.003057 | 0.003073 | 0.0031421 | 0.0032076 | 0.0032645 | 0.0033215 | 0.0033458 | 0.00338 | 0.003426 | 0.003458 | 0.0034993 | 0.0035372 | 0.0035874 | 0.0036539 | 0.0037118 | 0.0037597 | 0.0038148 | 0.0038757 | 0.0039274 | 0.0039797 | 0.0040318 | 0.0040742 | 0.0040992 | 0.0041464
Output Process Emissions in CO2e by Industry[energy pipelines and gas processing 352T353] | NoSettings | 4.9008 | 4.8151 | 4.8625 | 4.7513 | 4.5926 | 4.4435 | 4.3609 | 4.2604 | 4.1659 | 4.0673 | 3.9691 | 3.958 | 3.9443 | 3.938 | 3.9274 | 3.9067 | 3.8832 | 3.8669 | 3.8537 | 3.8429 | 3.8296 | 3.8223 | 3.8228 | 3.8332 | 3.8361 | 3.8297 | 3.8482 | 3.8717 | 3.8883 | 3.9049 | 3.9039
Output Process Emissions in CO2e by Industry[water and waste 36T39] | NoSettings | 9.8804 | 9.88 | 9.8805 | 9.8134 | 9.7462 | 9.6795 | 9.5816 | 9.4841 | 9.3869 | 9.2887 | 9.1906 | 9.0937 | 8.9961 | 8.9014 | 8.8045 | 8.7063 | 8.6286 | 8.5511 | 8.4756 | 8.3975 | 8.32 | 8.243 | 8.1655 | 8.0879 | 8.01 | 7.9324 | 7.9635 | 7.995 | 8.0255 | 8.0567 | 8.0906
Output Process Emissions in CO2e by Industry[construction 41T43] | NoSettings | 0 | 0 | 0 | 0 | 0 | 0 | 0 | 0 | 0 | 0 | 0 | 0 | 0 | 0 | 0 | 0 | 0 | 0 | 0 | 0 | 0 | 0 | 0 | 0 | 0 | 0 | 0 | 0 | 0 | 0 | 0
Output Total CO2e Emissions by Sector[transportation sector] | NoSettings | 145.647 | 160.973 | 159.972 | 158.576 | 155.853 | 152.749 | 149.491 | 146.22 | 143.049 | 139.775 | 136.172 | 132.833 | 129.32 | 126.214 | 122.892 | 119.714 | 116.324 | 112.728 | 108.909 | 104.78 | 100.534 | 96.1959 | 92.0006 | 87.8599 | 84.0602 | 80.5897 | 77.5964 | 74.9922 | 72.767 | 71.0168 | 69.4924
Output Total CO2e Emissions by Sector[electricity sector] | NoSettings | 51.0894 | 54.4609 | 49.3398 | 44.0797 | 41.7989 | 41.5985 | 37.5658 | 37.0725 | 35.5082 | 33.7609 | 31.3817 | 29.4333 | 28.54 | 26.709 | 26.8429 | 25.7707 | 23.4711 | 23.9825 | 24.1945 | 23.1393 | 22.7285 | 17.0771 | 17.3267 | 15.6767 | 12.7144 | 7.4757 | 4.9175 | 4.9211 | 4.9199 | 4.9215 | 4.9222
Output Total CO2e Emissions by Sector[residential buildings sector] | NoSettings | 26.5312 | 27.3222 | 27.3117 | 27.3653 | 27.2978 | 27.2889 | 27.2021 | 27.09 | 26.9554 | 26.7548 | 26.4999 | 26.2993 | 25.9882 | 25.7916 | 25.4861 | 25.1907 | 24.9913 | 24.799 | 24.5518 | 24.4673 | 24.2318 | 24.0984 | 24.0251 | 23.9599 | 23.9444 | 23.8879 | 23.8642 | 23.8535 | 23.8431 | 23.8923 | 23.9361
Output Total CO2e Emissions by Sector[commercial buildings sector] | NoSettings | 11.9569 | 12.0849 | 12.4732 | 12.6699 | 12.7581 | 12.7761 | 12.7621 | 12.717 | 12.6634 | 12.6045 | 12.5135 | 12.5231 | 12.4107 | 12.3195 | 12.2546 | 12.2003 | 12.1036 | 12.0598 | 12.016 | 11.985 | 11.9115 | 11.8912 | 11.9239 | 11.9091 | 11.9654 | 12.0226 | 12.0316 | 12.0414 | 12.1149 | 12.1832 | 12.2092
Output Total CO2e Emissions by Sector[industry sector] | NoSettings | 153.092 | 156.747 | 156.963 | 153.495 | 149.4 | 145.439 | 143.085 | 140.617 | 137.777 | 134.861 | 131.954 | 131.308 | 130.447 | 130.046 | 129.498 | 128.891 | 128.625 | 128.304 | 128.175 | 128.039 | 127.67 | 127.186 | 126.955 | 126.874 | 126.755 | 124.898 | 125.726 | 125.864 | 126.016 | 126.164 | 126.314
Output Total CO2e Emissions by Sector[district heat and hydrogen sector] | NoSettings | 0.012912 | 0.013769 | 0.012752 | 0.011635 | 0.010424 | 0.0091478 | 0.0078376 | 0.0065405 | 0.0052325 | 0.0039198 | 0.0043346 | 0.010036 | 0.017872 | 0.029242 | 0.046636 | 0.072275 | 0.10847 | 0.15955 | 0.22807 | 0.31457 | 0.42562 | 0.56174 | 0.72962 | 0.93177 | 1.1813 | 1.4795 | 1.8374 | 2.2679 | 2.7778 | 3.3802 | 4.0946
Output Total CO2e Emissions by Sector[LULUCF sector] | NoSettings | 109.997 | 65.4876 | 50.9965 | 42.8563 | 37.1197 | 32.6207 | 29.0442 | 25.9821 | 23.3294 | 20.9836 | 18.8432 | 18.8432 | 18.8432 | 18.8432 | 18.8432 | 18.8432 | 18.8432 | 18.8432 | 18.8432 | 18.8432 | 18.8432 | 18.8432 | 18.8432 | 18.8432 | 18.8432 | 18.8432 | 18.8432 | 18.8432 | 18.8432 | 18.8432 | 18.8432
Output Total CO2e Emissions by Sector[geoengineering sector] | NoSettings | 0 | 0 | 0 | 0 | 0 | 0 | 0 | 0 | 0 | 0 | 0 | 0 | 0 | 0 | 0 | 0 | 0 | 0 | 0 | 0 | 0 | 0 | 0 | 0 | 0 | 0 | 0 | 0 | 0 | 0 | 0
Pollutant Emissions from Imported Electricity[CO2,hard coal es] | NoSettings | 9920040000000 | 7932010000000 | 5954030000000 | 3966010000000 | 1988020000000 | 0 | 0 | 0 | 0 | 0 | 0 | 0 | 0 | 0 | 0 | 0 | 0 | 0 | 0 | 0 | 0 | 0 | 0 | 0 | 0 | 0 | 0 | 0 | 0 | 0 | 0
Pollutant Emissions from Imported Electricity[CO2,natural gas nonpeaker es] | NoSettings | 8003650000000 | 7736860000000 | 7403370000000 | 7069890000000 | 6736400000000 | 6422930000000 | 6102780000000 | 5782640000000 | 5462490000000 | 5142340000000 | 4822200000000 | 4495380000000 | 4175240000000 | 3855090000000 | 3534940000000 | 3214800000000 | 2894650000000 | 2567840000000 | 2247690000000 | 1927550000000 | 1607400000000 | 1287250000000 | 967107000000 | 642293000000 | 321480000000 | 0 | 0 | 0 | 0 | 0 | 0
Pollutant Emissions from Imported Electricity[CO2,nuclear es] | NoSettings | 0 | 0 | 0 | 0 | 0 | 0 | 0 | 0 | 0 | 0 | 0 | 0 | 0 | 0 | 0 | 0 | 0 | 0 | 0 | 0 | 0 | 0 | 0 | 0 | 0 | 0 | 0 | 0 | 0 | 0 | 0
Pollutant Emissions from Imported Electricity[CO2,hydro es] | NoSettings | 0 | 0 | 0 | 0 | 0 | 0 | 0 | 0 | 0 | 0 | 0 | 0 | 0 | 0 | 0 | 0 | 0 | 0 | 0 | 0 | 0 | 0 | 0 | 0 | 0 | 0 | 0 | 0 | 0 | 0 | 0
Pollutant Emissions from Imported Electricity[CO2,onshore wind es] | NoSettings | 0 | 0 | 0 | 0 | 0 | 0 | 0 | 0 | 0 | 0 | 0 | 0 | 0 | 0 | 0 | 0 | 0 | 0 | 0 | 0 | 0 | 0 | 0 | 0 | 0 | 0 | 0 | 0 | 0 | 0 | 0
Pollutant Emissions from Imported Electricity[CO2,solar PV es] | NoSettings | 0 | 0 | 0 | 0 | 0 | 0 | 0 | 0 | 0 | 0 | 0 | 0 | 0 | 0 | 0 | 0 | 0 | 0 | 0 | 0 | 0 | 0 | 0 | 0 | 0 | 0 | 0 | 0 | 0 | 0 | 0
Pollutant Emissions from Imported Electricity[CO2,solar thermal es] | NoSettings | 0 | 0 | 0 | 0 | 0 | 0 | 0 | 0 | 0 | 0 | 0 | 0 | 0 | 0 | 0 | 0 | 0 | 0 | 0 | 0 | 0 | 0 | 0 | 0 | 0 | 0 | 0 | 0 | 0 | 0 | 0
Pollutant Emissions from Imported Electricity[CO2,biomass es] | NoSettings | 0 | 0 | 0 | 0 | 0 | 0 | 0 | 0 | 0 | 0 | 0 | 0 | 0 | 0 | 0 | 0 | 0 | 0 | 0 | 0 | 0 | 0 | 0 | 0 | 0 | 0 | 0 | 0 | 0 | 0 | 0
Pollutant Emissions from Imported Electricity[CO2,geothermal es] | NoSettings | 0 | 0 | 0 | 0 | 0 | 0 | 0 | 0 | 0 | 0 | 0 | 0 | 0 | 0 | 0 | 0 | 0 | 0 | 0 | 0 | 0 | 0 | 0 | 0 | 0 | 0 | 0 | 0 | 0 | 0 | 0
Pollutant Emissions from Imported Electricity[CO2,petroleum es] | NoSettings | 148542000000 | 142766000000 | 136989000000 | 131212000000 | 125436000000 | 118834000000 | 113057000000 | 107281000000 | 101504000000 | 94902100000 | 89125400000 | 83348800000 | 77407100000 | 71465400000 | 65523700000 | 59582000000 | 53640300000 | 47616100000 | 41674400000 | 35732700000 | 29791000000 | 23849300000 | 17907600000 | 11883400000 | 5958200000 | 0 | 0 | 0 | 0 | 0 | 0
Pollutant Emissions from Imported Electricity[CO2,natural gas peaker es] | NoSettings | 0 | 0 | 0 | 0 | 0 | 0 | 0 | 0 | 0 | 0 | 0 | 0 | 0 | 0 | 0 | 0 | 0 | 0 | 0 | 0 | 0 | 0 | 0 | 0 | 0 | 0 | 0 | 0 | 0 | 0 | 0
Pollutant Emissions from Imported Electricity[CO2,lignite es] | NoSettings | 0 | 0 | 0 | 0 | 0 | 0 | 0 | 0 | 0 | 0 | 0 | 0 | 0 | 0 | 0 | 0 | 0 | 0 | 0 | 0 | 0 | 0 | 0 | 0 | 0 | 0 | 0 | 0 | 0 | 0 | 0
Pollutant Emissions from Imported Electricity[CO2,offshore wind es] | NoSettings | 0 | 0 | 0 | 0 | 0 | 0 | 0 | 0 | 0 | 0 | 0 | 0 | 0 | 0 | 0 | 0 | 0 | 0 | 0 | 0 | 0 | 0 | 0 | 0 | 0 | 0 | 0 | 0 | 0 | 0 | 0
Pollutant Emissions from Imported Electricity[CO2,crude oil es] | NoSettings | 0 | 0 | 0 | 0 | 0 | 0 | 0 | 0 | 0 | 0 | 0 | 0 | 0 | 0 | 0 | 0 | 0 | 0 | 0 | 0 | 0 | 0 | 0 | 0 | 0 | 0 | 0 | 0 | 0 | 0 | 0
Pollutant Emissions from Imported Electricity[CO2,heavy or residual fuel oil es] | NoSettings | 0 | 0 | 0 | 0 | 0 | 0 | 0 | 0 | 0 | 0 | 0 | 0 | 0 | 0 | 0 | 0 | 0 | 0 | 0 | 0 | 0 | 0 | 0 | 0 | 0 | 0 | 0 | 0 | 0 | 0 | 0
Pollutant Emissions from Imported Electricity[CO2,municipal solid waste es] | NoSettings | 0 | 0 | 0 | 0 | 0 | 0 | 0 | 0 | 0 | 0 | 0 | 0 | 0 | 0 | 0 | 0 | 0 | 0 | 0 | 0 | 0 | 0 | 0 | 0 | 0 | 0 | 0 | 0 | 0 | 0 | 0
Pollutant Emissions from Imported Electricity[VOC,hard coal es] | NoSettings | 87963500 | 70335200 | 52795900 | 35167600 | 17628300 | 0 | 0 | 0 | 0 | 0 | 0 | 0 | 0 | 0 | 0 | 0 | 0 | 0 | 0 | 0 | 0 | 0 | 0 | 0 | 0 | 0 | 0 | 0 | 0 | 0 | 0
Pollutant Emissions from Imported Electricity[VOC,natural gas nonpeaker es] | NoSettings | 72856400 | 70427900 | 67392200 | 64356500 | 61320800 | 58467300 | 55553000 | 52638800 | 49724500 | 46810300 | 43896000 | 40921000 | 38006800 | 35092500 | 32178300 | 29264000 | 26349700 | 23374800 | 20460500 | 17546300 | 14632000 | 11717700 | 8803480 | 5846730 | 2926400 | 0 | 0 | 0 | 0 | 0 | 0
Pollutant Emissions from Imported Electricity[VOC,nuclear es] | NoSettings | 0 | 0 | 0 | 0 | 0 | 0 | 0 | 0 | 0 | 0 | 0 | 0 | 0 | 0 | 0 | 0 | 0 | 0 | 0 | 0 | 0 | 0 | 0 | 0 | 0 | 0 | 0 | 0 | 0 | 0 | 0
Pollutant Emissions from Imported Electricity[VOC,hydro es] | NoSettings | 0 | 0 | 0 | 0 | 0 | 0 | 0 | 0 | 0 | 0 | 0 | 0 | 0 | 0 | 0 | 0 | 0 | 0 | 0 | 0 | 0 | 0 | 0 | 0 | 0 | 0 | 0 | 0 | 0 | 0 | 0
Pollutant Emissions from Imported Electricity[VOC,onshore wind es] | NoSettings | 0 | 0 | 0 | 0 | 0 | 0 | 0 | 0 | 0 | 0 | 0 | 0 | 0 | 0 | 0 | 0 | 0 | 0 | 0 | 0 | 0 | 0 | 0 | 0 | 0 | 0 | 0 | 0 | 0 | 0 | 0
Pollutant Emissions from Imported Electricity[VOC,solar PV es] | NoSettings | 0 | 0 | 0 | 0 | 0 | 0 | 0 | 0 | 0 | 0 | 0 | 0 | 0 | 0 | 0 | 0 | 0 | 0 | 0 | 0 | 0 | 0 | 0 | 0 | 0 | 0 | 0 | 0 | 0 | 0 | 0
Pollutant Emissions from Imported Electricity[VOC,solar thermal es] | NoSettings | 0 | 0 | 0 | 0 | 0 | 0 | 0 | 0 | 0 | 0 | 0 | 0 | 0 | 0 | 0 | 0 | 0 | 0 | 0 | 0 | 0 | 0 | 0 | 0 | 0 | 0 | 0 | 0 | 0 | 0 | 0
Pollutant Emissions from Imported Electricity[VOC,biomass es] | NoSettings | 109408000 | 109408000 | 109408000 | 109408000 | 109408000 | 109408000 | 109408000 | 109408000 | 109408000 | 109408000 | 109408000 | 109408000 | 109408000 | 109408000 | 109408000 | 109408000 | 109408000 | 109408000 | 109408000 | 109408000 | 109408000 | 109408000 | 109408000 | 109408000 | 109408000 | 109408000 | 109408000 | 109408000 | 109408000 | 109408000 | 109408000
Pollutant Emissions from Imported Electricity[VOC,geothermal es] | NoSettings | 0 | 0 | 0 | 0 | 0 | 0 | 0 | 0 | 0 | 0 | 0 | 0 | 0 | 0 | 0 | 0 | 0 | 0 | 0 | 0 | 0 | 0 | 0 | 0 | 0 | 0 | 0 | 0 | 0 | 0 | 0
Pollutant Emissions from Imported Electricity[VOC,petroleum es] | NoSettings | 3184460 | 3060620 | 2936780 | 2812940 | 2689100 | 2547570 | 2423730 | 2299890 | 2176050 | 2034520 | 1910680 | 1786840 | 1659460 | 1532080 | 1404700 | 1277320 | 1149950 | 1020800 | 893419 | 766041 | 638662 | 511283 | 383905 | 254757 | 127732 | 0 | 0 | 0 | 0 | 0 | 0
Pollutant Emissions from Imported Electricity[VOC,natural gas peaker es] | NoSettings | 0 | 0 | 0 | 0 | 0 | 0 | 0 | 0 | 0 | 0 | 0 | 0 | 0 | 0 | 0 | 0 | 0 | 0 | 0 | 0 | 0 | 0 | 0 | 0 | 0 | 0 | 0 | 0 | 0 | 0 | 0
Pollutant Emissions from Imported Electricity[VOC,lignite es] | NoSettings | 0 | 0 | 0 | 0 | 0 | 0 | 0 | 0 | 0 | 0 | 0 | 0 | 0 | 0 | 0 | 0 | 0 | 0 | 0 | 0 | 0 | 0 | 0 | 0 | 0 | 0 | 0 | 0 | 0 | 0 | 0
Pollutant Emissions from Imported Electricity[VOC,offshore wind es] | NoSettings | 0 | 0 | 0 | 0 | 0 | 0 | 0 | 0 | 0 | 0 | 0 | 0 | 0 | 0 | 0 | 0 | 0 | 0 | 0 | 0 | 0 | 0 | 0 | 0 | 0 | 0 | 0 | 0 | 0 | 0 | 0
Pollutant Emissions from Imported Electricity[VOC,crude oil es] | NoSettings | 0 | 0 | 0 | 0 | 0 | 0 | 0 | 0 | 0 | 0 | 0 | 0 | 0 | 0 | 0 | 0 | 0 | 0 | 0 | 0 | 0 | 0 | 0 | 0 | 0 | 0 | 0 | 0 | 0 | 0 | 0
Pollutant Emissions from Imported Electricity[VOC,heavy or residual fuel oil es] | NoSettings | 0 | 0 | 0 | 0 | 0 | 0 | 0 | 0 | 0 | 0 | 0 | 0 | 0 | 0 | 0 | 0 | 0 | 0 | 0 | 0 | 0 | 0 | 0 | 0 | 0 | 0 | 0 | 0 | 0 | 0 | 0
Pollutant Emissions from Imported Electricity[VOC,municipal solid waste es] | NoSettings | 0 | 0 | 0 | 0 | 0 | 0 | 0 | 0 | 0 | 0 | 0 | 0 | 0 | 0 | 0 | 0 | 0 | 0 | 0 | 0 | 0 | 0 | 0 | 0 | 0 | 0 | 0 | 0 | 0 | 0 | 0
Pollutant Emissions from Imported Electricity[CO,hard coal es] | NoSettings | 573892000 | 458881000 | 344451000 | 229440000 | 115011000 | 0 | 0 | 0 | 0 | 0 | 0 | 0 | 0 | 0 | 0 | 0 | 0 | 0 | 0 | 0 | 0 | 0 | 0 | 0 | 0 | 0 | 0 | 0 | 0 | 0 | 0
Pollutant Emissions from Imported Electricity[CO,natural gas nonpeaker es] | NoSettings | 1831370000 | 1770320000 | 1694010000 | 1617710000 | 1541400000 | 1469670000 | 1396420000 | 1323160000 | 1249910000 | 1176650000 | 1103400000 | 1028620000 | 955363000 | 882108000 | 808853000 | 735599000 | 662344000 | 587563000 | 514309000 | 441054000 | 367799000 | 294545000 | 221290000 | 146967000 | 73559900 | 0 | 0 | 0 | 0 | 0 | 0
Pollutant Emissions from Imported Electricity[CO,nuclear es] | NoSettings | 0 | 0 | 0 | 0 | 0 | 0 | 0 | 0 | 0 | 0 | 0 | 0 | 0 | 0 | 0 | 0 | 0 | 0 | 0 | 0 | 0 | 0 | 0 | 0 | 0 | 0 | 0 | 0 | 0 | 0 | 0
Pollutant Emissions from Imported Electricity[CO,hydro es] | NoSettings | 0 | 0 | 0 | 0 | 0 | 0 | 0 | 0 | 0 | 0 | 0 | 0 | 0 | 0 | 0 | 0 | 0 | 0 | 0 | 0 | 0 | 0 | 0 | 0 | 0 | 0 | 0 | 0 | 0 | 0 | 0
Pollutant Emissions from Imported Electricity[CO,onshore wind es] | NoSettings | 0 | 0 | 0 | 0 | 0 | 0 | 0 | 0 | 0 | 0 | 0 | 0 | 0 | 0 | 0 | 0 | 0 | 0 | 0 | 0 | 0 | 0 | 0 | 0 | 0 | 0 | 0 | 0 | 0 | 0 | 0
Pollutant Emissions from Imported Electricity[CO,solar PV es] | NoSettings | 0 | 0 | 0 | 0 | 0 | 0 | 0 | 0 | 0 | 0 | 0 | 0 | 0 | 0 | 0 | 0 | 0 | 0 | 0 | 0 | 0 | 0 | 0 | 0 | 0 | 0 | 0 | 0 | 0 | 0 | 0
Pollutant Emissions from Imported Electricity[CO,solar thermal es] | NoSettings | 0 | 0 | 0 | 0 | 0 | 0 | 0 | 0 | 0 | 0 | 0 | 0 | 0 | 0 | 0 | 0 | 0 | 0 | 0 | 0 | 0 | 0 | 0 | 0 | 0 | 0 | 0 | 0 | 0 | 0 | 0
Pollutant Emissions from Imported Electricity[CO,biomass es] | NoSettings | 3855610000 | 3855610000 | 3855610000 | 3855610000 | 3855610000 | 3855610000 | 3855610000 | 3855610000 | 3855610000 | 3855610000 | 3855610000 | 3855610000 | 3855610000 | 3855610000 | 3855610000 | 3855610000 | 3855610000 | 3855610000 | 3855610000 | 3855610000 | 3855610000 | 3855610000 | 3855610000 | 3855610000 | 3855610000 | 3855610000 | 3855610000 | 3855610000 | 3855610000 | 3855610000 | 3855610000
Pollutant Emissions from Imported Electricity[CO,geothermal es] | NoSettings | 0 | 0 | 0 | 0 | 0 | 0 | 0 | 0 | 0 | 0 | 0 | 0 | 0 | 0 | 0 | 0 | 0 | 0 | 0 | 0 | 0 | 0 | 0 | 0 | 0 | 0 | 0 | 0 | 0 | 0 | 0
Pollutant Emissions from Imported Electricity[CO,petroleum es] | NoSettings | 23946800 | 23015500 | 22084200 | 21153000 | 20221700 | 19157400 | 18226200 | 17294900 | 16363600 | 15299300 | 14368100 | 13436800 | 12478900 | 11521100 | 10563200 | 9605320 | 8647450 | 7676270 | 6718400 | 5760530 | 4802660 | 3844790 | 2886920 | 1915740 | 960532 | 0 | 0 | 0 | 0 | 0 | 0
Pollutant Emissions from Imported Electricity[CO,natural gas peaker es] | NoSettings | 0 | 0 | 0 | 0 | 0 | 0 | 0 | 0 | 0 | 0 | 0 | 0 | 0 | 0 | 0 | 0 | 0 | 0 | 0 | 0 | 0 | 0 | 0 | 0 | 0 | 0 | 0 | 0 | 0 | 0 | 0
Pollutant Emissions from Imported Electricity[CO,lignite es] | NoSettings | 0 | 0 | 0 | 0 | 0 | 0 | 0 | 0 | 0 | 0 | 0 | 0 | 0 | 0 | 0 | 0 | 0 | 0 | 0 | 0 | 0 | 0 | 0 | 0 | 0 | 0 | 0 | 0 | 0 | 0 | 0
Pollutant Emissions from Imported Electricity[CO,offshore wind es] | NoSettings | 0 | 0 | 0 | 0 | 0 | 0 | 0 | 0 | 0 | 0 | 0 | 0 | 0 | 0 | 0 | 0 | 0 | 0 | 0 | 0 | 0 | 0 | 0 | 0 | 0 | 0 | 0 | 0 | 0 | 0 | 0
Pollutant Emissions from Imported Electricity[CO,crude oil es] | NoSettings | 0 | 0 | 0 | 0 | 0 | 0 | 0 | 0 | 0 | 0 | 0 | 0 | 0 | 0 | 0 | 0 | 0 | 0 | 0 | 0 | 0 | 0 | 0 | 0 | 0 | 0 | 0 | 0 | 0 | 0 | 0
Pollutant Emissions from Imported Electricity[CO,heavy or residual fuel oil es] | NoSettings | 0 | 0 | 0 | 0 | 0 | 0 | 0 | 0 | 0 | 0 | 0 | 0 | 0 | 0 | 0 | 0 | 0 | 0 | 0 | 0 | 0 | 0 | 0 | 0 | 0 | 0 | 0 | 0 | 0 | 0 | 0
Pollutant Emissions from Imported Electricity[CO,municipal solid waste es] | NoSettings | 0 | 0 | 0 | 0 | 0 | 0 | 0 | 0 | 0 | 0 | 0 | 0 | 0 | 0 | 0 | 0 | 0 | 0 | 0 | 0 | 0 | 0 | 0 | 0 | 0 | 0 | 0 | 0 | 0 | 0 | 0
Pollutant Emissions from Imported Electricity[NOx,hard coal es] | NoSettings | 3724270000 | 2977910000 | 2235320000 | 1488950000 | 746362000 | 0 | 0 | 0 | 0 | 0 | 0 | 0 | 0 | 0 | 0 | 0 | 0 | 0 | 0 | 0 | 0 | 0 | 0 | 0 | 0 | 0 | 0 | 0 | 0 | 0 | 0
Pollutant Emissions from Imported Electricity[NOx,natural gas nonpeaker es] | NoSettings | 2187050000 | 2114150000 | 2023020000 | 1931890000 | 1840770000 | 1755110000 | 1667630000 | 1580140000 | 1492660000 | 1405180000 | 1317700000 | 1228390000 | 1140910000 | 1053430000 | 965947000 | 878465000 | 790983000 | 701679000 | 614197000 | 526715000 | 439233000 | 351751000 | 264269000 | 175511000 | 87846500 | 0 | 0 | 0 | 0 | 0 | 0
Pollutant Emissions from Imported Electricity[NOx,nuclear es] | NoSettings | 0 | 0 | 0 | 0 | 0 | 0 | 0 | 0 | 0 | 0 | 0 | 0 | 0 | 0 | 0 | 0 | 0 | 0 | 0 | 0 | 0 | 0 | 0 | 0 | 0 | 0 | 0 | 0 | 0 | 0 | 0
Pollutant Emissions from Imported Electricity[NOx,hydro es] | NoSettings | 0 | 0 | 0 | 0 | 0 | 0 | 0 | 0 | 0 | 0 | 0 | 0 | 0 | 0 | 0 | 0 | 0 | 0 | 0 | 0 | 0 | 0 | 0 | 0 | 0 | 0 | 0 | 0 | 0 | 0 | 0
Pollutant Emissions from Imported Electricity[NOx,onshore wind es] | NoSettings | 0 | 0 | 0 | 0 | 0 | 0 | 0 | 0 | 0 | 0 | 0 | 0 | 0 | 0 | 0 | 0 | 0 | 0 | 0 | 0 | 0 | 0 | 0 | 0 | 0 | 0 | 0 | 0 | 0 | 0 | 0
Pollutant Emissions from Imported Electricity[NOx,solar PV es] | NoSettings | 0 | 0 | 0 | 0 | 0 | 0 | 0 | 0 | 0 | 0 | 0 | 0 | 0 | 0 | 0 | 0 | 0 | 0 | 0 | 0 | 0 | 0 | 0 | 0 | 0 | 0 | 0 | 0 | 0 | 0 | 0
Pollutant Emissions from Imported Electricity[NOx,solar thermal es] | NoSettings | 0 | 0 | 0 | 0 | 0 | 0 | 0 | 0 | 0 | 0 | 0 | 0 | 0 | 0 | 0 | 0 | 0 | 0 | 0 | 0 | 0 | 0 | 0 | 0 | 0 | 0 | 0 | 0 | 0 | 0 | 0
Pollutant Emissions from Imported Electricity[NOx,biomass es] | NoSettings | 751486000 | 751486000 | 751486000 | 751486000 | 751486000 | 751486000 | 751486000 | 751486000 | 751486000 | 751486000 | 751486000 | 751486000 | 751486000 | 751486000 | 751486000 | 751486000 | 751486000 | 751486000 | 751486000 | 751486000 | 751486000 | 751486000 | 751486000 | 751486000 | 751486000 | 751486000 | 751486000 | 751486000 | 751486000 | 751486000 | 751486000
Pollutant Emissions from Imported Electricity[NOx,geothermal es] | NoSettings | 0 | 0 | 0 | 0 | 0 | 0 | 0 | 0 | 0 | 0 | 0 | 0 | 0 | 0 | 0 | 0 | 0 | 0 | 0 | 0 | 0 | 0 | 0 | 0 | 0 | 0 | 0 | 0 | 0 | 0 | 0
Pollutant Emissions from Imported Electricity[NOx,petroleum es] | NoSettings | 748183000 | 719087000 | 689991000 | 660895000 | 631799000 | 598546000 | 569450000 | 540354000 | 511258000 | 478006000 | 448910000 | 419814000 | 389886000 | 359959000 | 330032000 | 300104000 | 270177000 | 239834000 | 209907000 | 179980000 | 150052000 | 120125000 | 90197600 | 59854600 | 30010400 | 0 | 0 | 0 | 0 | 0 | 0
Pollutant Emissions from Imported Electricity[NOx,natural gas peaker es] | NoSettings | 0 | 0 | 0 | 0 | 0 | 0 | 0 | 0 | 0 | 0 | 0 | 0 | 0 | 0 | 0 | 0 | 0 | 0 | 0 | 0 | 0 | 0 | 0 | 0 | 0 | 0 | 0 | 0 | 0 | 0 | 0
Pollutant Emissions from Imported Electricity[NOx,lignite es] | NoSettings | 0 | 0 | 0 | 0 | 0 | 0 | 0 | 0 | 0 | 0 | 0 | 0 | 0 | 0 | 0 | 0 | 0 | 0 | 0 | 0 | 0 | 0 | 0 | 0 | 0 | 0 | 0 | 0 | 0 | 0 | 0
Pollutant Emissions from Imported Electricity[NOx,offshore wind es] | NoSettings | 0 | 0 | 0 | 0 | 0 | 0 | 0 | 0 | 0 | 0 | 0 | 0 | 0 | 0 | 0 | 0 | 0 | 0 | 0 | 0 | 0 | 0 | 0 | 0 | 0 | 0 | 0 | 0 | 0 | 0 | 0
Pollutant Emissions from Imported Electricity[NOx,crude oil es] | NoSettings | 0 | 0 | 0 | 0 | 0 | 0 | 0 | 0 | 0 | 0 | 0 | 0 | 0 | 0 | 0 | 0 | 0 | 0 | 0 | 0 | 0 | 0 | 0 | 0 | 0 | 0 | 0 | 0 | 0 | 0 | 0
Pollutant Emissions from Imported Electricity[NOx,heavy or residual fuel oil es] | NoSettings | 0 | 0 | 0 | 0 | 0 | 0 | 0 | 0 | 0 | 0 | 0 | 0 | 0 | 0 | 0 | 0 | 0 | 0 | 0 | 0 | 0 | 0 | 0 | 0 | 0 | 0 | 0 | 0 | 0 | 0 | 0
Pollutant Emissions from Imported Electricity[NOx,municipal solid waste es] | NoSettings | 0 | 0 | 0 | 0 | 0 | 0 | 0 | 0 | 0 | 0 | 0 | 0 | 0 | 0 | 0 | 0 | 0 | 0 | 0 | 0 | 0 | 0 | 0 | 0 | 0 | 0 | 0 | 0 | 0 | 0 | 0
Pollutant Emissions from Imported Electricity[PM10,hard coal es] | NoSettings | 630595000 | 504221000 | 378485000 | 252110000 | 126374000 | 0 | 0 | 0 | 0 | 0 | 0 | 0 | 0 | 0 | 0 | 0 | 0 | 0 | 0 | 0 | 0 | 0 | 0 | 0 | 0 | 0 | 0 | 0 | 0 | 0 | 0
Pollutant Emissions from Imported Electricity[PM10,natural gas nonpeaker es] | NoSettings | 54906300 | 53076100 | 50788300 | 48500600 | 46212800 | 44062300 | 41866000 | 39669800 | 37473500 | 35277300 | 33081000 | 30839000 | 28642800 | 26446500 | 24250300 | 22054000 | 19857800 | 17615800 | 15419500 | 13223300 | 11027000 | 8830760 | 6634510 | 4406230 | 2205400 | 0 | 0 | 0 | 0 | 0 | 0
Pollutant Emissions from Imported Electricity[PM10,nuclear es] | NoSettings | 0 | 0 | 0 | 0 | 0 | 0 | 0 | 0 | 0 | 0 | 0 | 0 | 0 | 0 | 0 | 0 | 0 | 0 | 0 | 0 | 0 | 0 | 0 | 0 | 0 | 0 | 0 | 0 | 0 | 0 | 0
Pollutant Emissions from Imported Electricity[PM10,hydro es] | NoSettings | 0 | 0 | 0 | 0 | 0 | 0 | 0 | 0 | 0 | 0 | 0 | 0 | 0 | 0 | 0 | 0 | 0 | 0 | 0 | 0 | 0 | 0 | 0 | 0 | 0 | 0 | 0 | 0 | 0 | 0 | 0
Pollutant Emissions from Imported Electricity[PM10,onshore wind es] | NoSettings | 0 | 0 | 0 | 0 | 0 | 0 | 0 | 0 | 0 | 0 | 0 | 0 | 0 | 0 | 0 | 0 | 0 | 0 | 0 | 0 | 0 | 0 | 0 | 0 | 0 | 0 | 0 | 0 | 0 | 0 | 0
Pollutant Emissions from Imported Electricity[PM10,solar PV es] | NoSettings | 0 | 0 | 0 | 0 | 0 | 0 | 0 | 0 | 0 | 0 | 0 | 0 | 0 | 0 | 0 | 0 | 0 | 0 | 0 | 0 | 0 | 0 | 0 | 0 | 0 | 0 | 0 | 0 | 0 | 0 | 0
Pollutant Emissions from Imported Electricity[PM10,solar thermal es] | NoSettings | 0 | 0 | 0 | 0 | 0 | 0 | 0 | 0 | 0 | 0 | 0 | 0 | 0 | 0 | 0 | 0 | 0 | 0 | 0 | 0 | 0 | 0 | 0 | 0 | 0 | 0 | 0 | 0 | 0 | 0 | 0
Pollutant Emissions from Imported Electricity[PM10,biomass es] | NoSettings | 1705650000 | 1705650000 | 1705650000 | 1705650000 | 1705650000 | 1705650000 | 1705650000 | 1705650000 | 1705650000 | 1705650000 | 1705650000 | 1705650000 | 1705650000 | 1705650000 | 1705650000 | 1705650000 | 1705650000 | 1705650000 | 1705650000 | 1705650000 | 1705650000 | 1705650000 | 1705650000 | 1705650000 | 1705650000 | 1705650000 | 1705650000 | 1705650000 | 1705650000 | 1705650000 | 1705650000
Pollutant Emissions from Imported Electricity[PM10,geothermal es] | NoSettings | 0 | 0 | 0 | 0 | 0 | 0 | 0 | 0 | 0 | 0 | 0 | 0 | 0 | 0 | 0 | 0 | 0 | 0 | 0 | 0 | 0 | 0 | 0 | 0 | 0 | 0 | 0 | 0 | 0 | 0 | 0
Pollutant Emissions from Imported Electricity[PM10,petroleum es] | NoSettings | 30250400 | 29074000 | 27897600 | 26721200 | 25544800 | 24200300 | 23023900 | 21847500 | 20671100 | 19326700 | 18150300 | 16973900 | 15763800 | 14553800 | 13343800 | 12133800 | 10923800 | 9696940 | 8486930 | 7276910 | 6066890 | 4856870 | 3646860 | 2420030 | 1213380 | 0 | 0 | 0 | 0 | 0 | 0
Pollutant Emissions from Imported Electricity[PM10,natural gas peaker es] | NoSettings | 0 | 0 | 0 | 0 | 0 | 0 | 0 | 0 | 0 | 0 | 0 | 0 | 0 | 0 | 0 | 0 | 0 | 0 | 0 | 0 | 0 | 0 | 0 | 0 | 0 | 0 | 0 | 0 | 0 | 0 | 0
Pollutant Emissions from Imported Electricity[PM10,lignite es] | NoSettings | 0 | 0 | 0 | 0 | 0 | 0 | 0 | 0 | 0 | 0 | 0 | 0 | 0 | 0 | 0 | 0 | 0 | 0 | 0 | 0 | 0 | 0 | 0 | 0 | 0 | 0 | 0 | 0 | 0 | 0 | 0
Pollutant Emissions from Imported Electricity[PM10,offshore wind es] | NoSettings | 0 | 0 | 0 | 0 | 0 | 0 | 0 | 0 | 0 | 0 | 0 | 0 | 0 | 0 | 0 | 0 | 0 | 0 | 0 | 0 | 0 | 0 | 0 | 0 | 0 | 0 | 0 | 0 | 0 | 0 | 0
Pollutant Emissions from Imported Electricity[PM10,crude oil es] | NoSettings | 0 | 0 | 0 | 0 | 0 | 0 | 0 | 0 | 0 | 0 | 0 | 0 | 0 | 0 | 0 | 0 | 0 | 0 | 0 | 0 | 0 | 0 | 0 | 0 | 0 | 0 | 0 | 0 | 0 | 0 | 0
Pollutant Emissions from Imported Electricity[PM10,heavy or residual fuel oil es] | NoSettings | 0 | 0 | 0 | 0 | 0 | 0 | 0 | 0 | 0 | 0 | 0 | 0 | 0 | 0 | 0 | 0 | 0 | 0 | 0 | 0 | 0 | 0 | 0 | 0 | 0 | 0 | 0 | 0 | 0 | 0 | 0
Pollutant Emissions from Imported Electricity[PM10,municipal solid waste es] | NoSettings | 0 | 0 | 0 | 0 | 0 | 0 | 0 | 0 | 0 | 0 | 0 | 0 | 0 | 0 | 0 | 0 | 0 | 0 | 0 | 0 | 0 | 0 | 0 | 0 | 0 | 0 | 0 | 0 | 0 | 0 | 0
Pollutant Emissions from Imported Electricity[PM25,hard coal es] | NoSettings | 442310000 | 353669000 | 265475000 | 176834000 | 88641000 | 0 | 0 | 0 | 0 | 0 | 0 | 0 | 0 | 0 | 0 | 0 | 0 | 0 | 0 | 0 | 0 | 0 | 0 | 0 | 0 | 0 | 0 | 0 | 0 | 0 | 0
Pollutant Emissions from Imported Electricity[PM25,natural gas nonpeaker es] | NoSettings | 54906300 | 53076100 | 50788300 | 48500600 | 46212800 | 44062300 | 41866000 | 39669800 | 37473500 | 35277300 | 33081000 | 30839000 | 28642800 | 26446500 | 24250300 | 22054000 | 19857800 | 17615800 | 15419500 | 13223300 | 11027000 | 8830760 | 6634510 | 4406230 | 2205400 | 0 | 0 | 0 | 0 | 0 | 0
Pollutant Emissions from Imported Electricity[PM25,nuclear es] | NoSettings | 0 | 0 | 0 | 0 | 0 | 0 | 0 | 0 | 0 | 0 | 0 | 0 | 0 | 0 | 0 | 0 | 0 | 0 | 0 | 0 | 0 | 0 | 0 | 0 | 0 | 0 | 0 | 0 | 0 | 0 | 0
Pollutant Emissions from Imported Electricity[PM25,hydro es] | NoSettings | 0 | 0 | 0 | 0 | 0 | 0 | 0 | 0 | 0 | 0 | 0 | 0 | 0 | 0 | 0 | 0 | 0 | 0 | 0 | 0 | 0 | 0 | 0 | 0 | 0 | 0 | 0 | 0 | 0 | 0 | 0
Pollutant Emissions from Imported Electricity[PM25,onshore wind es] | NoSettings | 0 | 0 | 0 | 0 | 0 | 0 | 0 | 0 | 0 | 0 | 0 | 0 | 0 | 0 | 0 | 0 | 0 | 0 | 0 | 0 | 0 | 0 | 0 | 0 | 0 | 0 | 0 | 0 | 0 | 0 | 0
Pollutant Emissions from Imported Electricity[PM25,solar PV es] | NoSettings | 0 | 0 | 0 | 0 | 0 | 0 | 0 | 0 | 0 | 0 | 0 | 0 | 0 | 0 | 0 | 0 | 0 | 0 | 0 | 0 | 0 | 0 | 0 | 0 | 0 | 0 | 0 | 0 | 0 | 0 | 0
Pollutant Emissions from Imported Electricity[PM25,solar thermal es] | NoSettings | 0 | 0 | 0 | 0 | 0 | 0 | 0 | 0 | 0 | 0 | 0 | 0 | 0 | 0 | 0 | 0 | 0 | 0 | 0 | 0 | 0 | 0 | 0 | 0 | 0 | 0 | 0 | 0 | 0 | 0 | 0
Pollutant Emissions from Imported Electricity[PM25,biomass es] | NoSettings | 497170000 | 497170000 | 497170000 | 497170000 | 497170000 | 497170000 | 497170000 | 497170000 | 497170000 | 497170000 | 497170000 | 497170000 | 497170000 | 497170000 | 497170000 | 497170000 | 497170000 | 497170000 | 497170000 | 497170000 | 497170000 | 497170000 | 497170000 | 497170000 | 497170000 | 497170000 | 497170000 | 497170000 | 497170000 | 497170000 | 497170000
Pollutant Emissions from Imported Electricity[PM25,geothermal es] | NoSettings | 0 | 0 | 0 | 0 | 0 | 0 | 0 | 0 | 0 | 0 | 0 | 0 | 0 | 0 | 0 | 0 | 0 | 0 | 0 | 0 | 0 | 0 | 0 | 0 | 0 | 0 | 0 | 0 | 0 | 0 | 0
Pollutant Emissions from Imported Electricity[PM25,petroleum es] | NoSettings | 21587100 | 20747600 | 19908100 | 19068600 | 18229100 | 17269700 | 16430200 | 15590700 | 14751200 | 13791800 | 12952300 | 12112800 | 11249300 | 10385800 | 9522310 | 8658830 | 7795340 | 6919870 | 6056380 | 5192900 | 4329410 | 3465930 | 2602450 | 1726970 | 865883 | 0 | 0 | 0 | 0 | 0 | 0
Pollutant Emissions from Imported Electricity[PM25,natural gas peaker es] | NoSettings | 0 | 0 | 0 | 0 | 0 | 0 | 0 | 0 | 0 | 0 | 0 | 0 | 0 | 0 | 0 | 0 | 0 | 0 | 0 | 0 | 0 | 0 | 0 | 0 | 0 | 0 | 0 | 0 | 0 | 0 | 0
Pollutant Emissions from Imported Electricity[PM25,lignite es] | NoSettings | 0 | 0 | 0 | 0 | 0 | 0 | 0 | 0 | 0 | 0 | 0 | 0 | 0 | 0 | 0 | 0 | 0 | 0 | 0 | 0 | 0 | 0 | 0 | 0 | 0 | 0 | 0 | 0 | 0 | 0 | 0
Pollutant Emissions from Imported Electricity[PM25,offshore wind es] | NoSettings | 0 | 0 | 0 | 0 | 0 | 0 | 0 | 0 | 0 | 0 | 0 | 0 | 0 | 0 | 0 | 0 | 0 | 0 | 0 | 0 | 0 | 0 | 0 | 0 | 0 | 0 | 0 | 0 | 0 | 0 | 0
Pollutant Emissions from Imported Electricity[PM25,crude oil es] | NoSettings | 0 | 0 | 0 | 0 | 0 | 0 | 0 | 0 | 0 | 0 | 0 | 0 | 0 | 0 | 0 | 0 | 0 | 0 | 0 | 0 | 0 | 0 | 0 | 0 | 0 | 0 | 0 | 0 | 0 | 0 | 0
Pollutant Emissions from Imported Electricity[PM25,heavy or residual fuel oil es] | NoSettings | 0 | 0 | 0 | 0 | 0 | 0 | 0 | 0 | 0 | 0 | 0 | 0 | 0 | 0 | 0 | 0 | 0 | 0 | 0 | 0 | 0 | 0 | 0 | 0 | 0 | 0 | 0 | 0 | 0 | 0 | 0
Pollutant Emissions from Imported Electricity[PM25,municipal solid waste es] | NoSettings | 0 | 0 | 0 | 0 | 0 | 0 | 0 | 0 | 0 | 0 | 0 | 0 | 0 | 0 | 0 | 0 | 0 | 0 | 0 | 0 | 0 | 0 | 0 | 0 | 0 | 0 | 0 | 0 | 0 | 0 | 0
Pollutant Emissions from Imported Electricity[SOx,hard coal es] | NoSettings | 24157200000 | 19316000000 | 14499200000 | 9658010000 | 4841230000 | 0 | 0 | 0 | 0 | 0 | 0 | 0 | 0 | 0 | 0 | 0 | 0 | 0 | 0 | 0 | 0 | 0 | 0 | 0 | 0 | 0 | 0 | 0 | 0 | 0 | 0
Pollutant Emissions from Imported Electricity[SOx,natural gas nonpeaker es] | NoSettings | 114489000 | 110672000 | 105902000 | 101132000 | 96361300 | 91877200 | 87297600 | 82718100 | 78138500 | 73559000 | 68979400 | 64304500 | 59724900 | 55145400 | 50565800 | 45986300 | 41406700 | 36731800 | 32152200 | 27572700 | 22993100 | 18413600 | 13834000 | 9187720 | 4598630 | 0 | 0 | 0 | 0 | 0 | 0
Pollutant Emissions from Imported Electricity[SOx,nuclear es] | NoSettings | 0 | 0 | 0 | 0 | 0 | 0 | 0 | 0 | 0 | 0 | 0 | 0 | 0 | 0 | 0 | 0 | 0 | 0 | 0 | 0 | 0 | 0 | 0 | 0 | 0 | 0 | 0 | 0 | 0 | 0 | 0
Pollutant Emissions from Imported Electricity[SOx,hydro es] | NoSettings | 0 | 0 | 0 | 0 | 0 | 0 | 0 | 0 | 0 | 0 | 0 | 0 | 0 | 0 | 0 | 0 | 0 | 0 | 0 | 0 | 0 | 0 | 0 | 0 | 0 | 0 | 0 | 0 | 0 | 0 | 0
Pollutant Emissions from Imported Electricity[SOx,onshore wind es] | NoSettings | 0 | 0 | 0 | 0 | 0 | 0 | 0 | 0 | 0 | 0 | 0 | 0 | 0 | 0 | 0 | 0 | 0 | 0 | 0 | 0 | 0 | 0 | 0 | 0 | 0 | 0 | 0 | 0 | 0 | 0 | 0
Pollutant Emissions from Imported Electricity[SOx,solar PV es] | NoSettings | 0 | 0 | 0 | 0 | 0 | 0 | 0 | 0 | 0 | 0 | 0 | 0 | 0 | 0 | 0 | 0 | 0 | 0 | 0 | 0 | 0 | 0 | 0 | 0 | 0 | 0 | 0 | 0 | 0 | 0 | 0
Pollutant Emissions from Imported Electricity[SOx,solar thermal es] | NoSettings | 0 | 0 | 0 | 0 | 0 | 0 | 0 | 0 | 0 | 0 | 0 | 0 | 0 | 0 | 0 | 0 | 0 | 0 | 0 | 0 | 0 | 0 | 0 | 0 | 0 | 0 | 0 | 0 | 0 | 0 | 0
Pollutant Emissions from Imported Electricity[SOx,biomass es] | NoSettings | 0 | 0 | 0 | 0 | 0 | 0 | 0 | 0 | 0 | 0 | 0 | 0 | 0 | 0 | 0 | 0 | 0 | 0 | 0 | 0 | 0 | 0 | 0 | 0 | 0 | 0 | 0 | 0 | 0 | 0 | 0
Pollutant Emissions from Imported Electricity[SOx,geothermal es] | NoSettings | 0 | 0 | 0 | 0 | 0 | 0 | 0 | 0 | 0 | 0 | 0 | 0 | 0 | 0 | 0 | 0 | 0 | 0 | 0 | 0 | 0 | 0 | 0 | 0 | 0 | 0 | 0 | 0 | 0 | 0 | 0
Pollutant Emissions from Imported Electricity[SOx,petroleum es] | NoSettings | 542465000 | 521369000 | 500273000 | 479177000 | 458081000 | 433972000 | 412876000 | 391780000 | 370684000 | 346575000 | 325479000 | 304383000 | 282684000 | 260986000 | 239287000 | 217589000 | 195890000 | 173890000 | 152191000 | 130493000 | 108794000 | 87095700 | 65397100 | 43397200 | 21758900 | 0 | 0 | 0 | 0 | 0 | 0
Pollutant Emissions from Imported Electricity[SOx,natural gas peaker es] | NoSettings | 0 | 0 | 0 | 0 | 0 | 0 | 0 | 0 | 0 | 0 | 0 | 0 | 0 | 0 | 0 | 0 | 0 | 0 | 0 | 0 | 0 | 0 | 0 | 0 | 0 | 0 | 0 | 0 | 0 | 0 | 0
Pollutant Emissions from Imported Electricity[SOx,lignite es] | NoSettings | 0 | 0 | 0 | 0 | 0 | 0 | 0 | 0 | 0 | 0 | 0 | 0 | 0 | 0 | 0 | 0 | 0 | 0 | 0 | 0 | 0 | 0 | 0 | 0 | 0 | 0 | 0 | 0 | 0 | 0 | 0
Pollutant Emissions from Imported Electricity[SOx,offshore wind es] | NoSettings | 0 | 0 | 0 | 0 | 0 | 0 | 0 | 0 | 0 | 0 | 0 | 0 | 0 | 0 | 0 | 0 | 0 | 0 | 0 | 0 | 0 | 0 | 0 | 0 | 0 | 0 | 0 | 0 | 0 | 0 | 0
Pollutant Emissions from Imported Electricity[SOx,crude oil es] | NoSettings | 0 | 0 | 0 | 0 | 0 | 0 | 0 | 0 | 0 | 0 | 0 | 0 | 0 | 0 | 0 | 0 | 0 | 0 | 0 | 0 | 0 | 0 | 0 | 0 | 0 | 0 | 0 | 0 | 0 | 0 | 0
Pollutant Emissions from Imported Electricity[SOx,heavy or residual fuel oil es] | NoSettings | 0 | 0 | 0 | 0 | 0 | 0 | 0 | 0 | 0 | 0 | 0 | 0 | 0 | 0 | 0 | 0 | 0 | 0 | 0 | 0 | 0 | 0 | 0 | 0 | 0 | 0 | 0 | 0 | 0 | 0 | 0
Pollutant Emissions from Imported Electricity[SOx,municipal solid waste es] | NoSettings | 0 | 0 | 0 | 0 | 0 | 0 | 0 | 0 | 0 | 0 | 0 | 0 | 0 | 0 | 0 | 0 | 0 | 0 | 0 | 0 | 0 | 0 | 0 | 0 | 0 | 0 | 0 | 0 | 0 | 0 | 0
Pollutant Emissions from Imported Electricity[BC,hard coal es] | NoSettings | 19005100 | 15196400 | 11406900 | 7598190 | 3808710 | 0 | 0 | 0 | 0 | 0 | 0 | 0 | 0 | 0 | 0 | 0 | 0 | 0 | 0 | 0 | 0 | 0 | 0 | 0 | 0 | 0 | 0 | 0 | 0 | 0 | 0
Pollutant Emissions from Imported Electricity[BC,natural gas nonpeaker es] | NoSettings | 39520500 | 38203100 | 36556400 | 34909700 | 33263100 | 31715200 | 30134400 | 28553500 | 26972700 | 25391900 | 23811100 | 22197300 | 20616500 | 19035700 | 17454900 | 15874100 | 14293200 | 12679500 | 11098700 | 9517840 | 7937030 | 6356210 | 4775390 | 3171520 | 1587410 | 0 | 0 | 0 | 0 | 0 | 0
Pollutant Emissions from Imported Electricity[BC,nuclear es] | NoSettings | 0 | 0 | 0 | 0 | 0 | 0 | 0 | 0 | 0 | 0 | 0 | 0 | 0 | 0 | 0 | 0 | 0 | 0 | 0 | 0 | 0 | 0 | 0 | 0 | 0 | 0 | 0 | 0 | 0 | 0 | 0
Pollutant Emissions from Imported Electricity[BC,hydro es] | NoSettings | 0 | 0 | 0 | 0 | 0 | 0 | 0 | 0 | 0 | 0 | 0 | 0 | 0 | 0 | 0 | 0 | 0 | 0 | 0 | 0 | 0 | 0 | 0 | 0 | 0 | 0 | 0 | 0 | 0 | 0 | 0
Pollutant Emissions from Imported Electricity[BC,onshore wind es] | NoSettings | 0 | 0 | 0 | 0 | 0 | 0 | 0 | 0 | 0 | 0 | 0 | 0 | 0 | 0 | 0 | 0 | 0 | 0 | 0 | 0 | 0 | 0 | 0 | 0 | 0 | 0 | 0 | 0 | 0 | 0 | 0
Pollutant Emissions from Imported Electricity[BC,solar PV es] | NoSettings | 0 | 0 | 0 | 0 | 0 | 0 | 0 | 0 | 0 | 0 | 0 | 0 | 0 | 0 | 0 | 0 | 0 | 0 | 0 | 0 | 0 | 0 | 0 | 0 | 0 | 0 | 0 | 0 | 0 | 0 | 0
Pollutant Emissions from Imported Electricity[BC,solar thermal es] | NoSettings | 0 | 0 | 0 | 0 | 0 | 0 | 0 | 0 | 0 | 0 | 0 | 0 | 0 | 0 | 0 | 0 | 0 | 0 | 0 | 0 | 0 | 0 | 0 | 0 | 0 | 0 | 0 | 0 | 0 | 0 | 0
Pollutant Emissions from Imported Electricity[BC,biomass es] | NoSettings | 68607200 | 68607200 | 68607200 | 68607200 | 68607200 | 68607200 | 68607200 | 68607200 | 68607200 | 68607200 | 68607200 | 68607200 | 68607200 | 68607200 | 68607200 | 68607200 | 68607200 | 68607200 | 68607200 | 68607200 | 68607200 | 68607200 | 68607200 | 68607200 | 68607200 | 68607200 | 68607200 | 68607200 | 68607200 | 68607200 | 68607200
Pollutant Emissions from Imported Electricity[BC,geothermal es] | NoSettings | 0 | 0 | 0 | 0 | 0 | 0 | 0 | 0 | 0 | 0 | 0 | 0 | 0 | 0 | 0 | 0 | 0 | 0 | 0 | 0 | 0 | 0 | 0 | 0 | 0 | 0 | 0 | 0 | 0 | 0 | 0
Pollutant Emissions from Imported Electricity[BC,petroleum es] | NoSettings | 1370700 | 1317400 | 1264090 | 1210790 | 1157480 | 1096560 | 1043260 | 989953 | 936648 | 875728 | 822422 | 769117 | 714289 | 659461 | 604633 | 549805 | 494976 | 439387 | 384559 | 329730 | 274902 | 220074 | 165246 | 109656 | 54980.5 | 0 | 0 | 0 | 0 | 0 | 0
Pollutant Emissions from Imported Electricity[BC,natural gas peaker es] | NoSettings | 0 | 0 | 0 | 0 | 0 | 0 | 0 | 0 | 0 | 0 | 0 | 0 | 0 | 0 | 0 | 0 | 0 | 0 | 0 | 0 | 0 | 0 | 0 | 0 | 0 | 0 | 0 | 0 | 0 | 0 | 0
Pollutant Emissions from Imported Electricity[BC,lignite es] | NoSettings | 0 | 0 | 0 | 0 | 0 | 0 | 0 | 0 | 0 | 0 | 0 | 0 | 0 | 0 | 0 | 0 | 0 | 0 | 0 | 0 | 0 | 0 | 0 | 0 | 0 | 0 | 0 | 0 | 0 | 0 | 0
Pollutant Emissions from Imported Electricity[BC,offshore wind es] | NoSettings | 0 | 0 | 0 | 0 | 0 | 0 | 0 | 0 | 0 | 0 | 0 | 0 | 0 | 0 | 0 | 0 | 0 | 0 | 0 | 0 | 0 | 0 | 0 | 0 | 0 | 0 | 0 | 0 | 0 | 0 | 0
Pollutant Emissions from Imported Electricity[BC,crude oil es] | NoSettings | 0 | 0 | 0 | 0 | 0 | 0 | 0 | 0 | 0 | 0 | 0 | 0 | 0 | 0 | 0 | 0 | 0 | 0 | 0 | 0 | 0 | 0 | 0 | 0 | 0 | 0 | 0 | 0 | 0 | 0 | 0
Pollutant Emissions from Imported Electricity[BC,heavy or residual fuel oil es] | NoSettings | 0 | 0 | 0 | 0 | 0 | 0 | 0 | 0 | 0 | 0 | 0 | 0 | 0 | 0 | 0 | 0 | 0 | 0 | 0 | 0 | 0 | 0 | 0 | 0 | 0 | 0 | 0 | 0 | 0 | 0 | 0
Pollutant Emissions from Imported Electricity[BC,municipal solid waste es] | NoSettings | 0 | 0 | 0 | 0 | 0 | 0 | 0 | 0 | 0 | 0 | 0 | 0 | 0 | 0 | 0 | 0 | 0 | 0 | 0 | 0 | 0 | 0 | 0 | 0 | 0 | 0 | 0 | 0 | 0 | 0 | 0
Pollutant Emissions from Imported Electricity[OC,hard coal es] | NoSettings | 35829300 | 28648900 | 21504800 | 14324500 | 7180360 | 0 | 0 | 0 | 0 | 0 | 0 | 0 | 0 | 0 | 0 | 0 | 0 | 0 | 0 | 0 | 0 | 0 | 0 | 0 | 0 | 0 | 0 | 0 | 0 | 0 | 0
Pollutant Emissions from Imported Electricity[OC,natural gas nonpeaker es] | NoSettings | 49777700 | 48118400 | 46044400 | 43970300 | 41896200 | 39946600 | 37955500 | 35964400 | 33973300 | 31982200 | 29991100 | 27958500 | 25967400 | 23976300 | 21985100 | 19994000 | 18002900 | 15970300 | 13979200 | 11988100 | 9997020 | 8005910 | 6014800 | 3994660 | 1999400 | 0 | 0 | 0 | 0 | 0 | 0
Pollutant Emissions from Imported Electricity[OC,nuclear es] | NoSettings | 0 | 0 | 0 | 0 | 0 | 0 | 0 | 0 | 0 | 0 | 0 | 0 | 0 | 0 | 0 | 0 | 0 | 0 | 0 | 0 | 0 | 0 | 0 | 0 | 0 | 0 | 0 | 0 | 0 | 0 | 0
Pollutant Emissions from Imported Electricity[OC,hydro es] | NoSettings | 0 | 0 | 0 | 0 | 0 | 0 | 0 | 0 | 0 | 0 | 0 | 0 | 0 | 0 | 0 | 0 | 0 | 0 | 0 | 0 | 0 | 0 | 0 | 0 | 0 | 0 | 0 | 0 | 0 | 0 | 0
Pollutant Emissions from Imported Electricity[OC,onshore wind es] | NoSettings | 0 | 0 | 0 | 0 | 0 | 0 | 0 | 0 | 0 | 0 | 0 | 0 | 0 | 0 | 0 | 0 | 0 | 0 | 0 | 0 | 0 | 0 | 0 | 0 | 0 | 0 | 0 | 0 | 0 | 0 | 0
Pollutant Emissions from Imported Electricity[OC,solar PV es] | NoSettings | 0 | 0 | 0 | 0 | 0 | 0 | 0 | 0 | 0 | 0 | 0 | 0 | 0 | 0 | 0 | 0 | 0 | 0 | 0 | 0 | 0 | 0 | 0 | 0 | 0 | 0 | 0 | 0 | 0 | 0 | 0
Pollutant Emissions from Imported Electricity[OC,solar thermal es] | NoSettings | 0 | 0 | 0 | 0 | 0 | 0 | 0 | 0 | 0 | 0 | 0 | 0 | 0 | 0 | 0 | 0 | 0 | 0 | 0 | 0 | 0 | 0 | 0 | 0 | 0 | 0 | 0 | 0 | 0 | 0 | 0
Pollutant Emissions from Imported Electricity[OC,biomass es] | NoSettings | 162077000 | 162077000 | 162077000 | 162077000 | 162077000 | 162077000 | 162077000 | 162077000 | 162077000 | 162077000 | 162077000 | 162077000 | 162077000 | 162077000 | 162077000 | 162077000 | 162077000 | 162077000 | 162077000 | 162077000 | 162077000 | 162077000 | 162077000 | 162077000 | 162077000 | 162077000 | 162077000 | 162077000 | 162077000 | 162077000 | 162077000
Pollutant Emissions from Imported Electricity[OC,geothermal es] | NoSettings | 0 | 0 | 0 | 0 | 0 | 0 | 0 | 0 | 0 | 0 | 0 | 0 | 0 | 0 | 0 | 0 | 0 | 0 | 0 | 0 | 0 | 0 | 0 | 0 | 0 | 0 | 0 | 0 | 0 | 0 | 0
Pollutant Emissions from Imported Electricity[OC,petroleum es] | NoSettings | 981052 | 942900 | 904748 | 866596 | 828444 | 784842 | 746690 | 708538 | 670386 | 626783 | 588631 | 550479 | 511237 | 471995 | 432753 | 393511 | 354269 | 314482 | 275240 | 235998 | 196755 | 157513 | 118271 | 78484.2 | 39351.1 | 0 | 0 | 0 | 0 | 0 | 0
Pollutant Emissions from Imported Electricity[OC,natural gas peaker es] | NoSettings | 0 | 0 | 0 | 0 | 0 | 0 | 0 | 0 | 0 | 0 | 0 | 0 | 0 | 0 | 0 | 0 | 0 | 0 | 0 | 0 | 0 | 0 | 0 | 0 | 0 | 0 | 0 | 0 | 0 | 0 | 0
Pollutant Emissions from Imported Electricity[OC,lignite es] | NoSettings | 0 | 0 | 0 | 0 | 0 | 0 | 0 | 0 | 0 | 0 | 0 | 0 | 0 | 0 | 0 | 0 | 0 | 0 | 0 | 0 | 0 | 0 | 0 | 0 | 0 | 0 | 0 | 0 | 0 | 0 | 0
Pollutant Emissions from Imported Electricity[OC,offshore wind es] | NoSettings | 0 | 0 | 0 | 0 | 0 | 0 | 0 | 0 | 0 | 0 | 0 | 0 | 0 | 0 | 0 | 0 | 0 | 0 | 0 | 0 | 0 | 0 | 0 | 0 | 0 | 0 | 0 | 0 | 0 | 0 | 0
Pollutant Emissions from Imported Electricity[OC,crude oil es] | NoSettings | 0 | 0 | 0 | 0 | 0 | 0 | 0 | 0 | 0 | 0 | 0 | 0 | 0 | 0 | 0 | 0 | 0 | 0 | 0 | 0 | 0 | 0 | 0 | 0 | 0 | 0 | 0 | 0 | 0 | 0 | 0
Pollutant Emissions from Imported Electricity[OC,heavy or residual fuel oil es] | NoSettings | 0 | 0 | 0 | 0 | 0 | 0 | 0 | 0 | 0 | 0 | 0 | 0 | 0 | 0 | 0 | 0 | 0 | 0 | 0 | 0 | 0 | 0 | 0 | 0 | 0 | 0 | 0 | 0 | 0 | 0 | 0
Pollutant Emissions from Imported Electricity[OC,municipal solid waste es] | NoSettings | 0 | 0 | 0 | 0 | 0 | 0 | 0 | 0 | 0 | 0 | 0 | 0 | 0 | 0 | 0 | 0 | 0 | 0 | 0 | 0 | 0 | 0 | 0 | 0 | 0 | 0 | 0 | 0 | 0 | 0 | 0
Pollutant Emissions from Imported Electricity[CH4,hard coal es] | NoSettings | 1142380000 | 913444000 | 685661000 | 456722000 | 228939000 | 0 | 0 | 0 | 0 | 0 | 0 | 0 | 0 | 0 | 0 | 0 | 0 | 0 | 0 | 0 | 0 | 0 | 0 | 0 | 0 | 0 | 0 | 0 | 0 | 0 | 0
Pollutant Emissions from Imported Electricity[CH4,natural gas nonpeaker es] | NoSettings | 150841000 | 145813000 | 139528000 | 133243000 | 126958000 | 121050000 | 115017000 | 108983000 | 102949000 | 96915600 | 90882000 | 84722600 | 78689000 | 72655300 | 66621600 | 60588000 | 54554300 | 48395000 | 42361300 | 36327700 | 30294000 | 24260300 | 18226700 | 12105000 | 6058800 | 0 | 0 | 0 | 0 | 0 | 0
Pollutant Emissions from Imported Electricity[CH4,nuclear es] | NoSettings | 0 | 0 | 0 | 0 | 0 | 0 | 0 | 0 | 0 | 0 | 0 | 0 | 0 | 0 | 0 | 0 | 0 | 0 | 0 | 0 | 0 | 0 | 0 | 0 | 0 | 0 | 0 | 0 | 0 | 0 | 0
Pollutant Emissions from Imported Electricity[CH4,hydro es] | NoSettings | 0 | 0 | 0 | 0 | 0 | 0 | 0 | 0 | 0 | 0 | 0 | 0 | 0 | 0 | 0 | 0 | 0 | 0 | 0 | 0 | 0 | 0 | 0 | 0 | 0 | 0 | 0 | 0 | 0 | 0 | 0
Pollutant Emissions from Imported Electricity[CH4,onshore wind es] | NoSettings | 0 | 0 | 0 | 0 | 0 | 0 | 0 | 0 | 0 | 0 | 0 | 0 | 0 | 0 | 0 | 0 | 0 | 0 | 0 | 0 | 0 | 0 | 0 | 0 | 0 | 0 | 0 | 0 | 0 | 0 | 0
Pollutant Emissions from Imported Electricity[CH4,solar PV es] | NoSettings | 0 | 0 | 0 | 0 | 0 | 0 | 0 | 0 | 0 | 0 | 0 | 0 | 0 | 0 | 0 | 0 | 0 | 0 | 0 | 0 | 0 | 0 | 0 | 0 | 0 | 0 | 0 | 0 | 0 | 0 | 0
Pollutant Emissions from Imported Electricity[CH4,solar thermal es] | NoSettings | 0 | 0 | 0 | 0 | 0 | 0 | 0 | 0 | 0 | 0 | 0 | 0 | 0 | 0 | 0 | 0 | 0 | 0 | 0 | 0 | 0 | 0 | 0 | 0 | 0 | 0 | 0 | 0 | 0 | 0 | 0
Pollutant Emissions from Imported Electricity[CH4,biomass es] | NoSettings | 0 | 0 | 0 | 0 | 0 | 0 | 0 | 0 | 0 | 0 | 0 | 0 | 0 | 0 | 0 | 0 | 0 | 0 | 0 | 0 | 0 | 0 | 0 | 0 | 0 | 0 | 0 | 0 | 0 | 0 | 0
Pollutant Emissions from Imported Electricity[CH4,geothermal es] | NoSettings | 0 | 0 | 0 | 0 | 0 | 0 | 0 | 0 | 0 | 0 | 0 | 0 | 0 | 0 | 0 | 0 | 0 | 0 | 0 | 0 | 0 | 0 | 0 | 0 | 0 | 0 | 0 | 0 | 0 | 0 | 0
Pollutant Emissions from Imported Electricity[CH4,petroleum es] | NoSettings | 5933780 | 5703030 | 5472270 | 5241510 | 5010750 | 4747030 | 4516270 | 4285510 | 4054750 | 3791030 | 3560270 | 3329510 | 3092160 | 2854810 | 2617460 | 2380110 | 2142760 | 1902110 | 1664760 | 1427400 | 1190050 | 952702 | 715351 | 474703 | 238011 | 0 | 0 | 0 | 0 | 0 | 0
Pollutant Emissions from Imported Electricity[CH4,natural gas peaker es] | NoSettings | 0 | 0 | 0 | 0 | 0 | 0 | 0 | 0 | 0 | 0 | 0 | 0 | 0 | 0 | 0 | 0 | 0 | 0 | 0 | 0 | 0 | 0 | 0 | 0 | 0 | 0 | 0 | 0 | 0 | 0 | 0
Pollutant Emissions from Imported Electricity[CH4,lignite es] | NoSettings | 0 | 0 | 0 | 0 | 0 | 0 | 0 | 0 | 0 | 0 | 0 | 0 | 0 | 0 | 0 | 0 | 0 | 0 | 0 | 0 | 0 | 0 | 0 | 0 | 0 | 0 | 0 | 0 | 0 | 0 | 0
Pollutant Emissions from Imported Electricity[CH4,offshore wind es] | NoSettings | 0 | 0 | 0 | 0 | 0 | 0 | 0 | 0 | 0 | 0 | 0 | 0 | 0 | 0 | 0 | 0 | 0 | 0 | 0 | 0 | 0 | 0 | 0 | 0 | 0 | 0 | 0 | 0 | 0 | 0 | 0
Pollutant Emissions from Imported Electricity[CH4,crude oil es] | NoSettings | 0 | 0 | 0 | 0 | 0 | 0 | 0 | 0 | 0 | 0 | 0 | 0 | 0 | 0 | 0 | 0 | 0 | 0 | 0 | 0 | 0 | 0 | 0 | 0 | 0 | 0 | 0 | 0 | 0 | 0 | 0
Pollutant Emissions from Imported Electricity[CH4,heavy or residual fuel oil es] | NoSettings | 0 | 0 | 0 | 0 | 0 | 0 | 0 | 0 | 0 | 0 | 0 | 0 | 0 | 0 | 0 | 0 | 0 | 0 | 0 | 0 | 0 | 0 | 0 | 0 | 0 | 0 | 0 | 0 | 0 | 0 | 0
Pollutant Emissions from Imported Electricity[CH4,municipal solid waste es] | NoSettings | 0 | 0 | 0 | 0 | 0 | 0 | 0 | 0 | 0 | 0 | 0 | 0 | 0 | 0 | 0 | 0 | 0 | 0 | 0 | 0 | 0 | 0 | 0 | 0 | 0 | 0 | 0 | 0 | 0 | 0 | 0
Pollutant Emissions from Imported Electricity[N2O,hard coal es] | NoSettings | 166165000 | 132865000 | 99732500 | 66432300 | 33300200 | 0 | 0 | 0 | 0 | 0 | 0 | 0 | 0 | 0 | 0 | 0 | 0 | 0 | 0 | 0 | 0 | 0 | 0 | 0 | 0 | 0 | 0 | 0 | 0 | 0 | 0
Pollutant Emissions from Imported Electricity[N2O,natural gas nonpeaker es] | NoSettings | 15084100 | 14581300 | 13952800 | 13324300 | 12695800 | 12105000 | 11501700 | 10898300 | 10294900 | 9691560 | 9088200 | 8472260 | 7868900 | 7265530 | 6662160 | 6058800 | 5455430 | 4839500 | 4236130 | 3632770 | 3029400 | 2426030 | 1822670 | 1210500 | 605880 | 0 | 0 | 0 | 0 | 0 | 0
Pollutant Emissions from Imported Electricity[N2O,nuclear es] | NoSettings | 0 | 0 | 0 | 0 | 0 | 0 | 0 | 0 | 0 | 0 | 0 | 0 | 0 | 0 | 0 | 0 | 0 | 0 | 0 | 0 | 0 | 0 | 0 | 0 | 0 | 0 | 0 | 0 | 0 | 0 | 0
Pollutant Emissions from Imported Electricity[N2O,hydro es] | NoSettings | 0 | 0 | 0 | 0 | 0 | 0 | 0 | 0 | 0 | 0 | 0 | 0 | 0 | 0 | 0 | 0 | 0 | 0 | 0 | 0 | 0 | 0 | 0 | 0 | 0 | 0 | 0 | 0 | 0 | 0 | 0
Pollutant Emissions from Imported Electricity[N2O,onshore wind es] | NoSettings | 0 | 0 | 0 | 0 | 0 | 0 | 0 | 0 | 0 | 0 | 0 | 0 | 0 | 0 | 0 | 0 | 0 | 0 | 0 | 0 | 0 | 0 | 0 | 0 | 0 | 0 | 0 | 0 | 0 | 0 | 0
Pollutant Emissions from Imported Electricity[N2O,solar PV es] | NoSettings | 0 | 0 | 0 | 0 | 0 | 0 | 0 | 0 | 0 | 0 | 0 | 0 | 0 | 0 | 0 | 0 | 0 | 0 | 0 | 0 | 0 | 0 | 0 | 0 | 0 | 0 | 0 | 0 | 0 | 0 | 0
Pollutant Emissions from Imported Electricity[N2O,solar thermal es] | NoSettings | 0 | 0 | 0 | 0 | 0 | 0 | 0 | 0 | 0 | 0 | 0 | 0 | 0 | 0 | 0 | 0 | 0 | 0 | 0 | 0 | 0 | 0 | 0 | 0 | 0 | 0 | 0 | 0 | 0 | 0 | 0
Pollutant Emissions from Imported Electricity[N2O,biomass es] | NoSettings | 0 | 0 | 0 | 0 | 0 | 0 | 0 | 0 | 0 | 0 | 0 | 0 | 0 | 0 | 0 | 0 | 0 | 0 | 0 | 0 | 0 | 0 | 0 | 0 | 0 | 0 | 0 | 0 | 0 | 0 | 0
Pollutant Emissions from Imported Electricity[N2O,geothermal es] | NoSettings | 0 | 0 | 0 | 0 | 0 | 0 | 0 | 0 | 0 | 0 | 0 | 0 | 0 | 0 | 0 | 0 | 0 | 0 | 0 | 0 | 0 | 0 | 0 | 0 | 0 | 0 | 0 | 0 | 0 | 0 | 0
Pollutant Emissions from Imported Electricity[N2O,petroleum es] | NoSettings | 1186760 | 1140610 | 1094450 | 1048300 | 1002150 | 949405 | 903254 | 857102 | 810950 | 758206 | 712054 | 665902 | 618432 | 570962 | 523492 | 476021 | 428551 | 380421 | 332951 | 285481 | 238011 | 190540 | 143070 | 94940.5 | 47602.1 | 0 | 0 | 0 | 0 | 0 | 0
Pollutant Emissions from Imported Electricity[N2O,natural gas peaker es] | NoSettings | 0 | 0 | 0 | 0 | 0 | 0 | 0 | 0 | 0 | 0 | 0 | 0 | 0 | 0 | 0 | 0 | 0 | 0 | 0 | 0 | 0 | 0 | 0 | 0 | 0 | 0 | 0 | 0 | 0 | 0 | 0
Pollutant Emissions from Imported Electricity[N2O,lignite es] | NoSettings | 0 | 0 | 0 | 0 | 0 | 0 | 0 | 0 | 0 | 0 | 0 | 0 | 0 | 0 | 0 | 0 | 0 | 0 | 0 | 0 | 0 | 0 | 0 | 0 | 0 | 0 | 0 | 0 | 0 | 0 | 0
Pollutant Emissions from Imported Electricity[N2O,offshore wind es] | NoSettings | 0 | 0 | 0 | 0 | 0 | 0 | 0 | 0 | 0 | 0 | 0 | 0 | 0 | 0 | 0 | 0 | 0 | 0 | 0 | 0 | 0 | 0 | 0 | 0 | 0 | 0 | 0 | 0 | 0 | 0 | 0
Pollutant Emissions from Imported Electricity[N2O,crude oil es] | NoSettings | 0 | 0 | 0 | 0 | 0 | 0 | 0 | 0 | 0 | 0 | 0 | 0 | 0 | 0 | 0 | 0 | 0 | 0 | 0 | 0 | 0 | 0 | 0 | 0 | 0 | 0 | 0 | 0 | 0 | 0 | 0
Pollutant Emissions from Imported Electricity[N2O,heavy or residual fuel oil es] | NoSettings | 0 | 0 | 0 | 0 | 0 | 0 | 0 | 0 | 0 | 0 | 0 | 0 | 0 | 0 | 0 | 0 | 0 | 0 | 0 | 0 | 0 | 0 | 0 | 0 | 0 | 0 | 0 | 0 | 0 | 0 | 0
Pollutant Emissions from Imported Electricity[N2O,municipal solid waste es] | NoSettings | 0 | 0 | 0 | 0 | 0 | 0 | 0 | 0 | 0 | 0 | 0 | 0 | 0 | 0 | 0 | 0 | 0 | 0 | 0 | 0 | 0 | 0 | 0 | 0 | 0 | 0 | 0 | 0 | 0 | 0 | 0
Pollutant Emissions from Imported Electricity[F gases,hard coal es] | NoSettings | 0 | 0 | 0 | 0 | 0 | 0 | 0 | 0 | 0 | 0 | 0 | 0 | 0 | 0 | 0 | 0 | 0 | 0 | 0 | 0 | 0 | 0 | 0 | 0 | 0 | 0 | 0 | 0 | 0 | 0 | 0
Pollutant Emissions from Imported Electricity[F gases,natural gas nonpeaker es] | NoSettings | 0 | 0 | 0 | 0 | 0 | 0 | 0 | 0 | 0 | 0 | 0 | 0 | 0 | 0 | 0 | 0 | 0 | 0 | 0 | 0 | 0 | 0 | 0 | 0 | 0 | 0 | 0 | 0 | 0 | 0 | 0
Pollutant Emissions from Imported Electricity[F gases,nuclear es] | NoSettings | 0 | 0 | 0 | 0 | 0 | 0 | 0 | 0 | 0 | 0 | 0 | 0 | 0 | 0 | 0 | 0 | 0 | 0 | 0 | 0 | 0 | 0 | 0 | 0 | 0 | 0 | 0 | 0 | 0 | 0 | 0
Pollutant Emissions from Imported Electricity[F gases,hydro es] | NoSettings | 0 | 0 | 0 | 0 | 0 | 0 | 0 | 0 | 0 | 0 | 0 | 0 | 0 | 0 | 0 | 0 | 0 | 0 | 0 | 0 | 0 | 0 | 0 | 0 | 0 | 0 | 0 | 0 | 0 | 0 | 0
Pollutant Emissions from Imported Electricity[F gases,onshore wind es] | NoSettings | 0 | 0 | 0 | 0 | 0 | 0 | 0 | 0 | 0 | 0 | 0 | 0 | 0 | 0 | 0 | 0 | 0 | 0 | 0 | 0 | 0 | 0 | 0 | 0 | 0 | 0 | 0 | 0 | 0 | 0 | 0
Pollutant Emissions from Imported Electricity[F gases,solar PV es] | NoSettings | 0 | 0 | 0 | 0 | 0 | 0 | 0 | 0 | 0 | 0 | 0 | 0 | 0 | 0 | 0 | 0 | 0 | 0 | 0 | 0 | 0 | 0 | 0 | 0 | 0 | 0 | 0 | 0 | 0 | 0 | 0
Pollutant Emissions from Imported Electricity[F gases,solar thermal es] | NoSettings | 0 | 0 | 0 | 0 | 0 | 0 | 0 | 0 | 0 | 0 | 0 | 0 | 0 | 0 | 0 | 0 | 0 | 0 | 0 | 0 | 0 | 0 | 0 | 0 | 0 | 0 | 0 | 0 | 0 | 0 | 0
Pollutant Emissions from Imported Electricity[F gases,biomass es] | NoSettings | 0 | 0 | 0 | 0 | 0 | 0 | 0 | 0 | 0 | 0 | 0 | 0 | 0 | 0 | 0 | 0 | 0 | 0 | 0 | 0 | 0 | 0 | 0 | 0 | 0 | 0 | 0 | 0 | 0 | 0 | 0
Pollutant Emissions from Imported Electricity[F gases,geothermal es] | NoSettings | 0 | 0 | 0 | 0 | 0 | 0 | 0 | 0 | 0 | 0 | 0 | 0 | 0 | 0 | 0 | 0 | 0 | 0 | 0 | 0 | 0 | 0 | 0 | 0 | 0 | 0 | 0 | 0 | 0 | 0 | 0
Pollutant Emissions from Imported Electricity[F gases,petroleum es] | NoSettings | 0 | 0 | 0 | 0 | 0 | 0 | 0 | 0 | 0 | 0 | 0 | 0 | 0 | 0 | 0 | 0 | 0 | 0 | 0 | 0 | 0 | 0 | 0 | 0 | 0 | 0 | 0 | 0 | 0 | 0 | 0
Pollutant Emissions from Imported Electricity[F gases,natural gas peaker es] | NoSettings | 0 | 0 | 0 | 0 | 0 | 0 | 0 | 0 | 0 | 0 | 0 | 0 | 0 | 0 | 0 | 0 | 0 | 0 | 0 | 0 | 0 | 0 | 0 | 0 | 0 | 0 | 0 | 0 | 0 | 0 | 0
Pollutant Emissions from Imported Electricity[F gases,lignite es] | NoSettings | 0 | 0 | 0 | 0 | 0 | 0 | 0 | 0 | 0 | 0 | 0 | 0 | 0 | 0 | 0 | 0 | 0 | 0 | 0 | 0 | 0 | 0 | 0 | 0 | 0 | 0 | 0 | 0 | 0 | 0 | 0
Pollutant Emissions from Imported Electricity[F gases,offshore wind es] | NoSettings | 0 | 0 | 0 | 0 | 0 | 0 | 0 | 0 | 0 | 0 | 0 | 0 | 0 | 0 | 0 | 0 | 0 | 0 | 0 | 0 | 0 | 0 | 0 | 0 | 0 | 0 | 0 | 0 | 0 | 0 | 0
Pollutant Emissions from Imported Electricity[F gases,crude oil es] | NoSettings | 0 | 0 | 0 | 0 | 0 | 0 | 0 | 0 | 0 | 0 | 0 | 0 | 0 | 0 | 0 | 0 | 0 | 0 | 0 | 0 | 0 | 0 | 0 | 0 | 0 | 0 | 0 | 0 | 0 | 0 | 0
Pollutant Emissions from Imported Electricity[F gases,heavy or residual fuel oil es] | NoSettings | 0 | 0 | 0 | 0 | 0 | 0 | 0 | 0 | 0 | 0 | 0 | 0 | 0 | 0 | 0 | 0 | 0 | 0 | 0 | 0 | 0 | 0 | 0 | 0 | 0 | 0 | 0 | 0 | 0 | 0 | 0
Pollutant Emissions from Imported Electricity[F gases,municipal solid waste es] | NoSettings | 0 | 0 | 0 | 0 | 0 | 0 | 0 | 0 | 0 | 0 | 0 | 0 | 0 | 0 | 0 | 0 | 0 | 0 | 0 | 0 | 0 | 0 | 0 | 0 | 0 | 0 | 0 | 0 | 0 | 0 | 0
Absolute Change in In Scope Emissions due to Electricity Imports[CO2,hard coal es] | NoSettings | 9920040000000 | 7932010000000 | 5954030000000 | 3966010000000 | 1988020000000 | 0 | 0 | 0 | 0 | 0 | 0 | 0 | 0 | 0 | 0 | 0 | 0 | 0 | 0 | 0 | 0 | 0 | 0 | 0 | 0 | 0 | 0 | 0 | 0 | 0 | 0
Absolute Change in In Scope Emissions due to Electricity Imports[CO2,natural gas nonpeaker es] | NoSettings | 8003650000000 | 7736860000000 | 7403370000000 | 7069890000000 | 6736400000000 | 6422930000000 | 6102780000000 | 5782640000000 | 5462490000000 | 5142340000000 | 4822200000000 | 4495380000000 | 4175240000000 | 3855090000000 | 3534940000000 | 3214800000000 | 2894650000000 | 2567840000000 | 2247690000000 | 1927550000000 | 1607400000000 | 1287250000000 | 967107000000 | 642293000000 | 321480000000 | 0 | 0 | 0 | 0 | 0 | 0
Absolute Change in In Scope Emissions due to Electricity Imports[CO2,nuclear es] | NoSettings | 0 | 0 | 0 | 0 | 0 | 0 | 0 | 0 | 0 | 0 | 0 | 0 | 0 | 0 | 0 | 0 | 0 | 0 | 0 | 0 | 0 | 0 | 0 | 0 | 0 | 0 | 0 | 0 | 0 | 0 | 0
Absolute Change in In Scope Emissions due to Electricity Imports[CO2,hydro es] | NoSettings | 0 | 0 | 0 | 0 | 0 | 0 | 0 | 0 | 0 | 0 | 0 | 0 | 0 | 0 | 0 | 0 | 0 | 0 | 0 | 0 | 0 | 0 | 0 | 0 | 0 | 0 | 0 | 0 | 0 | 0 | 0
Absolute Change in In Scope Emissions due to Electricity Imports[CO2,onshore wind es] | NoSettings | 0 | 0 | 0 | 0 | 0 | 0 | 0 | 0 | 0 | 0 | 0 | 0 | 0 | 0 | 0 | 0 | 0 | 0 | 0 | 0 | 0 | 0 | 0 | 0 | 0 | 0 | 0 | 0 | 0 | 0 | 0
Absolute Change in In Scope Emissions due to Electricity Imports[CO2,solar PV es] | NoSettings | 0 | 0 | 0 | 0 | 0 | 0 | 0 | 0 | 0 | 0 | 0 | 0 | 0 | 0 | 0 | 0 | 0 | 0 | 0 | 0 | 0 | 0 | 0 | 0 | 0 | 0 | 0 | 0 | 0 | 0 | 0
Absolute Change in In Scope Emissions due to Electricity Imports[CO2,solar thermal es] | NoSettings | 0 | 0 | 0 | 0 | 0 | 0 | 0 | 0 | 0 | 0 | 0 | 0 | 0 | 0 | 0 | 0 | 0 | 0 | 0 | 0 | 0 | 0 | 0 | 0 | 0 | 0 | 0 | 0 | 0 | 0 | 0
Absolute Change in In Scope Emissions due to Electricity Imports[CO2,biomass es] | NoSettings | 0 | 0 | 0 | 0 | 0 | 0 | 0 | 0 | 0 | 0 | 0 | 0 | 0 | 0 | 0 | 0 | 0 | 0 | 0 | 0 | 0 | 0 | 0 | 0 | 0 | 0 | 0 | 0 | 0 | 0 | 0
Absolute Change in In Scope Emissions due to Electricity Imports[CO2,geothermal es] | NoSettings | 0 | 0 | 0 | 0 | 0 | 0 | 0 | 0 | 0 | 0 | 0 | 0 | 0 | 0 | 0 | 0 | 0 | 0 | 0 | 0 | 0 | 0 | 0 | 0 | 0 | 0 | 0 | 0 | 0 | 0 | 0
Absolute Change in In Scope Emissions due to Electricity Imports[CO2,petroleum es] | NoSettings | 148542000000 | 142766000000 | 136989000000 | 131212000000 | 125436000000 | 118834000000 | 113057000000 | 107281000000 | 101504000000 | 94902100000 | 89125400000 | 83348800000 | 77407100000 | 71465400000 | 65523700000 | 59582000000 | 53640300000 | 47616100000 | 41674400000 | 35732700000 | 29791000000 | 23849300000 | 17907600000 | 11883400000 | 5958200000 | 0 | 0 | 0 | 0 | 0 | 0
Absolute Change in In Scope Emissions due to Electricity Imports[CO2,natural gas peaker es] | NoSettings | 0 | 0 | 0 | 0 | 0 | 0 | 0 | 0 | 0 | 0 | 0 | 0 | 0 | 0 | 0 | 0 | 0 | 0 | 0 | 0 | 0 | 0 | 0 | 0 | 0 | 0 | 0 | 0 | 0 | 0 | 0
Absolute Change in In Scope Emissions due to Electricity Imports[CO2,lignite es] | NoSettings | 0 | 0 | 0 | 0 | 0 | 0 | 0 | 0 | 0 | 0 | 0 | 0 | 0 | 0 | 0 | 0 | 0 | 0 | 0 | 0 | 0 | 0 | 0 | 0 | 0 | 0 | 0 | 0 | 0 | 0 | 0
Absolute Change in In Scope Emissions due to Electricity Imports[CO2,offshore wind es] | NoSettings | 0 | 0 | 0 | 0 | 0 | 0 | 0 | 0 | 0 | 0 | 0 | 0 | 0 | 0 | 0 | 0 | 0 | 0 | 0 | 0 | 0 | 0 | 0 | 0 | 0 | 0 | 0 | 0 | 0 | 0 | 0
Absolute Change in In Scope Emissions due to Electricity Imports[CO2,crude oil es] | NoSettings | 0 | 0 | 0 | 0 | 0 | 0 | 0 | 0 | 0 | 0 | 0 | 0 | 0 | 0 | 0 | 0 | 0 | 0 | 0 | 0 | 0 | 0 | 0 | 0 | 0 | 0 | 0 | 0 | 0 | 0 | 0
Absolute Change in In Scope Emissions due to Electricity Imports[CO2,heavy or residual fuel oil es] | NoSettings | 0 | 0 | 0 | 0 | 0 | 0 | 0 | 0 | 0 | 0 | 0 | 0 | 0 | 0 | 0 | 0 | 0 | 0 | 0 | 0 | 0 | 0 | 0 | 0 | 0 | 0 | 0 | 0 | 0 | 0 | 0
Absolute Change in In Scope Emissions due to Electricity Imports[CO2,municipal solid waste es] | NoSettings | 0 | 0 | 0 | 0 | 0 | 0 | 0 | 0 | 0 | 0 | 0 | 0 | 0 | 0 | 0 | 0 | 0 | 0 | 0 | 0 | 0 | 0 | 0 | 0 | 0 | 0 | 0 | 0 | 0 | 0 | 0
Absolute Change in In Scope Emissions due to Electricity Imports[VOC,hard coal es] | NoSettings | 87963500 | 70335200 | 52795900 | 35167600 | 17628300 | 0 | 0 | 0 | 0 | 0 | 0 | 0 | 0 | 0 | 0 | 0 | 0 | 0 | 0 | 0 | 0 | 0 | 0 | 0 | 0 | 0 | 0 | 0 | 0 | 0 | 0
Absolute Change in In Scope Emissions due to Electricity Imports[VOC,natural gas nonpeaker es] | NoSettings | 72856400 | 70427900 | 67392200 | 64356500 | 61320800 | 58467300 | 55553000 | 52638800 | 49724500 | 46810300 | 43896000 | 40921000 | 38006800 | 35092500 | 32178300 | 29264000 | 26349700 | 23374800 | 20460500 | 17546300 | 14632000 | 11717700 | 8803480 | 5846730 | 2926400 | 0 | 0 | 0 | 0 | 0 | 0
Absolute Change in In Scope Emissions due to Electricity Imports[VOC,nuclear es] | NoSettings | 0 | 0 | 0 | 0 | 0 | 0 | 0 | 0 | 0 | 0 | 0 | 0 | 0 | 0 | 0 | 0 | 0 | 0 | 0 | 0 | 0 | 0 | 0 | 0 | 0 | 0 | 0 | 0 | 0 | 0 | 0
Absolute Change in In Scope Emissions due to Electricity Imports[VOC,hydro es] | NoSettings | 0 | 0 | 0 | 0 | 0 | 0 | 0 | 0 | 0 | 0 | 0 | 0 | 0 | 0 | 0 | 0 | 0 | 0 | 0 | 0 | 0 | 0 | 0 | 0 | 0 | 0 | 0 | 0 | 0 | 0 | 0
Absolute Change in In Scope Emissions due to Electricity Imports[VOC,onshore wind es] | NoSettings | 0 | 0 | 0 | 0 | 0 | 0 | 0 | 0 | 0 | 0 | 0 | 0 | 0 | 0 | 0 | 0 | 0 | 0 | 0 | 0 | 0 | 0 | 0 | 0 | 0 | 0 | 0 | 0 | 0 | 0 | 0
Absolute Change in In Scope Emissions due to Electricity Imports[VOC,solar PV es] | NoSettings | 0 | 0 | 0 | 0 | 0 | 0 | 0 | 0 | 0 | 0 | 0 | 0 | 0 | 0 | 0 | 0 | 0 | 0 | 0 | 0 | 0 | 0 | 0 | 0 | 0 | 0 | 0 | 0 | 0 | 0 | 0
Absolute Change in In Scope Emissions due to Electricity Imports[VOC,solar thermal es] | NoSettings | 0 | 0 | 0 | 0 | 0 | 0 | 0 | 0 | 0 | 0 | 0 | 0 | 0 | 0 | 0 | 0 | 0 | 0 | 0 | 0 | 0 | 0 | 0 | 0 | 0 | 0 | 0 | 0 | 0 | 0 | 0
Absolute Change in In Scope Emissions due to Electricity Imports[VOC,biomass es] | NoSettings | 109408000 | 109408000 | 109408000 | 109408000 | 109408000 | 109408000 | 109408000 | 109408000 | 109408000 | 109408000 | 109408000 | 109408000 | 109408000 | 109408000 | 109408000 | 109408000 | 109408000 | 109408000 | 109408000 | 109408000 | 109408000 | 109408000 | 109408000 | 109408000 | 109408000 | 109408000 | 109408000 | 109408000 | 109408000 | 109408000 | 109408000
Absolute Change in In Scope Emissions due to Electricity Imports[VOC,geothermal es] | NoSettings | 0 | 0 | 0 | 0 | 0 | 0 | 0 | 0 | 0 | 0 | 0 | 0 | 0 | 0 | 0 | 0 | 0 | 0 | 0 | 0 | 0 | 0 | 0 | 0 | 0 | 0 | 0 | 0 | 0 | 0 | 0
Absolute Change in In Scope Emissions due to Electricity Imports[VOC,petroleum es] | NoSettings | 3184460 | 3060620 | 2936780 | 2812940 | 2689100 | 2547570 | 2423730 | 2299890 | 2176050 | 2034520 | 1910680 | 1786840 | 1659460 | 1532080 | 1404700 | 1277320 | 1149950 | 1020800 | 893419 | 766041 | 638662 | 511283 | 383905 | 254757 | 127732 | 0 | 0 | 0 | 0 | 0 | 0
Absolute Change in In Scope Emissions due to Electricity Imports[VOC,natural gas peaker es] | NoSettings | 0 | 0 | 0 | 0 | 0 | 0 | 0 | 0 | 0 | 0 | 0 | 0 | 0 | 0 | 0 | 0 | 0 | 0 | 0 | 0 | 0 | 0 | 0 | 0 | 0 | 0 | 0 | 0 | 0 | 0 | 0
Absolute Change in In Scope Emissions due to Electricity Imports[VOC,lignite es] | NoSettings | 0 | 0 | 0 | 0 | 0 | 0 | 0 | 0 | 0 | 0 | 0 | 0 | 0 | 0 | 0 | 0 | 0 | 0 | 0 | 0 | 0 | 0 | 0 | 0 | 0 | 0 | 0 | 0 | 0 | 0 | 0
Absolute Change in In Scope Emissions due to Electricity Imports[VOC,offshore wind es] | NoSettings | 0 | 0 | 0 | 0 | 0 | 0 | 0 | 0 | 0 | 0 | 0 | 0 | 0 | 0 | 0 | 0 | 0 | 0 | 0 | 0 | 0 | 0 | 0 | 0 | 0 | 0 | 0 | 0 | 0 | 0 | 0
Absolute Change in In Scope Emissions due to Electricity Imports[VOC,crude oil es] | NoSettings | 0 | 0 | 0 | 0 | 0 | 0 | 0 | 0 | 0 | 0 | 0 | 0 | 0 | 0 | 0 | 0 | 0 | 0 | 0 | 0 | 0 | 0 | 0 | 0 | 0 | 0 | 0 | 0 | 0 | 0 | 0
Absolute Change in In Scope Emissions due to Electricity Imports[VOC,heavy or residual fuel oil es] | NoSettings | 0 | 0 | 0 | 0 | 0 | 0 | 0 | 0 | 0 | 0 | 0 | 0 | 0 | 0 | 0 | 0 | 0 | 0 | 0 | 0 | 0 | 0 | 0 | 0 | 0 | 0 | 0 | 0 | 0 | 0 | 0
Absolute Change in In Scope Emissions due to Electricity Imports[VOC,municipal solid waste es] | NoSettings | 0 | 0 | 0 | 0 | 0 | 0 | 0 | 0 | 0 | 0 | 0 | 0 | 0 | 0 | 0 | 0 | 0 | 0 | 0 | 0 | 0 | 0 | 0 | 0 | 0 | 0 | 0 | 0 | 0 | 0 | 0
Absolute Change in In Scope Emissions due to Electricity Imports[CO,hard coal es] | NoSettings | 573892000 | 458881000 | 344451000 | 229440000 | 115011000 | 0 | 0 | 0 | 0 | 0 | 0 | 0 | 0 | 0 | 0 | 0 | 0 | 0 | 0 | 0 | 0 | 0 | 0 | 0 | 0 | 0 | 0 | 0 | 0 | 0 | 0
Absolute Change in In Scope Emissions due to Electricity Imports[CO,natural gas nonpeaker es] | NoSettings | 1831370000 | 1770320000 | 1694010000 | 1617710000 | 1541400000 | 1469670000 | 1396420000 | 1323160000 | 1249910000 | 1176650000 | 1103400000 | 1028620000 | 955363000 | 882108000 | 808853000 | 735599000 | 662344000 | 587563000 | 514309000 | 441054000 | 367799000 | 294545000 | 221290000 | 146967000 | 73559900 | 0 | 0 | 0 | 0 | 0 | 0
Absolute Change in In Scope Emissions due to Electricity Imports[CO,nuclear es] | NoSettings | 0 | 0 | 0 | 0 | 0 | 0 | 0 | 0 | 0 | 0 | 0 | 0 | 0 | 0 | 0 | 0 | 0 | 0 | 0 | 0 | 0 | 0 | 0 | 0 | 0 | 0 | 0 | 0 | 0 | 0 | 0
Absolute Change in In Scope Emissions due to Electricity Imports[CO,hydro es] | NoSettings | 0 | 0 | 0 | 0 | 0 | 0 | 0 | 0 | 0 | 0 | 0 | 0 | 0 | 0 | 0 | 0 | 0 | 0 | 0 | 0 | 0 | 0 | 0 | 0 | 0 | 0 | 0 | 0 | 0 | 0 | 0
Absolute Change in In Scope Emissions due to Electricity Imports[CO,onshore wind es] | NoSettings | 0 | 0 | 0 | 0 | 0 | 0 | 0 | 0 | 0 | 0 | 0 | 0 | 0 | 0 | 0 | 0 | 0 | 0 | 0 | 0 | 0 | 0 | 0 | 0 | 0 | 0 | 0 | 0 | 0 | 0 | 0
Absolute Change in In Scope Emissions due to Electricity Imports[CO,solar PV es] | NoSettings | 0 | 0 | 0 | 0 | 0 | 0 | 0 | 0 | 0 | 0 | 0 | 0 | 0 | 0 | 0 | 0 | 0 | 0 | 0 | 0 | 0 | 0 | 0 | 0 | 0 | 0 | 0 | 0 | 0 | 0 | 0
Absolute Change in In Scope Emissions due to Electricity Imports[CO,solar thermal es] | NoSettings | 0 | 0 | 0 | 0 | 0 | 0 | 0 | 0 | 0 | 0 | 0 | 0 | 0 | 0 | 0 | 0 | 0 | 0 | 0 | 0 | 0 | 0 | 0 | 0 | 0 | 0 | 0 | 0 | 0 | 0 | 0
Absolute Change in In Scope Emissions due to Electricity Imports[CO,biomass es] | NoSettings | 3855610000 | 3855610000 | 3855610000 | 3855610000 | 3855610000 | 3855610000 | 3855610000 | 3855610000 | 3855610000 | 3855610000 | 3855610000 | 3855610000 | 3855610000 | 3855610000 | 3855610000 | 3855610000 | 3855610000 | 3855610000 | 3855610000 | 3855610000 | 3855610000 | 3855610000 | 3855610000 | 3855610000 | 3855610000 | 3855610000 | 3855610000 | 3855610000 | 3855610000 | 3855610000 | 3855610000
Absolute Change in In Scope Emissions due to Electricity Imports[CO,geothermal es] | NoSettings | 0 | 0 | 0 | 0 | 0 | 0 | 0 | 0 | 0 | 0 | 0 | 0 | 0 | 0 | 0 | 0 | 0 | 0 | 0 | 0 | 0 | 0 | 0 | 0 | 0 | 0 | 0 | 0 | 0 | 0 | 0
Absolute Change in In Scope Emissions due to Electricity Imports[CO,petroleum es] | NoSettings | 23946800 | 23015500 | 22084200 | 21153000 | 20221700 | 19157400 | 18226200 | 17294900 | 16363600 | 15299300 | 14368100 | 13436800 | 12478900 | 11521100 | 10563200 | 9605320 | 8647450 | 7676270 | 6718400 | 5760530 | 4802660 | 3844790 | 2886920 | 1915740 | 960532 | 0 | 0 | 0 | 0 | 0 | 0
Absolute Change in In Scope Emissions due to Electricity Imports[CO,natural gas peaker es] | NoSettings | 0 | 0 | 0 | 0 | 0 | 0 | 0 | 0 | 0 | 0 | 0 | 0 | 0 | 0 | 0 | 0 | 0 | 0 | 0 | 0 | 0 | 0 | 0 | 0 | 0 | 0 | 0 | 0 | 0 | 0 | 0
Absolute Change in In Scope Emissions due to Electricity Imports[CO,lignite es] | NoSettings | 0 | 0 | 0 | 0 | 0 | 0 | 0 | 0 | 0 | 0 | 0 | 0 | 0 | 0 | 0 | 0 | 0 | 0 | 0 | 0 | 0 | 0 | 0 | 0 | 0 | 0 | 0 | 0 | 0 | 0 | 0
Absolute Change in In Scope Emissions due to Electricity Imports[CO,offshore wind es] | NoSettings | 0 | 0 | 0 | 0 | 0 | 0 | 0 | 0 | 0 | 0 | 0 | 0 | 0 | 0 | 0 | 0 | 0 | 0 | 0 | 0 | 0 | 0 | 0 | 0 | 0 | 0 | 0 | 0 | 0 | 0 | 0
Absolute Change in In Scope Emissions due to Electricity Imports[CO,crude oil es] | NoSettings | 0 | 0 | 0 | 0 | 0 | 0 | 0 | 0 | 0 | 0 | 0 | 0 | 0 | 0 | 0 | 0 | 0 | 0 | 0 | 0 | 0 | 0 | 0 | 0 | 0 | 0 | 0 | 0 | 0 | 0 | 0
Absolute Change in In Scope Emissions due to Electricity Imports[CO,heavy or residual fuel oil es] | NoSettings | 0 | 0 | 0 | 0 | 0 | 0 | 0 | 0 | 0 | 0 | 0 | 0 | 0 | 0 | 0 | 0 | 0 | 0 | 0 | 0 | 0 | 0 | 0 | 0 | 0 | 0 | 0 | 0 | 0 | 0 | 0
Absolute Change in In Scope Emissions due to Electricity Imports[CO,municipal solid waste es] | NoSettings | 0 | 0 | 0 | 0 | 0 | 0 | 0 | 0 | 0 | 0 | 0 | 0 | 0 | 0 | 0 | 0 | 0 | 0 | 0 | 0 | 0 | 0 | 0 | 0 | 0 | 0 | 0 | 0 | 0 | 0 | 0
Absolute Change in In Scope Emissions due to Electricity Imports[NOx,hard coal es] | NoSettings | 3724270000 | 2977910000 | 2235320000 | 1488950000 | 746362000 | 0 | 0 | 0 | 0 | 0 | 0 | 0 | 0 | 0 | 0 | 0 | 0 | 0 | 0 | 0 | 0 | 0 | 0 | 0 | 0 | 0 | 0 | 0 | 0 | 0 | 0
Absolute Change in In Scope Emissions due to Electricity Imports[NOx,natural gas nonpeaker es] | NoSettings | 2187050000 | 2114150000 | 2023020000 | 1931890000 | 1840770000 | 1755110000 | 1667630000 | 1580140000 | 1492660000 | 1405180000 | 1317700000 | 1228390000 | 1140910000 | 1053430000 | 965947000 | 878465000 | 790983000 | 701679000 | 614197000 | 526715000 | 439233000 | 351751000 | 264269000 | 175511000 | 87846500 | 0 | 0 | 0 | 0 | 0 | 0
Absolute Change in In Scope Emissions due to Electricity Imports[NOx,nuclear es] | NoSettings | 0 | 0 | 0 | 0 | 0 | 0 | 0 | 0 | 0 | 0 | 0 | 0 | 0 | 0 | 0 | 0 | 0 | 0 | 0 | 0 | 0 | 0 | 0 | 0 | 0 | 0 | 0 | 0 | 0 | 0 | 0
Absolute Change in In Scope Emissions due to Electricity Imports[NOx,hydro es] | NoSettings | 0 | 0 | 0 | 0 | 0 | 0 | 0 | 0 | 0 | 0 | 0 | 0 | 0 | 0 | 0 | 0 | 0 | 0 | 0 | 0 | 0 | 0 | 0 | 0 | 0 | 0 | 0 | 0 | 0 | 0 | 0
Absolute Change in In Scope Emissions due to Electricity Imports[NOx,onshore wind es] | NoSettings | 0 | 0 | 0 | 0 | 0 | 0 | 0 | 0 | 0 | 0 | 0 | 0 | 0 | 0 | 0 | 0 | 0 | 0 | 0 | 0 | 0 | 0 | 0 | 0 | 0 | 0 | 0 | 0 | 0 | 0 | 0
Absolute Change in In Scope Emissions due to Electricity Imports[NOx,solar PV es] | NoSettings | 0 | 0 | 0 | 0 | 0 | 0 | 0 | 0 | 0 | 0 | 0 | 0 | 0 | 0 | 0 | 0 | 0 | 0 | 0 | 0 | 0 | 0 | 0 | 0 | 0 | 0 | 0 | 0 | 0 | 0 | 0
Absolute Change in In Scope Emissions due to Electricity Imports[NOx,solar thermal es] | NoSettings | 0 | 0 | 0 | 0 | 0 | 0 | 0 | 0 | 0 | 0 | 0 | 0 | 0 | 0 | 0 | 0 | 0 | 0 | 0 | 0 | 0 | 0 | 0 | 0 | 0 | 0 | 0 | 0 | 0 | 0 | 0
Absolute Change in In Scope Emissions due to Electricity Imports[NOx,biomass es] | NoSettings | 751486000 | 751486000 | 751486000 | 751486000 | 751486000 | 751486000 | 751486000 | 751486000 | 751486000 | 751486000 | 751486000 | 751486000 | 751486000 | 751486000 | 751486000 | 751486000 | 751486000 | 751486000 | 751486000 | 751486000 | 751486000 | 751486000 | 751486000 | 751486000 | 751486000 | 751486000 | 751486000 | 751486000 | 751486000 | 751486000 | 751486000
Absolute Change in In Scope Emissions due to Electricity Imports[NOx,geothermal es] | NoSettings | 0 | 0 | 0 | 0 | 0 | 0 | 0 | 0 | 0 | 0 | 0 | 0 | 0 | 0 | 0 | 0 | 0 | 0 | 0 | 0 | 0 | 0 | 0 | 0 | 0 | 0 | 0 | 0 | 0 | 0 | 0
Absolute Change in In Scope Emissions due to Electricity Imports[NOx,petroleum es] | NoSettings | 748183000 | 719087000 | 689991000 | 660895000 | 631799000 | 598546000 | 569450000 | 540354000 | 511258000 | 478006000 | 448910000 | 419814000 | 389886000 | 359959000 | 330032000 | 300104000 | 270177000 | 239834000 | 209907000 | 179980000 | 150052000 | 120125000 | 90197600 | 59854600 | 30010400 | 0 | 0 | 0 | 0 | 0 | 0
Absolute Change in In Scope Emissions due to Electricity Imports[NOx,natural gas peaker es] | NoSettings | 0 | 0 | 0 | 0 | 0 | 0 | 0 | 0 | 0 | 0 | 0 | 0 | 0 | 0 | 0 | 0 | 0 | 0 | 0 | 0 | 0 | 0 | 0 | 0 | 0 | 0 | 0 | 0 | 0 | 0 | 0
Absolute Change in In Scope Emissions due to Electricity Imports[NOx,lignite es] | NoSettings | 0 | 0 | 0 | 0 | 0 | 0 | 0 | 0 | 0 | 0 | 0 | 0 | 0 | 0 | 0 | 0 | 0 | 0 | 0 | 0 | 0 | 0 | 0 | 0 | 0 | 0 | 0 | 0 | 0 | 0 | 0
Absolute Change in In Scope Emissions due to Electricity Imports[NOx,offshore wind es] | NoSettings | 0 | 0 | 0 | 0 | 0 | 0 | 0 | 0 | 0 | 0 | 0 | 0 | 0 | 0 | 0 | 0 | 0 | 0 | 0 | 0 | 0 | 0 | 0 | 0 | 0 | 0 | 0 | 0 | 0 | 0 | 0
Absolute Change in In Scope Emissions due to Electricity Imports[NOx,crude oil es] | NoSettings | 0 | 0 | 0 | 0 | 0 | 0 | 0 | 0 | 0 | 0 | 0 | 0 | 0 | 0 | 0 | 0 | 0 | 0 | 0 | 0 | 0 | 0 | 0 | 0 | 0 | 0 | 0 | 0 | 0 | 0 | 0
Absolute Change in In Scope Emissions due to Electricity Imports[NOx,heavy or residual fuel oil es] | NoSettings | 0 | 0 | 0 | 0 | 0 | 0 | 0 | 0 | 0 | 0 | 0 | 0 | 0 | 0 | 0 | 0 | 0 | 0 | 0 | 0 | 0 | 0 | 0 | 0 | 0 | 0 | 0 | 0 | 0 | 0 | 0
Absolute Change in In Scope Emissions due to Electricity Imports[NOx,municipal solid waste es] | NoSettings | 0 | 0 | 0 | 0 | 0 | 0 | 0 | 0 | 0 | 0 | 0 | 0 | 0 | 0 | 0 | 0 | 0 | 0 | 0 | 0 | 0 | 0 | 0 | 0 | 0 | 0 | 0 | 0 | 0 | 0 | 0
Absolute Change in In Scope Emissions due to Electricity Imports[PM10,hard coal es] | NoSettings | 630595000 | 504221000 | 378485000 | 252110000 | 126374000 | 0 | 0 | 0 | 0 | 0 | 0 | 0 | 0 | 0 | 0 | 0 | 0 | 0 | 0 | 0 | 0 | 0 | 0 | 0 | 0 | 0 | 0 | 0 | 0 | 0 | 0
Absolute Change in In Scope Emissions due to Electricity Imports[PM10,natural gas nonpeaker es] | NoSettings | 54906300 | 53076100 | 50788300 | 48500600 | 46212800 | 44062300 | 41866000 | 39669800 | 37473500 | 35277300 | 33081000 | 30839000 | 28642800 | 26446500 | 24250300 | 22054000 | 19857800 | 17615800 | 15419500 | 13223300 | 11027000 | 8830760 | 6634510 | 4406230 | 2205400 | 0 | 0 | 0 | 0 | 0 | 0
Absolute Change in In Scope Emissions due to Electricity Imports[PM10,nuclear es] | NoSettings | 0 | 0 | 0 | 0 | 0 | 0 | 0 | 0 | 0 | 0 | 0 | 0 | 0 | 0 | 0 | 0 | 0 | 0 | 0 | 0 | 0 | 0 | 0 | 0 | 0 | 0 | 0 | 0 | 0 | 0 | 0
Absolute Change in In Scope Emissions due to Electricity Imports[PM10,hydro es] | NoSettings | 0 | 0 | 0 | 0 | 0 | 0 | 0 | 0 | 0 | 0 | 0 | 0 | 0 | 0 | 0 | 0 | 0 | 0 | 0 | 0 | 0 | 0 | 0 | 0 | 0 | 0 | 0 | 0 | 0 | 0 | 0
Absolute Change in In Scope Emissions due to Electricity Imports[PM10,onshore wind es] | NoSettings | 0 | 0 | 0 | 0 | 0 | 0 | 0 | 0 | 0 | 0 | 0 | 0 | 0 | 0 | 0 | 0 | 0 | 0 | 0 | 0 | 0 | 0 | 0 | 0 | 0 | 0 | 0 | 0 | 0 | 0 | 0
Absolute Change in In Scope Emissions due to Electricity Imports[PM10,solar PV es] | NoSettings | 0 | 0 | 0 | 0 | 0 | 0 | 0 | 0 | 0 | 0 | 0 | 0 | 0 | 0 | 0 | 0 | 0 | 0 | 0 | 0 | 0 | 0 | 0 | 0 | 0 | 0 | 0 | 0 | 0 | 0 | 0
Absolute Change in In Scope Emissions due to Electricity Imports[PM10,solar thermal es] | NoSettings | 0 | 0 | 0 | 0 | 0 | 0 | 0 | 0 | 0 | 0 | 0 | 0 | 0 | 0 | 0 | 0 | 0 | 0 | 0 | 0 | 0 | 0 | 0 | 0 | 0 | 0 | 0 | 0 | 0 | 0 | 0
Absolute Change in In Scope Emissions due to Electricity Imports[PM10,biomass es] | NoSettings | 1705650000 | 1705650000 | 1705650000 | 1705650000 | 1705650000 | 1705650000 | 1705650000 | 1705650000 | 1705650000 | 1705650000 | 1705650000 | 1705650000 | 1705650000 | 1705650000 | 1705650000 | 1705650000 | 1705650000 | 1705650000 | 1705650000 | 1705650000 | 1705650000 | 1705650000 | 1705650000 | 1705650000 | 1705650000 | 1705650000 | 1705650000 | 1705650000 | 1705650000 | 1705650000 | 1705650000
Absolute Change in In Scope Emissions due to Electricity Imports[PM10,geothermal es] | NoSettings | 0 | 0 | 0 | 0 | 0 | 0 | 0 | 0 | 0 | 0 | 0 | 0 | 0 | 0 | 0 | 0 | 0 | 0 | 0 | 0 | 0 | 0 | 0 | 0 | 0 | 0 | 0 | 0 | 0 | 0 | 0
Absolute Change in In Scope Emissions due to Electricity Imports[PM10,petroleum es] | NoSettings | 30250400 | 29074000 | 27897600 | 26721200 | 25544800 | 24200300 | 23023900 | 21847500 | 20671100 | 19326700 | 18150300 | 16973900 | 15763800 | 14553800 | 13343800 | 12133800 | 10923800 | 9696940 | 8486930 | 7276910 | 6066890 | 4856870 | 3646860 | 2420030 | 1213380 | 0 | 0 | 0 | 0 | 0 | 0
Absolute Change in In Scope Emissions due to Electricity Imports[PM10,natural gas peaker es] | NoSettings | 0 | 0 | 0 | 0 | 0 | 0 | 0 | 0 | 0 | 0 | 0 | 0 | 0 | 0 | 0 | 0 | 0 | 0 | 0 | 0 | 0 | 0 | 0 | 0 | 0 | 0 | 0 | 0 | 0 | 0 | 0
Absolute Change in In Scope Emissions due to Electricity Imports[PM10,lignite es] | NoSettings | 0 | 0 | 0 | 0 | 0 | 0 | 0 | 0 | 0 | 0 | 0 | 0 | 0 | 0 | 0 | 0 | 0 | 0 | 0 | 0 | 0 | 0 | 0 | 0 | 0 | 0 | 0 | 0 | 0 | 0 | 0
Absolute Change in In Scope Emissions due to Electricity Imports[PM10,offshore wind es] | NoSettings | 0 | 0 | 0 | 0 | 0 | 0 | 0 | 0 | 0 | 0 | 0 | 0 | 0 | 0 | 0 | 0 | 0 | 0 | 0 | 0 | 0 | 0 | 0 | 0 | 0 | 0 | 0 | 0 | 0 | 0 | 0
Absolute Change in In Scope Emissions due to Electricity Imports[PM10,crude oil es] | NoSettings | 0 | 0 | 0 | 0 | 0 | 0 | 0 | 0 | 0 | 0 | 0 | 0 | 0 | 0 | 0 | 0 | 0 | 0 | 0 | 0 | 0 | 0 | 0 | 0 | 0 | 0 | 0 | 0 | 0 | 0 | 0
Absolute Change in In Scope Emissions due to Electricity Imports[PM10,heavy or residual fuel oil es] | NoSettings | 0 | 0 | 0 | 0 | 0 | 0 | 0 | 0 | 0 | 0 | 0 | 0 | 0 | 0 | 0 | 0 | 0 | 0 | 0 | 0 | 0 | 0 | 0 | 0 | 0 | 0 | 0 | 0 | 0 | 0 | 0
Absolute Change in In Scope Emissions due to Electricity Imports[PM10,municipal solid waste es] | NoSettings | 0 | 0 | 0 | 0 | 0 | 0 | 0 | 0 | 0 | 0 | 0 | 0 | 0 | 0 | 0 | 0 | 0 | 0 | 0 | 0 | 0 | 0 | 0 | 0 | 0 | 0 | 0 | 0 | 0 | 0 | 0
Absolute Change in In Scope Emissions due to Electricity Imports[PM25,hard coal es] | NoSettings | 442310000 | 353669000 | 265475000 | 176834000 | 88641000 | 0 | 0 | 0 | 0 | 0 | 0 | 0 | 0 | 0 | 0 | 0 | 0 | 0 | 0 | 0 | 0 | 0 | 0 | 0 | 0 | 0 | 0 | 0 | 0 | 0 | 0
Absolute Change in In Scope Emissions due to Electricity Imports[PM25,natural gas nonpeaker es] | NoSettings | 54906300 | 53076100 | 50788300 | 48500600 | 46212800 | 44062300 | 41866000 | 39669800 | 37473500 | 35277300 | 33081000 | 30839000 | 28642800 | 26446500 | 24250300 | 22054000 | 19857800 | 17615800 | 15419500 | 13223300 | 11027000 | 8830760 | 6634510 | 4406230 | 2205400 | 0 | 0 | 0 | 0 | 0 | 0
Absolute Change in In Scope Emissions due to Electricity Imports[PM25,nuclear es] | NoSettings | 0 | 0 | 0 | 0 | 0 | 0 | 0 | 0 | 0 | 0 | 0 | 0 | 0 | 0 | 0 | 0 | 0 | 0 | 0 | 0 | 0 | 0 | 0 | 0 | 0 | 0 | 0 | 0 | 0 | 0 | 0
Absolute Change in In Scope Emissions due to Electricity Imports[PM25,hydro es] | NoSettings | 0 | 0 | 0 | 0 | 0 | 0 | 0 | 0 | 0 | 0 | 0 | 0 | 0 | 0 | 0 | 0 | 0 | 0 | 0 | 0 | 0 | 0 | 0 | 0 | 0 | 0 | 0 | 0 | 0 | 0 | 0
Absolute Change in In Scope Emissions due to Electricity Imports[PM25,onshore wind es] | NoSettings | 0 | 0 | 0 | 0 | 0 | 0 | 0 | 0 | 0 | 0 | 0 | 0 | 0 | 0 | 0 | 0 | 0 | 0 | 0 | 0 | 0 | 0 | 0 | 0 | 0 | 0 | 0 | 0 | 0 | 0 | 0
Absolute Change in In Scope Emissions due to Electricity Imports[PM25,solar PV es] | NoSettings | 0 | 0 | 0 | 0 | 0 | 0 | 0 | 0 | 0 | 0 | 0 | 0 | 0 | 0 | 0 | 0 | 0 | 0 | 0 | 0 | 0 | 0 | 0 | 0 | 0 | 0 | 0 | 0 | 0 | 0 | 0
Absolute Change in In Scope Emissions due to Electricity Imports[PM25,solar thermal es] | NoSettings | 0 | 0 | 0 | 0 | 0 | 0 | 0 | 0 | 0 | 0 | 0 | 0 | 0 | 0 | 0 | 0 | 0 | 0 | 0 | 0 | 0 | 0 | 0 | 0 | 0 | 0 | 0 | 0 | 0 | 0 | 0
Absolute Change in In Scope Emissions due to Electricity Imports[PM25,biomass es] | NoSettings | 497170000 | 497170000 | 497170000 | 497170000 | 497170000 | 497170000 | 497170000 | 497170000 | 497170000 | 497170000 | 497170000 | 497170000 | 497170000 | 497170000 | 497170000 | 497170000 | 497170000 | 497170000 | 497170000 | 497170000 | 497170000 | 497170000 | 497170000 | 497170000 | 497170000 | 497170000 | 497170000 | 497170000 | 497170000 | 497170000 | 497170000
Absolute Change in In Scope Emissions due to Electricity Imports[PM25,geothermal es] | NoSettings | 0 | 0 | 0 | 0 | 0 | 0 | 0 | 0 | 0 | 0 | 0 | 0 | 0 | 0 | 0 | 0 | 0 | 0 | 0 | 0 | 0 | 0 | 0 | 0 | 0 | 0 | 0 | 0 | 0 | 0 | 0
Absolute Change in In Scope Emissions due to Electricity Imports[PM25,petroleum es] | NoSettings | 21587100 | 20747600 | 19908100 | 19068600 | 18229100 | 17269700 | 16430200 | 15590700 | 14751200 | 13791800 | 12952300 | 12112800 | 11249300 | 10385800 | 9522310 | 8658830 | 7795340 | 6919870 | 6056380 | 5192900 | 4329410 | 3465930 | 2602450 | 1726970 | 865883 | 0 | 0 | 0 | 0 | 0 | 0
Absolute Change in In Scope Emissions due to Electricity Imports[PM25,natural gas peaker es] | NoSettings | 0 | 0 | 0 | 0 | 0 | 0 | 0 | 0 | 0 | 0 | 0 | 0 | 0 | 0 | 0 | 0 | 0 | 0 | 0 | 0 | 0 | 0 | 0 | 0 | 0 | 0 | 0 | 0 | 0 | 0 | 0
Absolute Change in In Scope Emissions due to Electricity Imports[PM25,lignite es] | NoSettings | 0 | 0 | 0 | 0 | 0 | 0 | 0 | 0 | 0 | 0 | 0 | 0 | 0 | 0 | 0 | 0 | 0 | 0 | 0 | 0 | 0 | 0 | 0 | 0 | 0 | 0 | 0 | 0 | 0 | 0 | 0
Absolute Change in In Scope Emissions due to Electricity Imports[PM25,offshore wind es] | NoSettings | 0 | 0 | 0 | 0 | 0 | 0 | 0 | 0 | 0 | 0 | 0 | 0 | 0 | 0 | 0 | 0 | 0 | 0 | 0 | 0 | 0 | 0 | 0 | 0 | 0 | 0 | 0 | 0 | 0 | 0 | 0
Absolute Change in In Scope Emissions due to Electricity Imports[PM25,crude oil es] | NoSettings | 0 | 0 | 0 | 0 | 0 | 0 | 0 | 0 | 0 | 0 | 0 | 0 | 0 | 0 | 0 | 0 | 0 | 0 | 0 | 0 | 0 | 0 | 0 | 0 | 0 | 0 | 0 | 0 | 0 | 0 | 0
Absolute Change in In Scope Emissions due to Electricity Imports[PM25,heavy or residual fuel oil es] | NoSettings | 0 | 0 | 0 | 0 | 0 | 0 | 0 | 0 | 0 | 0 | 0 | 0 | 0 | 0 | 0 | 0 | 0 | 0 | 0 | 0 | 0 | 0 | 0 | 0 | 0 | 0 | 0 | 0 | 0 | 0 | 0
Absolute Change in In Scope Emissions due to Electricity Imports[PM25,municipal solid waste es] | NoSettings | 0 | 0 | 0 | 0 | 0 | 0 | 0 | 0 | 0 | 0 | 0 | 0 | 0 | 0 | 0 | 0 | 0 | 0 | 0 | 0 | 0 | 0 | 0 | 0 | 0 | 0 | 0 | 0 | 0 | 0 | 0
Absolute Change in In Scope Emissions due to Electricity Imports[SOx,hard coal es] | NoSettings | 24157200000 | 19316000000 | 14499200000 | 9658010000 | 4841230000 | 0 | 0 | 0 | 0 | 0 | 0 | 0 | 0 | 0 | 0 | 0 | 0 | 0 | 0 | 0 | 0 | 0 | 0 | 0 | 0 | 0 | 0 | 0 | 0 | 0 | 0
Absolute Change in In Scope Emissions due to Electricity Imports[SOx,natural gas nonpeaker es] | NoSettings | 114489000 | 110672000 | 105902000 | 101132000 | 96361300 | 91877200 | 87297600 | 82718100 | 78138500 | 73559000 | 68979400 | 64304500 | 59724900 | 55145400 | 50565800 | 45986300 | 41406700 | 36731800 | 32152200 | 27572700 | 22993100 | 18413600 | 13834000 | 9187720 | 4598630 | 0 | 0 | 0 | 0 | 0 | 0
Absolute Change in In Scope Emissions due to Electricity Imports[SOx,nuclear es] | NoSettings | 0 | 0 | 0 | 0 | 0 | 0 | 0 | 0 | 0 | 0 | 0 | 0 | 0 | 0 | 0 | 0 | 0 | 0 | 0 | 0 | 0 | 0 | 0 | 0 | 0 | 0 | 0 | 0 | 0 | 0 | 0
Absolute Change in In Scope Emissions due to Electricity Imports[SOx,hydro es] | NoSettings | 0 | 0 | 0 | 0 | 0 | 0 | 0 | 0 | 0 | 0 | 0 | 0 | 0 | 0 | 0 | 0 | 0 | 0 | 0 | 0 | 0 | 0 | 0 | 0 | 0 | 0 | 0 | 0 | 0 | 0 | 0
Absolute Change in In Scope Emissions due to Electricity Imports[SOx,onshore wind es] | NoSettings | 0 | 0 | 0 | 0 | 0 | 0 | 0 | 0 | 0 | 0 | 0 | 0 | 0 | 0 | 0 | 0 | 0 | 0 | 0 | 0 | 0 | 0 | 0 | 0 | 0 | 0 | 0 | 0 | 0 | 0 | 0
Absolute Change in In Scope Emissions due to Electricity Imports[SOx,solar PV es] | NoSettings | 0 | 0 | 0 | 0 | 0 | 0 | 0 | 0 | 0 | 0 | 0 | 0 | 0 | 0 | 0 | 0 | 0 | 0 | 0 | 0 | 0 | 0 | 0 | 0 | 0 | 0 | 0 | 0 | 0 | 0 | 0
Absolute Change in In Scope Emissions due to Electricity Imports[SOx,solar thermal es] | NoSettings | 0 | 0 | 0 | 0 | 0 | 0 | 0 | 0 | 0 | 0 | 0 | 0 | 0 | 0 | 0 | 0 | 0 | 0 | 0 | 0 | 0 | 0 | 0 | 0 | 0 | 0 | 0 | 0 | 0 | 0 | 0
Absolute Change in In Scope Emissions due to Electricity Imports[SOx,biomass es] | NoSettings | 0 | 0 | 0 | 0 | 0 | 0 | 0 | 0 | 0 | 0 | 0 | 0 | 0 | 0 | 0 | 0 | 0 | 0 | 0 | 0 | 0 | 0 | 0 | 0 | 0 | 0 | 0 | 0 | 0 | 0 | 0
Absolute Change in In Scope Emissions due to Electricity Imports[SOx,geothermal es] | NoSettings | 0 | 0 | 0 | 0 | 0 | 0 | 0 | 0 | 0 | 0 | 0 | 0 | 0 | 0 | 0 | 0 | 0 | 0 | 0 | 0 | 0 | 0 | 0 | 0 | 0 | 0 | 0 | 0 | 0 | 0 | 0
Absolute Change in In Scope Emissions due to Electricity Imports[SOx,petroleum es] | NoSettings | 542465000 | 521369000 | 500273000 | 479177000 | 458081000 | 433972000 | 412876000 | 391780000 | 370684000 | 346575000 | 325479000 | 304383000 | 282684000 | 260986000 | 239287000 | 217589000 | 195890000 | 173890000 | 152191000 | 130493000 | 108794000 | 87095700 | 65397100 | 43397200 | 21758900 | 0 | 0 | 0 | 0 | 0 | 0
Absolute Change in In Scope Emissions due to Electricity Imports[SOx,natural gas peaker es] | NoSettings | 0 | 0 | 0 | 0 | 0 | 0 | 0 | 0 | 0 | 0 | 0 | 0 | 0 | 0 | 0 | 0 | 0 | 0 | 0 | 0 | 0 | 0 | 0 | 0 | 0 | 0 | 0 | 0 | 0 | 0 | 0
Absolute Change in In Scope Emissions due to Electricity Imports[SOx,lignite es] | NoSettings | 0 | 0 | 0 | 0 | 0 | 0 | 0 | 0 | 0 | 0 | 0 | 0 | 0 | 0 | 0 | 0 | 0 | 0 | 0 | 0 | 0 | 0 | 0 | 0 | 0 | 0 | 0 | 0 | 0 | 0 | 0
Absolute Change in In Scope Emissions due to Electricity Imports[SOx,offshore wind es] | NoSettings | 0 | 0 | 0 | 0 | 0 | 0 | 0 | 0 | 0 | 0 | 0 | 0 | 0 | 0 | 0 | 0 | 0 | 0 | 0 | 0 | 0 | 0 | 0 | 0 | 0 | 0 | 0 | 0 | 0 | 0 | 0
Absolute Change in In Scope Emissions due to Electricity Imports[SOx,crude oil es] | NoSettings | 0 | 0 | 0 | 0 | 0 | 0 | 0 | 0 | 0 | 0 | 0 | 0 | 0 | 0 | 0 | 0 | 0 | 0 | 0 | 0 | 0 | 0 | 0 | 0 | 0 | 0 | 0 | 0 | 0 | 0 | 0
Absolute Change in In Scope Emissions due to Electricity Imports[SOx,heavy or residual fuel oil es] | NoSettings | 0 | 0 | 0 | 0 | 0 | 0 | 0 | 0 | 0 | 0 | 0 | 0 | 0 | 0 | 0 | 0 | 0 | 0 | 0 | 0 | 0 | 0 | 0 | 0 | 0 | 0 | 0 | 0 | 0 | 0 | 0
Absolute Change in In Scope Emissions due to Electricity Imports[SOx,municipal solid waste es] | NoSettings | 0 | 0 | 0 | 0 | 0 | 0 | 0 | 0 | 0 | 0 | 0 | 0 | 0 | 0 | 0 | 0 | 0 | 0 | 0 | 0 | 0 | 0 | 0 | 0 | 0 | 0 | 0 | 0 | 0 | 0 | 0
Absolute Change in In Scope Emissions due to Electricity Imports[BC,hard coal es] | NoSettings | 19005100 | 15196400 | 11406900 | 7598190 | 3808710 | 0 | 0 | 0 | 0 | 0 | 0 | 0 | 0 | 0 | 0 | 0 | 0 | 0 | 0 | 0 | 0 | 0 | 0 | 0 | 0 | 0 | 0 | 0 | 0 | 0 | 0
Absolute Change in In Scope Emissions due to Electricity Imports[BC,natural gas nonpeaker es] | NoSettings | 39520500 | 38203100 | 36556400 | 34909700 | 33263100 | 31715200 | 30134400 | 28553500 | 26972700 | 25391900 | 23811100 | 22197300 | 20616500 | 19035700 | 17454900 | 15874100 | 14293200 | 12679500 | 11098700 | 9517840 | 7937030 | 6356210 | 4775390 | 3171520 | 1587410 | 0 | 0 | 0 | 0 | 0 | 0
Absolute Change in In Scope Emissions due to Electricity Imports[BC,nuclear es] | NoSettings | 0 | 0 | 0 | 0 | 0 | 0 | 0 | 0 | 0 | 0 | 0 | 0 | 0 | 0 | 0 | 0 | 0 | 0 | 0 | 0 | 0 | 0 | 0 | 0 | 0 | 0 | 0 | 0 | 0 | 0 | 0
Absolute Change in In Scope Emissions due to Electricity Imports[BC,hydro es] | NoSettings | 0 | 0 | 0 | 0 | 0 | 0 | 0 | 0 | 0 | 0 | 0 | 0 | 0 | 0 | 0 | 0 | 0 | 0 | 0 | 0 | 0 | 0 | 0 | 0 | 0 | 0 | 0 | 0 | 0 | 0 | 0
Absolute Change in In Scope Emissions due to Electricity Imports[BC,onshore wind es] | NoSettings | 0 | 0 | 0 | 0 | 0 | 0 | 0 | 0 | 0 | 0 | 0 | 0 | 0 | 0 | 0 | 0 | 0 | 0 | 0 | 0 | 0 | 0 | 0 | 0 | 0 | 0 | 0 | 0 | 0 | 0 | 0
Absolute Change in In Scope Emissions due to Electricity Imports[BC,solar PV es] | NoSettings | 0 | 0 | 0 | 0 | 0 | 0 | 0 | 0 | 0 | 0 | 0 | 0 | 0 | 0 | 0 | 0 | 0 | 0 | 0 | 0 | 0 | 0 | 0 | 0 | 0 | 0 | 0 | 0 | 0 | 0 | 0
Absolute Change in In Scope Emissions due to Electricity Imports[BC,solar thermal es] | NoSettings | 0 | 0 | 0 | 0 | 0 | 0 | 0 | 0 | 0 | 0 | 0 | 0 | 0 | 0 | 0 | 0 | 0 | 0 | 0 | 0 | 0 | 0 | 0 | 0 | 0 | 0 | 0 | 0 | 0 | 0 | 0
Absolute Change in In Scope Emissions due to Electricity Imports[BC,biomass es] | NoSettings | 68607200 | 68607200 | 68607200 | 68607200 | 68607200 | 68607200 | 68607200 | 68607200 | 68607200 | 68607200 | 68607200 | 68607200 | 68607200 | 68607200 | 68607200 | 68607200 | 68607200 | 68607200 | 68607200 | 68607200 | 68607200 | 68607200 | 68607200 | 68607200 | 68607200 | 68607200 | 68607200 | 68607200 | 68607200 | 68607200 | 68607200
Absolute Change in In Scope Emissions due to Electricity Imports[BC,geothermal es] | NoSettings | 0 | 0 | 0 | 0 | 0 | 0 | 0 | 0 | 0 | 0 | 0 | 0 | 0 | 0 | 0 | 0 | 0 | 0 | 0 | 0 | 0 | 0 | 0 | 0 | 0 | 0 | 0 | 0 | 0 | 0 | 0
Absolute Change in In Scope Emissions due to Electricity Imports[BC,petroleum es] | NoSettings | 1370700 | 1317400 | 1264090 | 1210790 | 1157480 | 1096560 | 1043260 | 989953 | 936648 | 875728 | 822422 | 769117 | 714289 | 659461 | 604633 | 549805 | 494976 | 439387 | 384559 | 329730 | 274902 | 220074 | 165246 | 109656 | 54980.5 | 0 | 0 | 0 | 0 | 0 | 0
Absolute Change in In Scope Emissions due to Electricity Imports[BC,natural gas peaker es] | NoSettings | 0 | 0 | 0 | 0 | 0 | 0 | 0 | 0 | 0 | 0 | 0 | 0 | 0 | 0 | 0 | 0 | 0 | 0 | 0 | 0 | 0 | 0 | 0 | 0 | 0 | 0 | 0 | 0 | 0 | 0 | 0
Absolute Change in In Scope Emissions due to Electricity Imports[BC,lignite es] | NoSettings | 0 | 0 | 0 | 0 | 0 | 0 | 0 | 0 | 0 | 0 | 0 | 0 | 0 | 0 | 0 | 0 | 0 | 0 | 0 | 0 | 0 | 0 | 0 | 0 | 0 | 0 | 0 | 0 | 0 | 0 | 0
Absolute Change in In Scope Emissions due to Electricity Imports[BC,offshore wind es] | NoSettings | 0 | 0 | 0 | 0 | 0 | 0 | 0 | 0 | 0 | 0 | 0 | 0 | 0 | 0 | 0 | 0 | 0 | 0 | 0 | 0 | 0 | 0 | 0 | 0 | 0 | 0 | 0 | 0 | 0 | 0 | 0
Absolute Change in In Scope Emissions due to Electricity Imports[BC,crude oil es] | NoSettings | 0 | 0 | 0 | 0 | 0 | 0 | 0 | 0 | 0 | 0 | 0 | 0 | 0 | 0 | 0 | 0 | 0 | 0 | 0 | 0 | 0 | 0 | 0 | 0 | 0 | 0 | 0 | 0 | 0 | 0 | 0
Absolute Change in In Scope Emissions due to Electricity Imports[BC,heavy or residual fuel oil es] | NoSettings | 0 | 0 | 0 | 0 | 0 | 0 | 0 | 0 | 0 | 0 | 0 | 0 | 0 | 0 | 0 | 0 | 0 | 0 | 0 | 0 | 0 | 0 | 0 | 0 | 0 | 0 | 0 | 0 | 0 | 0 | 0
Absolute Change in In Scope Emissions due to Electricity Imports[BC,municipal solid waste es] | NoSettings | 0 | 0 | 0 | 0 | 0 | 0 | 0 | 0 | 0 | 0 | 0 | 0 | 0 | 0 | 0 | 0 | 0 | 0 | 0 | 0 | 0 | 0 | 0 | 0 | 0 | 0 | 0 | 0 | 0 | 0 | 0
Absolute Change in In Scope Emissions due to Electricity Imports[OC,hard coal es] | NoSettings | 35829300 | 28648900 | 21504800 | 14324500 | 7180360 | 0 | 0 | 0 | 0 | 0 | 0 | 0 | 0 | 0 | 0 | 0 | 0 | 0 | 0 | 0 | 0 | 0 | 0 | 0 | 0 | 0 | 0 | 0 | 0 | 0 | 0
Absolute Change in In Scope Emissions due to Electricity Imports[OC,natural gas nonpeaker es] | NoSettings | 49777700 | 48118400 | 46044400 | 43970300 | 41896200 | 39946600 | 37955500 | 35964400 | 33973300 | 31982200 | 29991100 | 27958500 | 25967400 | 23976300 | 21985100 | 19994000 | 18002900 | 15970300 | 13979200 | 11988100 | 9997020 | 8005910 | 6014800 | 3994660 | 1999400 | 0 | 0 | 0 | 0 | 0 | 0
Absolute Change in In Scope Emissions due to Electricity Imports[OC,nuclear es] | NoSettings | 0 | 0 | 0 | 0 | 0 | 0 | 0 | 0 | 0 | 0 | 0 | 0 | 0 | 0 | 0 | 0 | 0 | 0 | 0 | 0 | 0 | 0 | 0 | 0 | 0 | 0 | 0 | 0 | 0 | 0 | 0
Absolute Change in In Scope Emissions due to Electricity Imports[OC,hydro es] | NoSettings | 0 | 0 | 0 | 0 | 0 | 0 | 0 | 0 | 0 | 0 | 0 | 0 | 0 | 0 | 0 | 0 | 0 | 0 | 0 | 0 | 0 | 0 | 0 | 0 | 0 | 0 | 0 | 0 | 0 | 0 | 0
Absolute Change in In Scope Emissions due to Electricity Imports[OC,onshore wind es] | NoSettings | 0 | 0 | 0 | 0 | 0 | 0 | 0 | 0 | 0 | 0 | 0 | 0 | 0 | 0 | 0 | 0 | 0 | 0 | 0 | 0 | 0 | 0 | 0 | 0 | 0 | 0 | 0 | 0 | 0 | 0 | 0
Absolute Change in In Scope Emissions due to Electricity Imports[OC,solar PV es] | NoSettings | 0 | 0 | 0 | 0 | 0 | 0 | 0 | 0 | 0 | 0 | 0 | 0 | 0 | 0 | 0 | 0 | 0 | 0 | 0 | 0 | 0 | 0 | 0 | 0 | 0 | 0 | 0 | 0 | 0 | 0 | 0
Absolute Change in In Scope Emissions due to Electricity Imports[OC,solar thermal es] | NoSettings | 0 | 0 | 0 | 0 | 0 | 0 | 0 | 0 | 0 | 0 | 0 | 0 | 0 | 0 | 0 | 0 | 0 | 0 | 0 | 0 | 0 | 0 | 0 | 0 | 0 | 0 | 0 | 0 | 0 | 0 | 0
Absolute Change in In Scope Emissions due to Electricity Imports[OC,biomass es] | NoSettings | 162077000 | 162077000 | 162077000 | 162077000 | 162077000 | 162077000 | 162077000 | 162077000 | 162077000 | 162077000 | 162077000 | 162077000 | 162077000 | 162077000 | 162077000 | 162077000 | 162077000 | 162077000 | 162077000 | 162077000 | 162077000 | 162077000 | 162077000 | 162077000 | 162077000 | 162077000 | 162077000 | 162077000 | 162077000 | 162077000 | 162077000
Absolute Change in In Scope Emissions due to Electricity Imports[OC,geothermal es] | NoSettings | 0 | 0 | 0 | 0 | 0 | 0 | 0 | 0 | 0 | 0 | 0 | 0 | 0 | 0 | 0 | 0 | 0 | 0 | 0 | 0 | 0 | 0 | 0 | 0 | 0 | 0 | 0 | 0 | 0 | 0 | 0
Absolute Change in In Scope Emissions due to Electricity Imports[OC,petroleum es] | NoSettings | 981052 | 942900 | 904748 | 866596 | 828444 | 784842 | 746690 | 708538 | 670386 | 626783 | 588631 | 550479 | 511237 | 471995 | 432753 | 393511 | 354269 | 314482 | 275240 | 235998 | 196755 | 157513 | 118271 | 78484.2 | 39351.1 | 0 | 0 | 0 | 0 | 0 | 0
Absolute Change in In Scope Emissions due to Electricity Imports[OC,natural gas peaker es] | NoSettings | 0 | 0 | 0 | 0 | 0 | 0 | 0 | 0 | 0 | 0 | 0 | 0 | 0 | 0 | 0 | 0 | 0 | 0 | 0 | 0 | 0 | 0 | 0 | 0 | 0 | 0 | 0 | 0 | 0 | 0 | 0
Absolute Change in In Scope Emissions due to Electricity Imports[OC,lignite es] | NoSettings | 0 | 0 | 0 | 0 | 0 | 0 | 0 | 0 | 0 | 0 | 0 | 0 | 0 | 0 | 0 | 0 | 0 | 0 | 0 | 0 | 0 | 0 | 0 | 0 | 0 | 0 | 0 | 0 | 0 | 0 | 0
Absolute Change in In Scope Emissions due to Electricity Imports[OC,offshore wind es] | NoSettings | 0 | 0 | 0 | 0 | 0 | 0 | 0 | 0 | 0 | 0 | 0 | 0 | 0 | 0 | 0 | 0 | 0 | 0 | 0 | 0 | 0 | 0 | 0 | 0 | 0 | 0 | 0 | 0 | 0 | 0 | 0
Absolute Change in In Scope Emissions due to Electricity Imports[OC,crude oil es] | NoSettings | 0 | 0 | 0 | 0 | 0 | 0 | 0 | 0 | 0 | 0 | 0 | 0 | 0 | 0 | 0 | 0 | 0 | 0 | 0 | 0 | 0 | 0 | 0 | 0 | 0 | 0 | 0 | 0 | 0 | 0 | 0
Absolute Change in In Scope Emissions due to Electricity Imports[OC,heavy or residual fuel oil es] | NoSettings | 0 | 0 | 0 | 0 | 0 | 0 | 0 | 0 | 0 | 0 | 0 | 0 | 0 | 0 | 0 | 0 | 0 | 0 | 0 | 0 | 0 | 0 | 0 | 0 | 0 | 0 | 0 | 0 | 0 | 0 | 0
Absolute Change in In Scope Emissions due to Electricity Imports[OC,municipal solid waste es] | NoSettings | 0 | 0 | 0 | 0 | 0 | 0 | 0 | 0 | 0 | 0 | 0 | 0 | 0 | 0 | 0 | 0 | 0 | 0 | 0 | 0 | 0 | 0 | 0 | 0 | 0 | 0 | 0 | 0 | 0 | 0 | 0
Absolute Change in In Scope Emissions due to Electricity Imports[CH4,hard coal es] | NoSettings | 1142380000 | 913444000 | 685661000 | 456722000 | 228939000 | 0 | 0 | 0 | 0 | 0 | 0 | 0 | 0 | 0 | 0 | 0 | 0 | 0 | 0 | 0 | 0 | 0 | 0 | 0 | 0 | 0 | 0 | 0 | 0 | 0 | 0
Absolute Change in In Scope Emissions due to Electricity Imports[CH4,natural gas nonpeaker es] | NoSettings | 150841000 | 145813000 | 139528000 | 133243000 | 126958000 | 121050000 | 115017000 | 108983000 | 102949000 | 96915600 | 90882000 | 84722600 | 78689000 | 72655300 | 66621600 | 60588000 | 54554300 | 48395000 | 42361300 | 36327700 | 30294000 | 24260300 | 18226700 | 12105000 | 6058800 | 0 | 0 | 0 | 0 | 0 | 0
Absolute Change in In Scope Emissions due to Electricity Imports[CH4,nuclear es] | NoSettings | 0 | 0 | 0 | 0 | 0 | 0 | 0 | 0 | 0 | 0 | 0 | 0 | 0 | 0 | 0 | 0 | 0 | 0 | 0 | 0 | 0 | 0 | 0 | 0 | 0 | 0 | 0 | 0 | 0 | 0 | 0
Absolute Change in In Scope Emissions due to Electricity Imports[CH4,hydro es] | NoSettings | 0 | 0 | 0 | 0 | 0 | 0 | 0 | 0 | 0 | 0 | 0 | 0 | 0 | 0 | 0 | 0 | 0 | 0 | 0 | 0 | 0 | 0 | 0 | 0 | 0 | 0 | 0 | 0 | 0 | 0 | 0
Absolute Change in In Scope Emissions due to Electricity Imports[CH4,onshore wind es] | NoSettings | 0 | 0 | 0 | 0 | 0 | 0 | 0 | 0 | 0 | 0 | 0 | 0 | 0 | 0 | 0 | 0 | 0 | 0 | 0 | 0 | 0 | 0 | 0 | 0 | 0 | 0 | 0 | 0 | 0 | 0 | 0
Absolute Change in In Scope Emissions due to Electricity Imports[CH4,solar PV es] | NoSettings | 0 | 0 | 0 | 0 | 0 | 0 | 0 | 0 | 0 | 0 | 0 | 0 | 0 | 0 | 0 | 0 | 0 | 0 | 0 | 0 | 0 | 0 | 0 | 0 | 0 | 0 | 0 | 0 | 0 | 0 | 0
Absolute Change in In Scope Emissions due to Electricity Imports[CH4,solar thermal es] | NoSettings | 0 | 0 | 0 | 0 | 0 | 0 | 0 | 0 | 0 | 0 | 0 | 0 | 0 | 0 | 0 | 0 | 0 | 0 | 0 | 0 | 0 | 0 | 0 | 0 | 0 | 0 | 0 | 0 | 0 | 0 | 0
Absolute Change in In Scope Emissions due to Electricity Imports[CH4,biomass es] | NoSettings | 0 | 0 | 0 | 0 | 0 | 0 | 0 | 0 | 0 | 0 | 0 | 0 | 0 | 0 | 0 | 0 | 0 | 0 | 0 | 0 | 0 | 0 | 0 | 0 | 0 | 0 | 0 | 0 | 0 | 0 | 0
Absolute Change in In Scope Emissions due to Electricity Imports[CH4,geothermal es] | NoSettings | 0 | 0 | 0 | 0 | 0 | 0 | 0 | 0 | 0 | 0 | 0 | 0 | 0 | 0 | 0 | 0 | 0 | 0 | 0 | 0 | 0 | 0 | 0 | 0 | 0 | 0 | 0 | 0 | 0 | 0 | 0
Absolute Change in In Scope Emissions due to Electricity Imports[CH4,petroleum es] | NoSettings | 5933780 | 5703030 | 5472270 | 5241510 | 5010750 | 4747030 | 4516270 | 4285510 | 4054750 | 3791030 | 3560270 | 3329510 | 3092160 | 2854810 | 2617460 | 2380110 | 2142760 | 1902110 | 1664760 | 1427400 | 1190050 | 952702 | 715351 | 474703 | 238011 | 0 | 0 | 0 | 0 | 0 | 0
Absolute Change in In Scope Emissions due to Electricity Imports[CH4,natural gas peaker es] | NoSettings | 0 | 0 | 0 | 0 | 0 | 0 | 0 | 0 | 0 | 0 | 0 | 0 | 0 | 0 | 0 | 0 | 0 | 0 | 0 | 0 | 0 | 0 | 0 | 0 | 0 | 0 | 0 | 0 | 0 | 0 | 0
Absolute Change in In Scope Emissions due to Electricity Imports[CH4,lignite es] | NoSettings | 0 | 0 | 0 | 0 | 0 | 0 | 0 | 0 | 0 | 0 | 0 | 0 | 0 | 0 | 0 | 0 | 0 | 0 | 0 | 0 | 0 | 0 | 0 | 0 | 0 | 0 | 0 | 0 | 0 | 0 | 0
Absolute Change in In Scope Emissions due to Electricity Imports[CH4,offshore wind es] | NoSettings | 0 | 0 | 0 | 0 | 0 | 0 | 0 | 0 | 0 | 0 | 0 | 0 | 0 | 0 | 0 | 0 | 0 | 0 | 0 | 0 | 0 | 0 | 0 | 0 | 0 | 0 | 0 | 0 | 0 | 0 | 0
Absolute Change in In Scope Emissions due to Electricity Imports[CH4,crude oil es] | NoSettings | 0 | 0 | 0 | 0 | 0 | 0 | 0 | 0 | 0 | 0 | 0 | 0 | 0 | 0 | 0 | 0 | 0 | 0 | 0 | 0 | 0 | 0 | 0 | 0 | 0 | 0 | 0 | 0 | 0 | 0 | 0
Absolute Change in In Scope Emissions due to Electricity Imports[CH4,heavy or residual fuel oil es] | NoSettings | 0 | 0 | 0 | 0 | 0 | 0 | 0 | 0 | 0 | 0 | 0 | 0 | 0 | 0 | 0 | 0 | 0 | 0 | 0 | 0 | 0 | 0 | 0 | 0 | 0 | 0 | 0 | 0 | 0 | 0 | 0
Absolute Change in In Scope Emissions due to Electricity Imports[CH4,municipal solid waste es] | NoSettings | 0 | 0 | 0 | 0 | 0 | 0 | 0 | 0 | 0 | 0 | 0 | 0 | 0 | 0 | 0 | 0 | 0 | 0 | 0 | 0 | 0 | 0 | 0 | 0 | 0 | 0 | 0 | 0 | 0 | 0 | 0
Absolute Change in In Scope Emissions due to Electricity Imports[N2O,hard coal es] | NoSettings | 166165000 | 132865000 | 99732500 | 66432300 | 33300200 | 0 | 0 | 0 | 0 | 0 | 0 | 0 | 0 | 0 | 0 | 0 | 0 | 0 | 0 | 0 | 0 | 0 | 0 | 0 | 0 | 0 | 0 | 0 | 0 | 0 | 0
Absolute Change in In Scope Emissions due to Electricity Imports[N2O,natural gas nonpeaker es] | NoSettings | 15084100 | 14581300 | 13952800 | 13324300 | 12695800 | 12105000 | 11501700 | 10898300 | 10294900 | 9691560 | 9088200 | 8472260 | 7868900 | 7265530 | 6662160 | 6058800 | 5455430 | 4839500 | 4236130 | 3632770 | 3029400 | 2426030 | 1822670 | 1210500 | 605880 | 0 | 0 | 0 | 0 | 0 | 0
Absolute Change in In Scope Emissions due to Electricity Imports[N2O,nuclear es] | NoSettings | 0 | 0 | 0 | 0 | 0 | 0 | 0 | 0 | 0 | 0 | 0 | 0 | 0 | 0 | 0 | 0 | 0 | 0 | 0 | 0 | 0 | 0 | 0 | 0 | 0 | 0 | 0 | 0 | 0 | 0 | 0
Absolute Change in In Scope Emissions due to Electricity Imports[N2O,hydro es] | NoSettings | 0 | 0 | 0 | 0 | 0 | 0 | 0 | 0 | 0 | 0 | 0 | 0 | 0 | 0 | 0 | 0 | 0 | 0 | 0 | 0 | 0 | 0 | 0 | 0 | 0 | 0 | 0 | 0 | 0 | 0 | 0
Absolute Change in In Scope Emissions due to Electricity Imports[N2O,onshore wind es] | NoSettings | 0 | 0 | 0 | 0 | 0 | 0 | 0 | 0 | 0 | 0 | 0 | 0 | 0 | 0 | 0 | 0 | 0 | 0 | 0 | 0 | 0 | 0 | 0 | 0 | 0 | 0 | 0 | 0 | 0 | 0 | 0
Absolute Change in In Scope Emissions due to Electricity Imports[N2O,solar PV es] | NoSettings | 0 | 0 | 0 | 0 | 0 | 0 | 0 | 0 | 0 | 0 | 0 | 0 | 0 | 0 | 0 | 0 | 0 | 0 | 0 | 0 | 0 | 0 | 0 | 0 | 0 | 0 | 0 | 0 | 0 | 0 | 0
Absolute Change in In Scope Emissions due to Electricity Imports[N2O,solar thermal es] | NoSettings | 0 | 0 | 0 | 0 | 0 | 0 | 0 | 0 | 0 | 0 | 0 | 0 | 0 | 0 | 0 | 0 | 0 | 0 | 0 | 0 | 0 | 0 | 0 | 0 | 0 | 0 | 0 | 0 | 0 | 0 | 0
Absolute Change in In Scope Emissions due to Electricity Imports[N2O,biomass es] | NoSettings | 0 | 0 | 0 | 0 | 0 | 0 | 0 | 0 | 0 | 0 | 0 | 0 | 0 | 0 | 0 | 0 | 0 | 0 | 0 | 0 | 0 | 0 | 0 | 0 | 0 | 0 | 0 | 0 | 0 | 0 | 0
Absolute Change in In Scope Emissions due to Electricity Imports[N2O,geothermal es] | NoSettings | 0 | 0 | 0 | 0 | 0 | 0 | 0 | 0 | 0 | 0 | 0 | 0 | 0 | 0 | 0 | 0 | 0 | 0 | 0 | 0 | 0 | 0 | 0 | 0 | 0 | 0 | 0 | 0 | 0 | 0 | 0
Absolute Change in In Scope Emissions due to Electricity Imports[N2O,petroleum es] | NoSettings | 1186760 | 1140610 | 1094450 | 1048300 | 1002150 | 949405 | 903254 | 857102 | 810950 | 758206 | 712054 | 665902 | 618432 | 570962 | 523492 | 476021 | 428551 | 380421 | 332951 | 285481 | 238011 | 190540 | 143070 | 94940.5 | 47602.1 | 0 | 0 | 0 | 0 | 0 | 0
Absolute Change in In Scope Emissions due to Electricity Imports[N2O,natural gas peaker es] | NoSettings | 0 | 0 | 0 | 0 | 0 | 0 | 0 | 0 | 0 | 0 | 0 | 0 | 0 | 0 | 0 | 0 | 0 | 0 | 0 | 0 | 0 | 0 | 0 | 0 | 0 | 0 | 0 | 0 | 0 | 0 | 0
Absolute Change in In Scope Emissions due to Electricity Imports[N2O,lignite es] | NoSettings | 0 | 0 | 0 | 0 | 0 | 0 | 0 | 0 | 0 | 0 | 0 | 0 | 0 | 0 | 0 | 0 | 0 | 0 | 0 | 0 | 0 | 0 | 0 | 0 | 0 | 0 | 0 | 0 | 0 | 0 | 0
Absolute Change in In Scope Emissions due to Electricity Imports[N2O,offshore wind es] | NoSettings | 0 | 0 | 0 | 0 | 0 | 0 | 0 | 0 | 0 | 0 | 0 | 0 | 0 | 0 | 0 | 0 | 0 | 0 | 0 | 0 | 0 | 0 | 0 | 0 | 0 | 0 | 0 | 0 | 0 | 0 | 0
Absolute Change in In Scope Emissions due to Electricity Imports[N2O,crude oil es] | NoSettings | 0 | 0 | 0 | 0 | 0 | 0 | 0 | 0 | 0 | 0 | 0 | 0 | 0 | 0 | 0 | 0 | 0 | 0 | 0 | 0 | 0 | 0 | 0 | 0 | 0 | 0 | 0 | 0 | 0 | 0 | 0
Absolute Change in In Scope Emissions due to Electricity Imports[N2O,heavy or residual fuel oil es] | NoSettings | 0 | 0 | 0 | 0 | 0 | 0 | 0 | 0 | 0 | 0 | 0 | 0 | 0 | 0 | 0 | 0 | 0 | 0 | 0 | 0 | 0 | 0 | 0 | 0 | 0 | 0 | 0 | 0 | 0 | 0 | 0
Absolute Change in In Scope Emissions due to Electricity Imports[N2O,municipal solid waste es] | NoSettings | 0 | 0 | 0 | 0 | 0 | 0 | 0 | 0 | 0 | 0 | 0 | 0 | 0 | 0 | 0 | 0 | 0 | 0 | 0 | 0 | 0 | 0 | 0 | 0 | 0 | 0 | 0 | 0 | 0 | 0 | 0
Absolute Change in In Scope Emissions due to Electricity Imports[F gases,hard coal es] | NoSettings | 0 | 0 | 0 | 0 | 0 | 0 | 0 | 0 | 0 | 0 | 0 | 0 | 0 | 0 | 0 | 0 | 0 | 0 | 0 | 0 | 0 | 0 | 0 | 0 | 0 | 0 | 0 | 0 | 0 | 0 | 0
Absolute Change in In Scope Emissions due to Electricity Imports[F gases,natural gas nonpeaker es] | NoSettings | 0 | 0 | 0 | 0 | 0 | 0 | 0 | 0 | 0 | 0 | 0 | 0 | 0 | 0 | 0 | 0 | 0 | 0 | 0 | 0 | 0 | 0 | 0 | 0 | 0 | 0 | 0 | 0 | 0 | 0 | 0
Absolute Change in In Scope Emissions due to Electricity Imports[F gases,nuclear es] | NoSettings | 0 | 0 | 0 | 0 | 0 | 0 | 0 | 0 | 0 | 0 | 0 | 0 | 0 | 0 | 0 | 0 | 0 | 0 | 0 | 0 | 0 | 0 | 0 | 0 | 0 | 0 | 0 | 0 | 0 | 0 | 0
Absolute Change in In Scope Emissions due to Electricity Imports[F gases,hydro es] | NoSettings | 0 | 0 | 0 | 0 | 0 | 0 | 0 | 0 | 0 | 0 | 0 | 0 | 0 | 0 | 0 | 0 | 0 | 0 | 0 | 0 | 0 | 0 | 0 | 0 | 0 | 0 | 0 | 0 | 0 | 0 | 0
Absolute Change in In Scope Emissions due to Electricity Imports[F gases,onshore wind es] | NoSettings | 0 | 0 | 0 | 0 | 0 | 0 | 0 | 0 | 0 | 0 | 0 | 0 | 0 | 0 | 0 | 0 | 0 | 0 | 0 | 0 | 0 | 0 | 0 | 0 | 0 | 0 | 0 | 0 | 0 | 0 | 0
Absolute Change in In Scope Emissions due to Electricity Imports[F gases,solar PV es] | NoSettings | 0 | 0 | 0 | 0 | 0 | 0 | 0 | 0 | 0 | 0 | 0 | 0 | 0 | 0 | 0 | 0 | 0 | 0 | 0 | 0 | 0 | 0 | 0 | 0 | 0 | 0 | 0 | 0 | 0 | 0 | 0
Absolute Change in In Scope Emissions due to Electricity Imports[F gases,solar thermal es] | NoSettings | 0 | 0 | 0 | 0 | 0 | 0 | 0 | 0 | 0 | 0 | 0 | 0 | 0 | 0 | 0 | 0 | 0 | 0 | 0 | 0 | 0 | 0 | 0 | 0 | 0 | 0 | 0 | 0 | 0 | 0 | 0
Absolute Change in In Scope Emissions due to Electricity Imports[F gases,biomass es] | NoSettings | 0 | 0 | 0 | 0 | 0 | 0 | 0 | 0 | 0 | 0 | 0 | 0 | 0 | 0 | 0 | 0 | 0 | 0 | 0 | 0 | 0 | 0 | 0 | 0 | 0 | 0 | 0 | 0 | 0 | 0 | 0
Absolute Change in In Scope Emissions due to Electricity Imports[F gases,geothermal es] | NoSettings | 0 | 0 | 0 | 0 | 0 | 0 | 0 | 0 | 0 | 0 | 0 | 0 | 0 | 0 | 0 | 0 | 0 | 0 | 0 | 0 | 0 | 0 | 0 | 0 | 0 | 0 | 0 | 0 | 0 | 0 | 0
Absolute Change in In Scope Emissions due to Electricity Imports[F gases,petroleum es] | NoSettings | 0 | 0 | 0 | 0 | 0 | 0 | 0 | 0 | 0 | 0 | 0 | 0 | 0 | 0 | 0 | 0 | 0 | 0 | 0 | 0 | 0 | 0 | 0 | 0 | 0 | 0 | 0 | 0 | 0 | 0 | 0
Absolute Change in In Scope Emissions due to Electricity Imports[F gases,natural gas peaker es] | NoSettings | 0 | 0 | 0 | 0 | 0 | 0 | 0 | 0 | 0 | 0 | 0 | 0 | 0 | 0 | 0 | 0 | 0 | 0 | 0 | 0 | 0 | 0 | 0 | 0 | 0 | 0 | 0 | 0 | 0 | 0 | 0
Absolute Change in In Scope Emissions due to Electricity Imports[F gases,lignite es] | NoSettings | 0 | 0 | 0 | 0 | 0 | 0 | 0 | 0 | 0 | 0 | 0 | 0 | 0 | 0 | 0 | 0 | 0 | 0 | 0 | 0 | 0 | 0 | 0 | 0 | 0 | 0 | 0 | 0 | 0 | 0 | 0
Absolute Change in In Scope Emissions due to Electricity Imports[F gases,offshore wind es] | NoSettings | 0 | 0 | 0 | 0 | 0 | 0 | 0 | 0 | 0 | 0 | 0 | 0 | 0 | 0 | 0 | 0 | 0 | 0 | 0 | 0 | 0 | 0 | 0 | 0 | 0 | 0 | 0 | 0 | 0 | 0 | 0
Absolute Change in In Scope Emissions due to Electricity Imports[F gases,crude oil es] | NoSettings | 0 | 0 | 0 | 0 | 0 | 0 | 0 | 0 | 0 | 0 | 0 | 0 | 0 | 0 | 0 | 0 | 0 | 0 | 0 | 0 | 0 | 0 | 0 | 0 | 0 | 0 | 0 | 0 | 0 | 0 | 0
Absolute Change in In Scope Emissions due to Electricity Imports[F gases,heavy or residual fuel oil es] | NoSettings | 0 | 0 | 0 | 0 | 0 | 0 | 0 | 0 | 0 | 0 | 0 | 0 | 0 | 0 | 0 | 0 | 0 | 0 | 0 | 0 | 0 | 0 | 0 | 0 | 0 | 0 | 0 | 0 | 0 | 0 | 0
Absolute Change in In Scope Emissions due to Electricity Imports[F gases,municipal solid waste es] | NoSettings | 0 | 0 | 0 | 0 | 0 | 0 | 0 | 0 | 0 | 0 | 0 | 0 | 0 | 0 | 0 | 0 | 0 | 0 | 0 | 0 | 0 | 0 | 0 | 0 | 0 | 0 | 0 | 0 | 0 | 0 | 0
BAU Last Year Vehicles[LDVs,passenger,battery electric vehicle] | NoSettings | 343303 | 430475 | 599487 | 849094 | 1108690 | 1385710 | 1684410 | 1971330 | 2266180 | 2579730 | 2940270 | 3358390 | 3883660 | 4520390 | 5182400 | 5873200 | 6588280 | 7393940 | 8275210 | 9222460 | 10257400 | 11355600 | 12499000 | 13651700 | 14800400 | 15889900 | 16905700 | 17826800 | 18653000 | 19387600 | 20035900
BAU Last Year Vehicles[LDVs,passenger,natural gas vehicle] | NoSettings | 9478 | 8748 | 8019 | 7290 | 6561 | 5832 | 5103 | 4374 | 3645 | 2916 | 2187 | 1458 | 729 | 0 | 0 | 0 | 0 | 0 | 0 | 0 | 0 | 0 | 0 | 0 | 0 | 0 | 0 | 0 | 0 | 0 | 0
BAU Last Year Vehicles[LDVs,passenger,gasoline vehicle] | NoSettings | 25291000 | 24913400 | 24720500 | 24475900 | 24255600 | 24041100 | 23817600 | 23627800 | 23428200 | 23213100 | 22955500 | 22644600 | 22239800 | 21738000 | 21515300 | 21011200 | 20467100 | 19810700 | 19067500 | 18256600 | 17346500 | 16384500 | 15383100 | 14375900 | 13376000 | 12428700 | 11546900 | 10750100 | 10038800 | 9409650 | 8857730
BAU Last Year Vehicles[LDVs,passenger,diesel vehicle] | NoSettings | 134888 | 124512 | 114136 | 103760 | 93384 | 83008 | 72632 | 62256 | 51880 | 41504 | 31128 | 20752 | 10376 | 0 | 0 | 0 | 0 | 0 | 0 | 0 | 0 | 0 | 0 | 0 | 0 | 0 | 0 | 0 | 0 | 0 | 0
BAU Last Year Vehicles[LDVs,passenger,plugin hybrid vehicle] | NoSettings | 204384 | 217462 | 242489 | 278250 | 312595 | 347594 | 384057 | 407392 | 445235 | 492237 | 546412 | 607652 | 666292 | 720981 | 758337 | 779448 | 785553 | 789042 | 788079 | 782154 | 786093 | 772599 | 747312 | 712440 | 668355 | 624915 | 583845 | 546498 | 512913 | 483063 | 456708
BAU Last Year Vehicles[LDVs,passenger,LPG vehicle] | NoSettings | 0 | 0 | 0 | 0 | 0 | 0 | 0 | 0 | 0 | 0 | 0 | 0 | 0 | 0 | 0 | 0 | 0 | 0 | 0 | 0 | 0 | 0 | 0 | 0 | 0 | 0 | 0 | 0 | 0 | 0 | 0
BAU Last Year Vehicles[LDVs,passenger,hydrogen vehicle] | NoSettings | 4873 | 4498 | 4123 | 3748 | 3373 | 2998 | 2623 | 2248 | 1873 | 1498 | 1123 | 748 | 374 | 0 | 0 | 0 | 0 | 0 | 0 | 0 | 0 | 0 | 0 | 0 | 0 | 0 | 0 | 0 | 0 | 0 | 0
BAU Last Year Vehicles[LDVs,freight,battery electric vehicle] | NoSettings | 5821 | 5699 | 6039 | 7372 | 9365 | 15195 | 23182 | 34169 | 51057 | 74635 | 104987 | 142197 | 185222 | 234184 | 289197 | 350508 | 417645 | 484458 | 551283 | 614946 | 677148 | 737046 | 791760 | 840513 | 883263 | 919914 | 951528 | 977991 | 999210 | 1015060 | 1025460
BAU Last Year Vehicles[LDVs,freight,natural gas vehicle] | NoSettings | 2223 | 2100 | 1986 | 1884 | 1770 | 1650 | 1524 | 1392 | 1260 | 1125 | 987 | 846 | 703 | 560 | 414 | 390 | 354 | 306 | 270 | 237 | 210 | 189 | 168 | 150 | 132 | 117 | 105 | 93 | 81 | 69 | 60
BAU Last Year Vehicles[LDVs,freight,gasoline vehicle] | NoSettings | 671711 | 686704 | 699639 | 713204 | 730021 | 744690 | 759666 | 773379 | 783414 | 789627 | 791976 | 790023 | 785382 | 777774 | 767382 | 739134 | 710244 | 681117 | 649179 | 619722 | 590445 | 562893 | 539454 | 520287 | 505476 | 495483 | 488649 | 485265 | 485151 | 488403 | 494628
BAU Last Year Vehicles[LDVs,freight,diesel vehicle] | NoSettings | 747167 | 730238 | 725232 | 720103 | 712250 | 703485 | 692647 | 680531 | 666690 | 650536 | 632072 | 611691 | 589180 | 564773 | 538206 | 526398 | 500238 | 474342 | 451266 | 429312 | 409500 | 391059 | 374484 | 360357 | 348663 | 338976 | 331572 | 326208 | 323163 | 322428 | 324516
BAU Last Year Vehicles[LDVs,freight,plugin hybrid vehicle] | NoSettings | 25437 | 23620 | 21803 | 19986 | 18169 | 16352 | 14535 | 12718 | 10901 | 9084 | 7267 | 5450 | 3633 | 1816 | 0 | 0 | 0 | 0 | 0 | 0 | 0 | 0 | 0 | 0 | 0 | 0 | 0 | 0 | 0 | 0 | 0
BAU Last Year Vehicles[LDVs,freight,LPG vehicle] | NoSettings | 0 | 0 | 0 | 0 | 0 | 0 | 0 | 0 | 0 | 0 | 0 | 0 | 0 | 0 | 0 | 0 | 0 | 0 | 0 | 0 | 0 | 0 | 0 | 0 | 0 | 0 | 0 | 0 | 0 | 0 | 0
BAU Last Year Vehicles[LDVs,freight,hydrogen vehicle] | NoSettings | 0 | 0 | 0 | 0 | 0 | 0 | 0 | 0 | 0 | 0 | 0 | 0 | 0 | 0 | 0 | 0 | 0 | 0 | 0 | 0 | 0 | 0 | 0 | 0 | 0 | 0 | 0 | 0 | 0 | 0 | 0
BAU Last Year Vehicles[HDVs,passenger,battery electric vehicle] | NoSettings | 1111 | 1143 | 1214 | 1354 | 1602 | 2093 | 2638 | 3531 | 4611 | 5958 | 8163 | 10638 | 13248 | 15993 | 18876 | 21897 | 25056 | 28248 | 31473 | 34728 | 38013 | 41328 | 44670 | 48045 | 51423 | 54798 | 58137 | 61404 | 64455 | 67473 | 70161
BAU Last Year Vehicles[HDVs,passenger,natural gas vehicle] | NoSettings | 10830 | 10704 | 10566 | 10455 | 10383 | 10263 | 10137 | 9978 | 9762 | 9528 | 9192 | 8877 | 8547 | 8202 | 7839 | 7455 | 7056 | 6657 | 6258 | 5853 | 5457 | 5059 | 4652 | 4245 | 3963 | 3693 | 3396 | 3063 | 2778 | 2499 | 2250
BAU Last Year Vehicles[HDVs,passenger,gasoline vehicle] | NoSettings | 30488 | 29447 | 28379 | 27275 | 26195 | 25151 | 24110 | 23036 | 22016 | 20915 | 19739 | 18533 | 17324 | 16091 | 14853 | 13603 | 12362 | 11112 | 9865 | 8636 | 7386 | 6139 | 4886 | 3639 | 3426 | 3246 | 3099 | 2952 | 2757 | 2565 | 2421
BAU Last Year Vehicles[HDVs,passenger,diesel vehicle] | NoSettings | 43106 | 44312 | 45656 | 46931 | 48020 | 48870 | 49654 | 50144 | 50442 | 50569 | 50012 | 49197 | 48265 | 47243 | 46110 | 44875 | 43511 | 42165 | 40822 | 39476 | 38148 | 36826 | 35525 | 34224 | 31728 | 29097 | 26544 | 24159 | 22032 | 19968 | 18189
BAU Last Year Vehicles[HDVs,passenger,plugin hybrid vehicle] | NoSettings | 0 | 0 | 0 | 0 | 0 | 0 | 0 | 0 | 0 | 0 | 0 | 0 | 0 | 0 | 0 | 0 | 0 | 0 | 0 | 0 | 0 | 0 | 0 | 0 | 0 | 0 | 0 | 0 | 0 | 0 | 0
BAU Last Year Vehicles[HDVs,passenger,LPG vehicle] | NoSettings | 0 | 0 | 0 | 0 | 0 | 0 | 0 | 0 | 0 | 0 | 0 | 0 | 0 | 0 | 0 | 0 | 0 | 0 | 0 | 0 | 0 | 0 | 0 | 0 | 0 | 0 | 0 | 0 | 0 | 0 | 0
BAU Last Year Vehicles[HDVs,passenger,hydrogen vehicle] | NoSettings | 0 | 0 | 0 | 0 | 0 | 0 | 0 | 0 | 0 | 0 | 0 | 0 | 0 | 0 | 0 | 0 | 0 | 0 | 0 | 0 | 0 | 0 | 0 | 0 | 0 | 0 | 0 | 0 | 0 | 0 | 0
BAU Last Year Vehicles[HDVs,freight,battery electric vehicle] | NoSettings | 84 | 83 | 82 | 90 | 101 | 280 | 537 | 914 | 1492 | 2280 | 3288 | 4524 | 6009 | 7758 | 9561 | 11418 | 13329 | 15300 | 17328 | 19419 | 21573 | 23793 | 26079 | 28434 | 30861 | 33363 | 35943 | 38601 | 41331 | 44142 | 46872
BAU Last Year Vehicles[HDVs,freight,natural gas vehicle] | NoSettings | 2036.11 | 1969.11 | 1905.11 | 1856.11 | 1801.11 | 1740.11 | 1679.11 | 1615.11 | 1551.11 | 1487.11 | 1426.11 | 1365.11 | 1307.11 | 1253.11 | 1202.11 | 1157.11 | 1118.11 | 1088.11 | 1067.11 | 1052.11 | 1043.11 | 1043.11 | 1049.11 | 1058.11 | 1076.11 | 1100.11 | 1193.11 | 1289.11 | 1373.11 | 1466.11 | 1568.11
BAU Last Year Vehicles[HDVs,freight,gasoline vehicle] | NoSettings | 0 | 0 | 0 | 0 | 0 | 0 | 0 | 0 | 0 | 0 | 0 | 0 | 0 | 0 | 0 | 0 | 0 | 0 | 0 | 0 | 0 | 0 | 0 | 0 | 0 | 0 | 0 | 0 | 0 | 0 | 0
BAU Last Year Vehicles[HDVs,freight,diesel vehicle] | NoSettings | 93319.6 | 92961.6 | 92666.6 | 92416.6 | 92238.6 | 91970.6 | 91696.6 | 91380.6 | 90938.6 | 90361.6 | 89643.6 | 88775.6 | 87775.6 | 86634.6 | 85562.6 | 84562.6 | 83634.6 | 82775.6 | 81991.6 | 81279.6 | 80645.6 | 80087.6 | 79607.6 | 79211.6 | 78893.6 | 78653.6 | 78854.6 | 79070.6 | 79322.6 | 79583.6 | 80012.6
BAU Last Year Vehicles[HDVs,freight,plugin hybrid vehicle] | NoSettings | 0 | 0 | 0 | 0 | 0 | 0 | 0 | 0 | 0 | 0 | 0 | 0 | 0 | 0 | 0 | 0 | 0 | 0 | 0 | 0 | 0 | 0 | 0 | 0 | 0 | 0 | 0 | 0 | 0 | 0 | 0
BAU Last Year Vehicles[HDVs,freight,LPG vehicle] | NoSettings | 0 | 0 | 0 | 0 | 0 | 0 | 0 | 0 | 0 | 0 | 0 | 0 | 0 | 0 | 0 | 0 | 0 | 0 | 0 | 0 | 0 | 0 | 0 | 0 | 0 | 0 | 0 | 0 | 0 | 0 | 0
BAU Last Year Vehicles[HDVs,freight,hydrogen vehicle] | NoSettings | 0 | 0 | 0 | 0 | 0 | 0 | 0 | 0 | 0 | 0 | 0 | 3 | 9 | 18 | 30 | 45 | 66 | 96 | 135 | 186 | 249 | 327 | 420 | 531 | 663 | 822 | 1011 | 1233 | 1494 | 1797 | 2148
BAU Last Year Vehicles[aircraft,passenger,battery electric vehicle] | NoSettings | 0 | 0 | 0 | 0 | 0 | 0 | 0 | 0 | 0 | 0 | 0 | 0 | 0 | 0 | 0 | 0 | 0 | 0 | 0 | 0 | 0 | 0 | 0 | 0 | 0 | 0 | 0 | 0 | 0 | 0 | 0
BAU Last Year Vehicles[aircraft,passenger,natural gas vehicle] | NoSettings | 0 | 0 | 0 | 0 | 0 | 0 | 0 | 0 | 0 | 0 | 0 | 0 | 0 | 0 | 0 | 0 | 0 | 0 | 0 | 0 | 0 | 0 | 0 | 0 | 0 | 0 | 0 | 0 | 0 | 0 | 0
BAU Last Year Vehicles[aircraft,passenger,gasoline vehicle] | NoSettings | 0 | 0 | 0 | 0 | 0 | 0 | 0 | 0 | 0 | 0 | 0 | 0 | 0 | 0 | 0 | 0 | 0 | 0 | 0 | 0 | 0 | 0 | 0 | 0 | 0 | 0 | 0 | 0 | 0 | 0 | 0
BAU Last Year Vehicles[aircraft,passenger,diesel vehicle] | NoSettings | 240 | 241 | 246 | 253 | 261 | 270 | 279 | 288 | 297 | 306 | 316 | 326 | 336 | 346 | 357 | 368 | 379 | 390 | 402 | 414 | 426 | 438 | 451 | 464 | 477 | 490 | 499 | 506 | 513 | 519 | 525
BAU Last Year Vehicles[aircraft,passenger,plugin hybrid vehicle] | NoSettings | 0 | 0 | 0 | 0 | 0 | 0 | 0 | 0 | 0 | 0 | 0 | 0 | 0 | 0 | 0 | 0 | 0 | 0 | 0 | 0 | 0 | 0 | 0 | 0 | 0 | 0 | 0 | 0 | 0 | 0 | 0
BAU Last Year Vehicles[aircraft,passenger,LPG vehicle] | NoSettings | 0 | 0 | 0 | 0 | 0 | 0 | 0 | 0 | 0 | 0 | 0 | 0 | 0 | 0 | 0 | 0 | 0 | 0 | 0 | 0 | 0 | 0 | 0 | 0 | 0 | 0 | 0 | 0 | 0 | 0 | 0
BAU Last Year Vehicles[aircraft,passenger,hydrogen vehicle] | NoSettings | 0 | 0 | 0 | 0 | 0 | 0 | 0 | 0 | 0 | 0 | 0 | 0 | 0 | 0 | 0 | 0 | 0 | 0 | 0 | 0 | 0 | 0 | 0 | 0 | 0 | 0 | 0 | 0 | 0 | 0 | 0
BAU Last Year Vehicles[aircraft,freight,battery electric vehicle] | NoSettings | 0 | 0 | 0 | 0 | 0 | 0 | 0 | 0 | 0 | 0 | 0 | 0 | 0 | 0 | 0 | 0 | 0 | 0 | 0 | 0 | 0 | 0 | 0 | 0 | 0 | 0 | 0 | 0 | 0 | 0 | 0
BAU Last Year Vehicles[aircraft,freight,natural gas vehicle] | NoSettings | 0 | 0 | 0 | 0 | 0 | 0 | 0 | 0 | 0 | 0 | 0 | 0 | 0 | 0 | 0 | 0 | 0 | 0 | 0 | 0 | 0 | 0 | 0 | 0 | 0 | 0 | 0 | 0 | 0 | 0 | 0
BAU Last Year Vehicles[aircraft,freight,gasoline vehicle] | NoSettings | 0 | 0 | 0 | 0 | 0 | 0 | 0 | 0 | 0 | 0 | 0 | 0 | 0 | 0 | 0 | 0 | 0 | 0 | 0 | 0 | 0 | 0 | 0 | 0 | 0 | 0 | 0 | 0 | 0 | 0 | 0
BAU Last Year Vehicles[aircraft,freight,diesel vehicle] | NoSettings | 180 | 180 | 183 | 187 | 192 | 197 | 202 | 207 | 212 | 218 | 224 | 230 | 236 | 243 | 250 | 258 | 266 | 274 | 282 | 290 | 299 | 308 | 317 | 326 | 335 | 344 | 350 | 355 | 359 | 363 | 368
BAU Last Year Vehicles[aircraft,freight,plugin hybrid vehicle] | NoSettings | 0 | 0 | 0 | 0 | 0 | 0 | 0 | 0 | 0 | 0 | 0 | 0 | 0 | 0 | 0 | 0 | 0 | 0 | 0 | 0 | 0 | 0 | 0 | 0 | 0 | 0 | 0 | 0 | 0 | 0 | 0
BAU Last Year Vehicles[aircraft,freight,LPG vehicle] | NoSettings | 0 | 0 | 0 | 0 | 0 | 0 | 0 | 0 | 0 | 0 | 0 | 0 | 0 | 0 | 0 | 0 | 0 | 0 | 0 | 0 | 0 | 0 | 0 | 0 | 0 | 0 | 0 | 0 | 0 | 0 | 0
BAU Last Year Vehicles[aircraft,freight,hydrogen vehicle] | NoSettings | 0 | 0 | 0 | 0 | 0 | 0 | 0 | 0 | 0 | 0 | 0 | 0 | 0 | 0 | 0 | 0 | 0 | 0 | 0 | 0 | 0 | 0 | 0 | 0 | 0 | 0 | 0 | 0 | 0 | 0 | 0
BAU Last Year Vehicles[rail,passenger,battery electric vehicle] | NoSettings | 584 | 585 | 586 | 587 | 588 | 589 | 590 | 591 | 592 | 593 | 594 | 595 | 596 | 597 | 598 | 599 | 600 | 601 | 602 | 603 | 604 | 605 | 606 | 607 | 607 | 607 | 607 | 607 | 607 | 607 | 607
BAU Last Year Vehicles[rail,passenger,natural gas vehicle] | NoSettings | 0 | 0 | 0 | 0 | 0 | 0 | 0 | 0 | 0 | 0 | 0 | 0 | 0 | 0 | 0 | 0 | 0 | 0 | 0 | 0 | 0 | 0 | 0 | 0 | 0 | 0 | 0 | 0 | 0 | 0 | 0
BAU Last Year Vehicles[rail,passenger,gasoline vehicle] | NoSettings | 0 | 0 | 0 | 0 | 0 | 0 | 0 | 0 | 0 | 0 | 0 | 0 | 0 | 0 | 0 | 0 | 0 | 0 | 0 | 0 | 0 | 0 | 0 | 0 | 0 | 0 | 0 | 0 | 0 | 0 | 0
BAU Last Year Vehicles[rail,passenger,diesel vehicle] | NoSettings | 185 | 182 | 179 | 175 | 172 | 169 | 166 | 163 | 160 | 157 | 154 | 152 | 150 | 148 | 146 | 144 | 143 | 142 | 141 | 140 | 139 | 138 | 137 | 136 | 135 | 134 | 133 | 132 | 131 | 131 | 131
BAU Last Year Vehicles[rail,passenger,plugin hybrid vehicle] | NoSettings | 0 | 0 | 0 | 0 | 0 | 0 | 0 | 0 | 0 | 0 | 0 | 0 | 0 | 0 | 0 | 0 | 0 | 0 | 0 | 0 | 0 | 0 | 0 | 0 | 0 | 0 | 0 | 0 | 0 | 0 | 0
BAU Last Year Vehicles[rail,passenger,LPG vehicle] | NoSettings | 0 | 0 | 0 | 0 | 0 | 0 | 0 | 0 | 0 | 0 | 0 | 0 | 0 | 0 | 0 | 0 | 0 | 0 | 0 | 0 | 0 | 0 | 0 | 0 | 0 | 0 | 0 | 0 | 0 | 0 | 0
BAU Last Year Vehicles[rail,passenger,hydrogen vehicle] | NoSettings | 0 | 0 | 0 | 0 | 0 | 0 | 0 | 0 | 0 | 0 | 0 | 0 | 0 | 0 | 0 | 0 | 0 | 0 | 0 | 0 | 0 | 0 | 0 | 0 | 0 | 0 | 0 | 0 | 0 | 0 | 0
BAU Last Year Vehicles[rail,freight,battery electric vehicle] | NoSettings | 0 | 0 | 0 | 0 | 0 | 0 | 0 | 0 | 0 | 0 | 0 | 0 | 0 | 0 | 0 | 0 | 0 | 0 | 0 | 0 | 0 | 0 | 0 | 0 | 0 | 0 | 0 | 0 | 0 | 0 | 0
BAU Last Year Vehicles[rail,freight,natural gas vehicle] | NoSettings | 0 | 0 | 0 | 0 | 0 | 0 | 0 | 0 | 0 | 0 | 0 | 0 | 0 | 0 | 0 | 0 | 0 | 0 | 0 | 0 | 0 | 0 | 0 | 0 | 0 | 0 | 0 | 0 | 0 | 0 | 0
BAU Last Year Vehicles[rail,freight,gasoline vehicle] | NoSettings | 0 | 0 | 0 | 0 | 0 | 0 | 0 | 0 | 0 | 0 | 0 | 0 | 0 | 0 | 0 | 0 | 0 | 0 | 0 | 0 | 0 | 0 | 0 | 0 | 0 | 0 | 0 | 0 | 0 | 0 | 0
BAU Last Year Vehicles[rail,freight,diesel vehicle] | NoSettings | 936 | 936 | 936 | 937 | 939 | 941 | 944 | 947 | 951 | 956 | 962 | 968 | 975 | 983 | 992 | 1001 | 1011 | 1022 | 1034 | 1048 | 1063 | 1079 | 1096 | 1114 | 1133 | 1153 | 1174 | 1196 | 1219 | 1243 | 1268
BAU Last Year Vehicles[rail,freight,plugin hybrid vehicle] | NoSettings | 0 | 0 | 0 | 0 | 0 | 0 | 0 | 0 | 0 | 0 | 0 | 0 | 0 | 0 | 0 | 0 | 0 | 0 | 0 | 0 | 0 | 0 | 0 | 0 | 0 | 0 | 0 | 0 | 0 | 0 | 0
BAU Last Year Vehicles[rail,freight,LPG vehicle] | NoSettings | 0 | 0 | 0 | 0 | 0 | 0 | 0 | 0 | 0 | 0 | 0 | 0 | 0 | 0 | 0 | 0 | 0 | 0 | 0 | 0 | 0 | 0 | 0 | 0 | 0 | 0 | 0 | 0 | 0 | 0 | 0
BAU Last Year Vehicles[rail,freight,hydrogen vehicle] | NoSettings | 0 | 0 | 0 | 0 | 0 | 0 | 0 | 0 | 0 | 0 | 0 | 0 | 0 | 0 | 0 | 0 | 0 | 0 | 0 | 0 | 0 | 0 | 0 | 0 | 0 | 0 | 0 | 0 | 0 | 0 | 0
BAU Last Year Vehicles[ships,passenger,battery electric vehicle] | NoSettings | 0 | 0 | 0 | 0 | 0 | 0 | 0 | 0 | 0 | 0 | 0 | 0 | 0 | 0 | 0 | 0 | 0 | 0 | 0 | 0 | 0 | 0 | 0 | 0 | 0 | 0 | 0 | 0 | 0 | 0 | 0
BAU Last Year Vehicles[ships,passenger,natural gas vehicle] | NoSettings | 0 | 0 | 0 | 0 | 0 | 0 | 0 | 0 | 0 | 0 | 0 | 0 | 0 | 0 | 0 | 0 | 0 | 0 | 0 | 0 | 0 | 0 | 0 | 0 | 0 | 0 | 0 | 0 | 0 | 0 | 0
BAU Last Year Vehicles[ships,passenger,gasoline vehicle] | NoSettings | 0 | 0 | 0 | 0 | 0 | 0 | 0 | 0 | 0 | 0 | 0 | 0 | 0 | 0 | 0 | 0 | 0 | 0 | 0 | 0 | 0 | 0 | 0 | 0 | 0 | 0 | 0 | 0 | 0 | 0 | 0
BAU Last Year Vehicles[ships,passenger,diesel vehicle] | NoSettings | 164773 | 164822 | 164871 | 164920 | 164969 | 165068 | 165167 | 165316 | 165465 | 165614 | 165763 | 165912 | 166061 | 166210 | 166359 | 166558 | 166757 | 166956 | 167155 | 167354 | 167503 | 167652 | 167801 | 167950 | 168099 | 168248 | 168397 | 168546 | 168695 | 168844 | 168993
BAU Last Year Vehicles[ships,passenger,plugin hybrid vehicle] | NoSettings | 0 | 0 | 0 | 0 | 0 | 0 | 0 | 0 | 0 | 0 | 0 | 0 | 0 | 0 | 0 | 0 | 0 | 0 | 0 | 0 | 0 | 0 | 0 | 0 | 0 | 0 | 0 | 0 | 0 | 0 | 0
BAU Last Year Vehicles[ships,passenger,LPG vehicle] | NoSettings | 0 | 0 | 0 | 0 | 0 | 0 | 0 | 0 | 0 | 0 | 0 | 0 | 0 | 0 | 0 | 0 | 0 | 0 | 0 | 0 | 0 | 0 | 0 | 0 | 0 | 0 | 0 | 0 | 0 | 0 | 0
BAU Last Year Vehicles[ships,passenger,hydrogen vehicle] | NoSettings | 0 | 0 | 0 | 0 | 0 | 0 | 0 | 0 | 0 | 0 | 0 | 0 | 0 | 0 | 0 | 0 | 0 | 0 | 0 | 0 | 0 | 0 | 0 | 0 | 0 | 0 | 0 | 0 | 0 | 0 | 0
BAU Last Year Vehicles[ships,freight,battery electric vehicle] | NoSettings | 0 | 0 | 0 | 0 | 0 | 0 | 0 | 0 | 0 | 0 | 0 | 0 | 0 | 0 | 0 | 0 | 0 | 0 | 0 | 0 | 0 | 0 | 0 | 0 | 0 | 0 | 0 | 0 | 0 | 0 | 0
BAU Last Year Vehicles[ships,freight,natural gas vehicle] | NoSettings | 0 | 0 | 0 | 0 | 0 | 0 | 0 | 0 | 0 | 0 | 0 | 0 | 0 | 0 | 0 | 0 | 0 | 0 | 0 | 0 | 0 | 0 | 0 | 0 | 0 | 0 | 0 | 0 | 0 | 0 | 0
BAU Last Year Vehicles[ships,freight,gasoline vehicle] | NoSettings | 0 | 0 | 0 | 0 | 0 | 0 | 0 | 0 | 0 | 0 | 0 | 0 | 0 | 0 | 0 | 0 | 0 | 0 | 0 | 0 | 0 | 0 | 0 | 0 | 0 | 0 | 0 | 0 | 0 | 0 | 0
BAU Last Year Vehicles[ships,freight,diesel vehicle] | NoSettings | 801 | 801 | 801 | 803 | 806 | 810 | 815 | 821 | 828 | 836 | 846 | 858 | 871 | 885 | 900 | 916 | 933 | 951 | 971 | 992 | 1015 | 1039 | 1064 | 1090 | 1118 | 1147 | 1177 | 1209 | 1242 | 1276 | 1312
BAU Last Year Vehicles[ships,freight,plugin hybrid vehicle] | NoSettings | 0 | 0 | 0 | 0 | 0 | 0 | 0 | 0 | 0 | 0 | 0 | 0 | 0 | 0 | 0 | 0 | 0 | 0 | 0 | 0 | 0 | 0 | 0 | 0 | 0 | 0 | 0 | 0 | 0 | 0 | 0
BAU Last Year Vehicles[ships,freight,LPG vehicle] | NoSettings | 0 | 0 | 0 | 0 | 0 | 0 | 0 | 0 | 0 | 0 | 0 | 0 | 0 | 0 | 0 | 0 | 0 | 0 | 0 | 0 | 0 | 0 | 0 | 0 | 0 | 0 | 0 | 0 | 0 | 0 | 0
BAU Last Year Vehicles[ships,freight,hydrogen vehicle] | NoSettings | 0 | 0 | 0 | 0 | 0 | 0 | 0 | 0 | 0 | 0 | 0 | 0 | 0 | 0 | 0 | 0 | 0 | 0 | 0 | 0 | 0 | 0 | 0 | 0 | 0 | 0 | 0 | 0 | 0 | 0 | 0
BAU Last Year Vehicles[motorbikes,passenger,battery electric vehicle] | NoSettings | 1241 | 1168 | 4308 | 10577 | 20533 | 34500 | 51728 | 71200 | 92304 | 114398 | 137119 | 160314 | 183863 | 207643 | 231624 | 255770 | 280054 | 304470 | 329079 | 350595 | 369066 | 383940 | 394875 | 402618 | 408198 | 412218 | 415287 | 417777 | 419814 | 421491 | 422955
BAU Last Year Vehicles[motorbikes,passenger,natural gas vehicle] | NoSettings | 30 | 28 | 26 | 24 | 22 | 20 | 18 | 16 | 14 | 12 | 10 | 8 | 6 | 4 | 3 | 2 | 1 | 0 | 0 | 0 | 0 | 0 | 0 | 0 | 0 | 0 | 0 | 0 | 0 | 0 | 0
BAU Last Year Vehicles[motorbikes,passenger,gasoline vehicle] | NoSettings | 714986 | 716671 | 721758 | 724496 | 724075 | 719868 | 712346 | 702559 | 691110 | 678638 | 665515 | 651888 | 637880 | 623638 | 609216 | 594656 | 579997 | 565239 | 548721 | 528717 | 511014 | 496410 | 485547 | 477966 | 472593 | 468828 | 466041 | 463839 | 462084 | 460674 | 459456
BAU Last Year Vehicles[motorbikes,passenger,diesel vehicle] | NoSettings | 235 | 221 | 207 | 193 | 179 | 165 | 151 | 137 | 123 | 109 | 95 | 81 | 67 | 53 | 39 | 26 | 13 | 0 | 0 | 0 | 0 | 0 | 0 | 0 | 0 | 0 | 0 | 0 | 0 | 0 | 0
BAU Last Year Vehicles[motorbikes,passenger,plugin hybrid vehicle] | NoSettings | 0 | 0 | 0 | 0 | 0 | 0 | 0 | 0 | 0 | 0 | 0 | 0 | 0 | 0 | 0 | 0 | 0 | 0 | 0 | 0 | 0 | 0 | 0 | 0 | 0 | 0 | 0 | 0 | 0 | 0 | 0
BAU Last Year Vehicles[motorbikes,passenger,LPG vehicle] | NoSettings | 0 | 0 | 0 | 0 | 0 | 0 | 0 | 0 | 0 | 0 | 0 | 0 | 0 | 0 | 0 | 0 | 0 | 0 | 0 | 0 | 0 | 0 | 0 | 0 | 0 | 0 | 0 | 0 | 0 | 0 | 0
BAU Last Year Vehicles[motorbikes,passenger,hydrogen vehicle] | NoSettings | 0 | 0 | 0 | 0 | 0 | 0 | 0 | 0 | 0 | 0 | 0 | 0 | 0 | 0 | 0 | 0 | 0 | 0 | 0 | 0 | 0 | 0 | 0 | 0 | 0 | 0 | 0 | 0 | 0 | 0 | 0
BAU Last Year Vehicles[motorbikes,freight,battery electric vehicle] | NoSettings | 0 | 12 | 24 | 75 | 132 | 336 | 627 | 1050 | 1698 | 2580 | 3705 | 5082 | 6738 | 8685 | 10692 | 12759 | 14889 | 17082 | 19341 | 21669 | 24066 | 26538 | 29085 | 31707 | 34410 | 37194 | 40053 | 42999 | 45996 | 49080 | 52113
BAU Last Year Vehicles[motorbikes,freight,natural gas vehicle] | NoSettings | 55.5819 | 85.5819 | 124.582 | 199.582 | 259.582 | 301.582 | 337.582 | 371.582 | 402.582 | 433.582 | 467.582 | 501.582 | 544.582 | 590.582 | 645.582 | 712.582 | 791.582 | 885.582 | 994.582 | 1115.58 | 1251.58 | 1402.58 | 1565.58 | 1737.58 | 1924.58 | 2123.58 | 2300.58 | 2480.58 | 2633.58 | 2807.58 | 3005.58
BAU Last Year Vehicles[motorbikes,freight,gasoline vehicle] | NoSettings | 0 | 0 | 0 | 0 | 0 | 0 | 0 | 0 | 0 | 0 | 0 | 0 | 0 | 0 | 0 | 0 | 0 | 0 | 0 | 0 | 0 | 0 | 0 | 0 | 0 | 0 | 0 | 0 | 0 | 0 | 0
BAU Last Year Vehicles[motorbikes,freight,diesel vehicle] | NoSettings | 106040 | 105524 | 105074 | 104627 | 104264 | 103853 | 103439 | 102980 | 102383 | 101639 | 100736 | 99667.8 | 98452.8 | 97081.8 | 95785.8 | 94567.8 | 93428.8 | 92364.8 | 91381.8 | 90482.8 | 89670.8 | 88942.8 | 88304.8 | 87762.8 | 87313.8 | 86954.8 | 87209.8 | 87494.8 | 87875.8 | 88271.8 | 88814.8
BAU Last Year Vehicles[motorbikes,freight,plugin hybrid vehicle] | NoSettings | 0 | 0 | 0 | 0 | 0 | 0 | 0 | 0 | 0 | 0 | 0 | 0 | 0 | 0 | 0 | 0 | 0 | 0 | 0 | 0 | 0 | 0 | 0 | 0 | 0 | 0 | 0 | 0 | 0 | 0 | 0
BAU Last Year Vehicles[motorbikes,freight,LPG vehicle] | NoSettings | 0 | 0 | 0 | 0 | 0 | 0 | 0 | 0 | 0 | 0 | 0 | 0 | 0 | 0 | 0 | 0 | 0 | 0 | 0 | 0 | 0 | 0 | 0 | 0 | 0 | 0 | 0 | 0 | 0 | 0 | 0
BAU Last Year Vehicles[motorbikes,freight,hydrogen vehicle] | NoSettings | 0 | 0 | 0 | 0 | 0 | 0 | 0 | 0 | 0 | 0 | 0 | 0 | 3 | 6 | 9 | 15 | 24 | 36 | 54 | 78 | 108 | 147 | 195 | 255 | 327 | 417 | 528 | 663 | 828 | 1026 | 1263
BAU Transportation Electricity Demand by Vehicle Type[LDVs,passenger,battery electric vehicle] | NoSettings | 1837800 | 2952560 | 4260920 | 5648940 | 7123040 | 8696210 | 10189500 | 11739500 | 13386400 | 15275600 | 17456100 | 20185300 | 23484900 | 26623300 | 30116900 | 33745000 | 37849200 | 42345900 | 47171500 | 52429300 | 57999100 | 63786000 | 69607700 | 75393200 | 80862600 | 85945800 | 90537000 | 94635300 | 98264900 | 101452000 | 104236000
BAU Transportation Electricity Demand by Vehicle Type[LDVs,passenger,natural gas vehicle] | NoSettings | 0 | 0 | 0 | 0 | 0 | 0 | 0 | 0 | 0 | 0 | 0 | 0 | 0 | 0 | 0 | 0 | 0 | 0 | 0 | 0 | 0 | 0 | 0 | 0 | 0 | 0 | 0 | 0 | 0 | 0 | 0
BAU Transportation Electricity Demand by Vehicle Type[LDVs,passenger,gasoline vehicle] | NoSettings | 0 | 0 | 0 | 0 | 0 | 0 | 0 | 0 | 0 | 0 | 0 | 0 | 0 | 0 | 0 | 0 | 0 | 0 | 0 | 0 | 0 | 0 | 0 | 0 | 0 | 0 | 0 | 0 | 0 | 0 | 0
BAU Transportation Electricity Demand by Vehicle Type[LDVs,passenger,diesel vehicle] | NoSettings | 0 | 0 | 0 | 0 | 0 | 0 | 0 | 0 | 0 | 0 | 0 | 0 | 0 | 0 | 0 | 0 | 0 | 0 | 0 | 0 | 0 | 0 | 0 | 0 | 0 | 0 | 0 | 0 | 0 | 0 | 0
BAU Transportation Electricity Demand by Vehicle Type[LDVs,passenger,plugin hybrid vehicle] | NoSettings | 911694 | 1159940 | 1313530 | 1456850 | 1587640 | 1712980 | 1786220 | 1918490 | 2087870 | 2285780 | 2509810 | 2722070 | 2918560 | 2999640 | 3040500 | 3036390 | 3031080 | 3016630 | 2990430 | 3001550 | 2946210 | 2845950 | 2709590 | 2538580 | 2370640 | 2212190 | 2068260 | 1938930 | 1824120 | 1722810 | 1633880
BAU Transportation Electricity Demand by Vehicle Type[LDVs,passenger,LPG vehicle] | NoSettings | 0 | 0 | 0 | 0 | 0 | 0 | 0 | 0 | 0 | 0 | 0 | 0 | 0 | 0 | 0 | 0 | 0 | 0 | 0 | 0 | 0 | 0 | 0 | 0 | 0 | 0 | 0 | 0 | 0 | 0 | 0
BAU Transportation Electricity Demand by Vehicle Type[LDVs,passenger,hydrogen vehicle] | NoSettings | 0 | 0 | 0 | 0 | 0 | 0 | 0 | 0 | 0 | 0 | 0 | 0 | 0 | 0 | 0 | 0 | 0 | 0 | 0 | 0 | 0 | 0 | 0 | 0 | 0 | 0 | 0 | 0 | 0 | 0 | 0
BAU Transportation Electricity Demand by Vehicle Type[LDVs,freight,battery electric vehicle] | NoSettings | 0 | 0 | 0 | 0 | 0 | 0 | 0 | 0 | 0 | 0 | 0 | 0 | 0 | 0 | 0 | 0 | 0 | 0 | 0 | 0 | 0 | 0 | 0 | 0 | 0 | 0 | 0 | 0 | 0 | 0 | 0
BAU Transportation Electricity Demand by Vehicle Type[LDVs,freight,natural gas vehicle] | NoSettings | 0 | 0 | 0 | 0 | 0 | 0 | 0 | 0 | 0 | 0 | 0 | 0 | 0 | 0 | 0 | 0 | 0 | 0 | 0 | 0 | 0 | 0 | 0 | 0 | 0 | 0 | 0 | 0 | 0 | 0 | 0
BAU Transportation Electricity Demand by Vehicle Type[LDVs,freight,gasoline vehicle] | NoSettings | 0 | 0 | 0 | 0 | 0 | 0 | 0 | 0 | 0 | 0 | 0 | 0 | 0 | 0 | 0 | 0 | 0 | 0 | 0 | 0 | 0 | 0 | 0 | 0 | 0 | 0 | 0 | 0 | 0 | 0 | 0
BAU Transportation Electricity Demand by Vehicle Type[LDVs,freight,diesel vehicle] | NoSettings | 0 | 0 | 0 | 0 | 0 | 0 | 0 | 0 | 0 | 0 | 0 | 0 | 0 | 0 | 0 | 0 | 0 | 0 | 0 | 0 | 0 | 0 | 0 | 0 | 0 | 0 | 0 | 0 | 0 | 0 | 0
BAU Transportation Electricity Demand by Vehicle Type[LDVs,freight,plugin hybrid vehicle] | NoSettings | 0 | 0 | 0 | 0 | 0 | 0 | 0 | 0 | 0 | 0 | 0 | 0 | 0 | 0 | 0 | 0 | 0 | 0 | 0 | 0 | 0 | 0 | 0 | 0 | 0 | 0 | 0 | 0 | 0 | 0 | 0
BAU Transportation Electricity Demand by Vehicle Type[LDVs,freight,LPG vehicle] | NoSettings | 0 | 0 | 0 | 0 | 0 | 0 | 0 | 0 | 0 | 0 | 0 | 0 | 0 | 0 | 0 | 0 | 0 | 0 | 0 | 0 | 0 | 0 | 0 | 0 | 0 | 0 | 0 | 0 | 0 | 0 | 0
BAU Transportation Electricity Demand by Vehicle Type[LDVs,freight,hydrogen vehicle] | NoSettings | 0 | 0 | 0 | 0 | 0 | 0 | 0 | 0 | 0 | 0 | 0 | 0 | 0 | 0 | 0 | 0 | 0 | 0 | 0 | 0 | 0 | 0 | 0 | 0 | 0 | 0 | 0 | 0 | 0 | 0 | 0
BAU Transportation Electricity Demand by Vehicle Type[HDVs,passenger,battery electric vehicle] | NoSettings | 61544.5 | 66877 | 73259.5 | 84950.5 | 107908 | 132833 | 166798 | 217768 | 282114 | 388227 | 509162 | 640922 | 760212 | 886310 | 997869 | 1149320 | 1309300 | 1479790 | 1647240 | 1819030 | 1991000 | 2156440 | 2333990 | 2520890 | 2714130 | 2903690 | 3093860 | 3251600 | 3403030 | 3528260 | 3669480
BAU Transportation Electricity Demand by Vehicle Type[HDVs,passenger,natural gas vehicle] | NoSettings | 0 | 0 | 0 | 0 | 0 | 0 | 0 | 0 | 0 | 0 | 0 | 0 | 0 | 0 | 0 | 0 | 0 | 0 | 0 | 0 | 0 | 0 | 0 | 0 | 0 | 0 | 0 | 0 | 0 | 0 | 0
BAU Transportation Electricity Demand by Vehicle Type[HDVs,passenger,gasoline vehicle] | NoSettings | 0 | 0 | 0 | 0 | 0 | 0 | 0 | 0 | 0 | 0 | 0 | 0 | 0 | 0 | 0 | 0 | 0 | 0 | 0 | 0 | 0 | 0 | 0 | 0 | 0 | 0 | 0 | 0 | 0 | 0 | 0
BAU Transportation Electricity Demand by Vehicle Type[HDVs,passenger,diesel vehicle] | NoSettings | 0 | 0 | 0 | 0 | 0 | 0 | 0 | 0 | 0 | 0 | 0 | 0 | 0 | 0 | 0 | 0 | 0 | 0 | 0 | 0 | 0 | 0 | 0 | 0 | 0 | 0 | 0 | 0 | 0 | 0 | 0
BAU Transportation Electricity Demand by Vehicle Type[HDVs,passenger,plugin hybrid vehicle] | NoSettings | 0 | 0 | 0 | 0 | 0 | 0 | 0 | 0 | 0 | 0 | 0 | 0 | 0 | 0 | 0 | 0 | 0 | 0 | 0 | 0 | 0 | 0 | 0 | 0 | 0 | 0 | 0 | 0 | 0 | 0 | 0
BAU Transportation Electricity Demand by Vehicle Type[HDVs,passenger,LPG vehicle] | NoSettings | 0 | 0 | 0 | 0 | 0 | 0 | 0 | 0 | 0 | 0 | 0 | 0 | 0 | 0 | 0 | 0 | 0 | 0 | 0 | 0 | 0 | 0 | 0 | 0 | 0 | 0 | 0 | 0 | 0 | 0 | 0
BAU Transportation Electricity Demand by Vehicle Type[HDVs,passenger,hydrogen vehicle] | NoSettings | 0 | 0 | 0 | 0 | 0 | 0 | 0 | 0 | 0 | 0 | 0 | 0 | 0 | 0 | 0 | 0 | 0 | 0 | 0 | 0 | 0 | 0 | 0 | 0 | 0 | 0 | 0 | 0 | 0 | 0 | 0
BAU Transportation Electricity Demand by Vehicle Type[HDVs,freight,battery electric vehicle] | NoSettings | 6862.33 | 6899.3 | 7591.37 | 8543.84 | 22596.4 | 43476.6 | 74910.2 | 124120 | 192743 | 282493 | 394893 | 537471 | 710238 | 894867 | 1091220 | 1299090 | 1518730 | 1749500 | 1991640 | 2244670 | 2508360 | 2782280 | 3066100 | 3359460 | 3662050 | 3959120 | 4265400 | 4579970 | 4903620 | 5218190 | 5533610
BAU Transportation Electricity Demand by Vehicle Type[HDVs,freight,natural gas vehicle] | NoSettings | 0 | 0 | 0 | 0 | 0 | 0 | 0 | 0 | 0 | 0 | 0 | 0 | 0 | 0 | 0 | 0 | 0 | 0 | 0 | 0 | 0 | 0 | 0 | 0 | 0 | 0 | 0 | 0 | 0 | 0 | 0
BAU Transportation Electricity Demand by Vehicle Type[HDVs,freight,gasoline vehicle] | NoSettings | 0 | 0 | 0 | 0 | 0 | 0 | 0 | 0 | 0 | 0 | 0 | 0 | 0 | 0 | 0 | 0 | 0 | 0 | 0 | 0 | 0 | 0 | 0 | 0 | 0 | 0 | 0 | 0 | 0 | 0 | 0
BAU Transportation Electricity Demand by Vehicle Type[HDVs,freight,diesel vehicle] | NoSettings | 0 | 0 | 0 | 0 | 0 | 0 | 0 | 0 | 0 | 0 | 0 | 0 | 0 | 0 | 0 | 0 | 0 | 0 | 0 | 0 | 0 | 0 | 0 | 0 | 0 | 0 | 0 | 0 | 0 | 0 | 0
BAU Transportation Electricity Demand by Vehicle Type[HDVs,freight,plugin hybrid vehicle] | NoSettings | 0 | 0 | 0 | 0 | 0 | 0 | 0 | 0 | 0 | 0 | 0 | 0 | 0 | 0 | 0 | 0 | 0 | 0 | 0 | 0 | 0 | 0 | 0 | 0 | 0 | 0 | 0 | 0 | 0 | 0 | 0
BAU Transportation Electricity Demand by Vehicle Type[HDVs,freight,LPG vehicle] | NoSettings | 0 | 0 | 0 | 0 | 0 | 0 | 0 | 0 | 0 | 0 | 0 | 0 | 0 | 0 | 0 | 0 | 0 | 0 | 0 | 0 | 0 | 0 | 0 | 0 | 0 | 0 | 0 | 0 | 0 | 0 | 0
BAU Transportation Electricity Demand by Vehicle Type[HDVs,freight,hydrogen vehicle] | NoSettings | 0 | 0 | 0 | 0 | 0 | 0 | 0 | 0 | 0 | 0 | 0 | 0 | 0 | 0 | 0 | 0 | 0 | 0 | 0 | 0 | 0 | 0 | 0 | 0 | 0 | 0 | 0 | 0 | 0 | 0 | 0
BAU Transportation Electricity Demand by Vehicle Type[aircraft,passenger,battery electric vehicle] | NoSettings | 0 | 0 | 0 | 0 | 0 | 0 | 0 | 0 | 0 | 0 | 0 | 0 | 0 | 0 | 0 | 0 | 0 | 0 | 0 | 0 | 0 | 0 | 0 | 0 | 0 | 0 | 0 | 0 | 0 | 0 | 0
BAU Transportation Electricity Demand by Vehicle Type[aircraft,passenger,natural gas vehicle] | NoSettings | 0 | 0 | 0 | 0 | 0 | 0 | 0 | 0 | 0 | 0 | 0 | 0 | 0 | 0 | 0 | 0 | 0 | 0 | 0 | 0 | 0 | 0 | 0 | 0 | 0 | 0 | 0 | 0 | 0 | 0 | 0
BAU Transportation Electricity Demand by Vehicle Type[aircraft,passenger,gasoline vehicle] | NoSettings | 0 | 0 | 0 | 0 | 0 | 0 | 0 | 0 | 0 | 0 | 0 | 0 | 0 | 0 | 0 | 0 | 0 | 0 | 0 | 0 | 0 | 0 | 0 | 0 | 0 | 0 | 0 | 0 | 0 | 0 | 0
BAU Transportation Electricity Demand by Vehicle Type[aircraft,passenger,diesel vehicle] | NoSettings | 0 | 0 | 0 | 0 | 0 | 0 | 0 | 0 | 0 | 0 | 0 | 0 | 0 | 0 | 0 | 0 | 0 | 0 | 0 | 0 | 0 | 0 | 0 | 0 | 0 | 0 | 0 | 0 | 0 | 0 | 0
BAU Transportation Electricity Demand by Vehicle Type[aircraft,passenger,plugin hybrid vehicle] | NoSettings | 0 | 0 | 0 | 0 | 0 | 0 | 0 | 0 | 0 | 0 | 0 | 0 | 0 | 0 | 0 | 0 | 0 | 0 | 0 | 0 | 0 | 0 | 0 | 0 | 0 | 0 | 0 | 0 | 0 | 0 | 0
BAU Transportation Electricity Demand by Vehicle Type[aircraft,passenger,LPG vehicle] | NoSettings | 0 | 0 | 0 | 0 | 0 | 0 | 0 | 0 | 0 | 0 | 0 | 0 | 0 | 0 | 0 | 0 | 0 | 0 | 0 | 0 | 0 | 0 | 0 | 0 | 0 | 0 | 0 | 0 | 0 | 0 | 0
BAU Transportation Electricity Demand by Vehicle Type[aircraft,passenger,hydrogen vehicle] | NoSettings | 0 | 0 | 0 | 0 | 0 | 0 | 0 | 0 | 0 | 0 | 0 | 0 | 0 | 0 | 0 | 0 | 0 | 0 | 0 | 0 | 0 | 0 | 0 | 0 | 0 | 0 | 0 | 0 | 0 | 0 | 0
BAU Transportation Electricity Demand by Vehicle Type[aircraft,freight,battery electric vehicle] | NoSettings | 0 | 0 | 0 | 0 | 0 | 0 | 0 | 0 | 0 | 0 | 0 | 0 | 0 | 0 | 0 | 0 | 0 | 0 | 0 | 0 | 0 | 0 | 0 | 0 | 0 | 0 | 0 | 0 | 0 | 0 | 0
BAU Transportation Electricity Demand by Vehicle Type[aircraft,freight,natural gas vehicle] | NoSettings | 0 | 0 | 0 | 0 | 0 | 0 | 0 | 0 | 0 | 0 | 0 | 0 | 0 | 0 | 0 | 0 | 0 | 0 | 0 | 0 | 0 | 0 | 0 | 0 | 0 | 0 | 0 | 0 | 0 | 0 | 0
BAU Transportation Electricity Demand by Vehicle Type[aircraft,freight,gasoline vehicle] | NoSettings | 0 | 0 | 0 | 0 | 0 | 0 | 0 | 0 | 0 | 0 | 0 | 0 | 0 | 0 | 0 | 0 | 0 | 0 | 0 | 0 | 0 | 0 | 0 | 0 | 0 | 0 | 0 | 0 | 0 | 0 | 0
BAU Transportation Electricity Demand by Vehicle Type[aircraft,freight,diesel vehicle] | NoSettings | 0 | 0 | 0 | 0 | 0 | 0 | 0 | 0 | 0 | 0 | 0 | 0 | 0 | 0 | 0 | 0 | 0 | 0 | 0 | 0 | 0 | 0 | 0 | 0 | 0 | 0 | 0 | 0 | 0 | 0 | 0
BAU Transportation Electricity Demand by Vehicle Type[aircraft,freight,plugin hybrid vehicle] | NoSettings | 0 | 0 | 0 | 0 | 0 | 0 | 0 | 0 | 0 | 0 | 0 | 0 | 0 | 0 | 0 | 0 | 0 | 0 | 0 | 0 | 0 | 0 | 0 | 0 | 0 | 0 | 0 | 0 | 0 | 0 | 0
BAU Transportation Electricity Demand by Vehicle Type[aircraft,freight,LPG vehicle] | NoSettings | 0 | 0 | 0 | 0 | 0 | 0 | 0 | 0 | 0 | 0 | 0 | 0 | 0 | 0 | 0 | 0 | 0 | 0 | 0 | 0 | 0 | 0 | 0 | 0 | 0 | 0 | 0 | 0 | 0 | 0 | 0
BAU Transportation Electricity Demand by Vehicle Type[aircraft,freight,hydrogen vehicle] | NoSettings | 0 | 0 | 0 | 0 | 0 | 0 | 0 | 0 | 0 | 0 | 0 | 0 | 0 | 0 | 0 | 0 | 0 | 0 | 0 | 0 | 0 | 0 | 0 | 0 | 0 | 0 | 0 | 0 | 0 | 0 | 0
BAU Transportation Electricity Demand by Vehicle Type[rail,passenger,battery electric vehicle] | NoSettings | 201137 | 196738 | 192875 | 188929 | 185145 | 181511 | 178218 | 175045 | 172023 | 169171 | 166226 | 163436 | 160790 | 158336 | 156057 | 153709 | 151493 | 149402 | 147450 | 145605 | 143860 | 142186 | 140668 | 139209 | 137873 | 136622 | 135472 | 134418 | 133256 | 132186 | 131097
BAU Transportation Electricity Demand by Vehicle Type[rail,passenger,natural gas vehicle] | NoSettings | 0 | 0 | 0 | 0 | 0 | 0 | 0 | 0 | 0 | 0 | 0 | 0 | 0 | 0 | 0 | 0 | 0 | 0 | 0 | 0 | 0 | 0 | 0 | 0 | 0 | 0 | 0 | 0 | 0 | 0 | 0
BAU Transportation Electricity Demand by Vehicle Type[rail,passenger,gasoline vehicle] | NoSettings | 0 | 0 | 0 | 0 | 0 | 0 | 0 | 0 | 0 | 0 | 0 | 0 | 0 | 0 | 0 | 0 | 0 | 0 | 0 | 0 | 0 | 0 | 0 | 0 | 0 | 0 | 0 | 0 | 0 | 0 | 0
BAU Transportation Electricity Demand by Vehicle Type[rail,passenger,diesel vehicle] | NoSettings | 0 | 0 | 0 | 0 | 0 | 0 | 0 | 0 | 0 | 0 | 0 | 0 | 0 | 0 | 0 | 0 | 0 | 0 | 0 | 0 | 0 | 0 | 0 | 0 | 0 | 0 | 0 | 0 | 0 | 0 | 0
BAU Transportation Electricity Demand by Vehicle Type[rail,passenger,plugin hybrid vehicle] | NoSettings | 0 | 0 | 0 | 0 | 0 | 0 | 0 | 0 | 0 | 0 | 0 | 0 | 0 | 0 | 0 | 0 | 0 | 0 | 0 | 0 | 0 | 0 | 0 | 0 | 0 | 0 | 0 | 0 | 0 | 0 | 0
BAU Transportation Electricity Demand by Vehicle Type[rail,passenger,LPG vehicle] | NoSettings | 0 | 0 | 0 | 0 | 0 | 0 | 0 | 0 | 0 | 0 | 0 | 0 | 0 | 0 | 0 | 0 | 0 | 0 | 0 | 0 | 0 | 0 | 0 | 0 | 0 | 0 | 0 | 0 | 0 | 0 | 0
BAU Transportation Electricity Demand by Vehicle Type[rail,passenger,hydrogen vehicle] | NoSettings | 0 | 0 | 0 | 0 | 0 | 0 | 0 | 0 | 0 | 0 | 0 | 0 | 0 | 0 | 0 | 0 | 0 | 0 | 0 | 0 | 0 | 0 | 0 | 0 | 0 | 0 | 0 | 0 | 0 | 0 | 0
BAU Transportation Electricity Demand by Vehicle Type[rail,freight,battery electric vehicle] | NoSettings | 0 | 0 | 0 | 0 | 0 | 0 | 0 | 0 | 0 | 0 | 0 | 0 | 0 | 0 | 0 | 0 | 0 | 0 | 0 | 0 | 0 | 0 | 0 | 0 | 0 | 0 | 0 | 0 | 0 | 0 | 0
BAU Transportation Electricity Demand by Vehicle Type[rail,freight,natural gas vehicle] | NoSettings | 0 | 0 | 0 | 0 | 0 | 0 | 0 | 0 | 0 | 0 | 0 | 0 | 0 | 0 | 0 | 0 | 0 | 0 | 0 | 0 | 0 | 0 | 0 | 0 | 0 | 0 | 0 | 0 | 0 | 0 | 0
BAU Transportation Electricity Demand by Vehicle Type[rail,freight,gasoline vehicle] | NoSettings | 0 | 0 | 0 | 0 | 0 | 0 | 0 | 0 | 0 | 0 | 0 | 0 | 0 | 0 | 0 | 0 | 0 | 0 | 0 | 0 | 0 | 0 | 0 | 0 | 0 | 0 | 0 | 0 | 0 | 0 | 0
BAU Transportation Electricity Demand by Vehicle Type[rail,freight,diesel vehicle] | NoSettings | 0 | 0 | 0 | 0 | 0 | 0 | 0 | 0 | 0 | 0 | 0 | 0 | 0 | 0 | 0 | 0 | 0 | 0 | 0 | 0 | 0 | 0 | 0 | 0 | 0 | 0 | 0 | 0 | 0 | 0 | 0
BAU Transportation Electricity Demand by Vehicle Type[rail,freight,plugin hybrid vehicle] | NoSettings | 0 | 0 | 0 | 0 | 0 | 0 | 0 | 0 | 0 | 0 | 0 | 0 | 0 | 0 | 0 | 0 | 0 | 0 | 0 | 0 | 0 | 0 | 0 | 0 | 0 | 0 | 0 | 0 | 0 | 0 | 0
BAU Transportation Electricity Demand by Vehicle Type[rail,freight,LPG vehicle] | NoSettings | 0 | 0 | 0 | 0 | 0 | 0 | 0 | 0 | 0 | 0 | 0 | 0 | 0 | 0 | 0 | 0 | 0 | 0 | 0 | 0 | 0 | 0 | 0 | 0 | 0 | 0 | 0 | 0 | 0 | 0 | 0
BAU Transportation Electricity Demand by Vehicle Type[rail,freight,hydrogen vehicle] | NoSettings | 0 | 0 | 0 | 0 | 0 | 0 | 0 | 0 | 0 | 0 | 0 | 0 | 0 | 0 | 0 | 0 | 0 | 0 | 0 | 0 | 0 | 0 | 0 | 0 | 0 | 0 | 0 | 0 | 0 | 0 | 0
BAU Transportation Electricity Demand by Vehicle Type[ships,passenger,battery electric vehicle] | NoSettings | 0 | 0 | 0 | 0 | 0 | 0 | 0 | 0 | 0 | 0 | 0 | 0 | 0 | 0 | 0 | 0 | 0 | 0 | 0 | 0 | 0 | 0 | 0 | 0 | 0 | 0 | 0 | 0 | 0 | 0 | 0
BAU Transportation Electricity Demand by Vehicle Type[ships,passenger,natural gas vehicle] | NoSettings | 0 | 0 | 0 | 0 | 0 | 0 | 0 | 0 | 0 | 0 | 0 | 0 | 0 | 0 | 0 | 0 | 0 | 0 | 0 | 0 | 0 | 0 | 0 | 0 | 0 | 0 | 0 | 0 | 0 | 0 | 0
BAU Transportation Electricity Demand by Vehicle Type[ships,passenger,gasoline vehicle] | NoSettings | 0 | 0 | 0 | 0 | 0 | 0 | 0 | 0 | 0 | 0 | 0 | 0 | 0 | 0 | 0 | 0 | 0 | 0 | 0 | 0 | 0 | 0 | 0 | 0 | 0 | 0 | 0 | 0 | 0 | 0 | 0
BAU Transportation Electricity Demand by Vehicle Type[ships,passenger,diesel vehicle] | NoSettings | 0 | 0 | 0 | 0 | 0 | 0 | 0 | 0 | 0 | 0 | 0 | 0 | 0 | 0 | 0 | 0 | 0 | 0 | 0 | 0 | 0 | 0 | 0 | 0 | 0 | 0 | 0 | 0 | 0 | 0 | 0
BAU Transportation Electricity Demand by Vehicle Type[ships,passenger,plugin hybrid vehicle] | NoSettings | 0 | 0 | 0 | 0 | 0 | 0 | 0 | 0 | 0 | 0 | 0 | 0 | 0 | 0 | 0 | 0 | 0 | 0 | 0 | 0 | 0 | 0 | 0 | 0 | 0 | 0 | 0 | 0 | 0 | 0 | 0
BAU Transportation Electricity Demand by Vehicle Type[ships,passenger,LPG vehicle] | NoSettings | 0 | 0 | 0 | 0 | 0 | 0 | 0 | 0 | 0 | 0 | 0 | 0 | 0 | 0 | 0 | 0 | 0 | 0 | 0 | 0 | 0 | 0 | 0 | 0 | 0 | 0 | 0 | 0 | 0 | 0 | 0
BAU Transportation Electricity Demand by Vehicle Type[ships,passenger,hydrogen vehicle] | NoSettings | 0 | 0 | 0 | 0 | 0 | 0 | 0 | 0 | 0 | 0 | 0 | 0 | 0 | 0 | 0 | 0 | 0 | 0 | 0 | 0 | 0 | 0 | 0 | 0 | 0 | 0 | 0 | 0 | 0 | 0 | 0
BAU Transportation Electricity Demand by Vehicle Type[ships,freight,battery electric vehicle] | NoSettings | 0 | 0 | 0 | 0 | 0 | 0 | 0 | 0 | 0 | 0 | 0 | 0 | 0 | 0 | 0 | 0 | 0 | 0 | 0 | 0 | 0 | 0 | 0 | 0 | 0 | 0 | 0 | 0 | 0 | 0 | 0
BAU Transportation Electricity Demand by Vehicle Type[ships,freight,natural gas vehicle] | NoSettings | 0 | 0 | 0 | 0 | 0 | 0 | 0 | 0 | 0 | 0 | 0 | 0 | 0 | 0 | 0 | 0 | 0 | 0 | 0 | 0 | 0 | 0 | 0 | 0 | 0 | 0 | 0 | 0 | 0 | 0 | 0
BAU Transportation Electricity Demand by Vehicle Type[ships,freight,gasoline vehicle] | NoSettings | 0 | 0 | 0 | 0 | 0 | 0 | 0 | 0 | 0 | 0 | 0 | 0 | 0 | 0 | 0 | 0 | 0 | 0 | 0 | 0 | 0 | 0 | 0 | 0 | 0 | 0 | 0 | 0 | 0 | 0 | 0
BAU Transportation Electricity Demand by Vehicle Type[ships,freight,diesel vehicle] | NoSettings | 0 | 0 | 0 | 0 | 0 | 0 | 0 | 0 | 0 | 0 | 0 | 0 | 0 | 0 | 0 | 0 | 0 | 0 | 0 | 0 | 0 | 0 | 0 | 0 | 0 | 0 | 0 | 0 | 0 | 0 | 0
BAU Transportation Electricity Demand by Vehicle Type[ships,freight,plugin hybrid vehicle] | NoSettings | 0 | 0 | 0 | 0 | 0 | 0 | 0 | 0 | 0 | 0 | 0 | 0 | 0 | 0 | 0 | 0 | 0 | 0 | 0 | 0 | 0 | 0 | 0 | 0 | 0 | 0 | 0 | 0 | 0 | 0 | 0
BAU Transportation Electricity Demand by Vehicle Type[ships,freight,LPG vehicle] | NoSettings | 0 | 0 | 0 | 0 | 0 | 0 | 0 | 0 | 0 | 0 | 0 | 0 | 0 | 0 | 0 | 0 | 0 | 0 | 0 | 0 | 0 | 0 | 0 | 0 | 0 | 0 | 0 | 0 | 0 | 0 | 0
BAU Transportation Electricity Demand by Vehicle Type[ships,freight,hydrogen vehicle] | NoSettings | 0 | 0 | 0 | 0 | 0 | 0 | 0 | 0 | 0 | 0 | 0 | 0 | 0 | 0 | 0 | 0 | 0 | 0 | 0 | 0 | 0 | 0 | 0 | 0 | 0 | 0 | 0 | 0 | 0 | 0 | 0
BAU Transportation Electricity Demand by Vehicle Type[motorbikes,passenger,battery electric vehicle] | NoSettings | 197.009 | 1442.5 | 4257.16 | 8831.95 | 15182.1 | 22816.5 | 31278 | 40245.2 | 49420.9 | 58648.4 | 67849.1 | 76983.9 | 86031.7 | 94997.7 | 103848 | 112587 | 121195 | 129948 | 138352 | 145650 | 151598 | 156004 | 159148 | 161404 | 163001 | 164155 | 165027 | 165673 | 166152 | 166605 | 166905
BAU Transportation Electricity Demand by Vehicle Type[motorbikes,passenger,natural gas vehicle] | NoSettings | 0 | 0 | 0 | 0 | 0 | 0 | 0 | 0 | 0 | 0 | 0 | 0 | 0 | 0 | 0 | 0 | 0 | 0 | 0 | 0 | 0 | 0 | 0 | 0 | 0 | 0 | 0 | 0 | 0 | 0 | 0
BAU Transportation Electricity Demand by Vehicle Type[motorbikes,passenger,gasoline vehicle] | NoSettings | 0 | 0 | 0 | 0 | 0 | 0 | 0 | 0 | 0 | 0 | 0 | 0 | 0 | 0 | 0 | 0 | 0 | 0 | 0 | 0 | 0 | 0 | 0 | 0 | 0 | 0 | 0 | 0 | 0 | 0 | 0
BAU Transportation Electricity Demand by Vehicle Type[motorbikes,passenger,diesel vehicle] | NoSettings | 0 | 0 | 0 | 0 | 0 | 0 | 0 | 0 | 0 | 0 | 0 | 0 | 0 | 0 | 0 | 0 | 0 | 0 | 0 | 0 | 0 | 0 | 0 | 0 | 0 | 0 | 0 | 0 | 0 | 0 | 0
BAU Transportation Electricity Demand by Vehicle Type[motorbikes,passenger,plugin hybrid vehicle] | NoSettings | 0 | 0 | 0 | 0 | 0 | 0 | 0 | 0 | 0 | 0 | 0 | 0 | 0 | 0 | 0 | 0 | 0 | 0 | 0 | 0 | 0 | 0 | 0 | 0 | 0 | 0 | 0 | 0 | 0 | 0 | 0
BAU Transportation Electricity Demand by Vehicle Type[motorbikes,passenger,LPG vehicle] | NoSettings | 0 | 0 | 0 | 0 | 0 | 0 | 0 | 0 | 0 | 0 | 0 | 0 | 0 | 0 | 0 | 0 | 0 | 0 | 0 | 0 | 0 | 0 | 0 | 0 | 0 | 0 | 0 | 0 | 0 | 0 | 0
BAU Transportation Electricity Demand by Vehicle Type[motorbikes,passenger,hydrogen vehicle] | NoSettings | 0 | 0 | 0 | 0 | 0 | 0 | 0 | 0 | 0 | 0 | 0 | 0 | 0 | 0 | 0 | 0 | 0 | 0 | 0 | 0 | 0 | 0 | 0 | 0 | 0 | 0 | 0 | 0 | 0 | 0 | 0
BAU Transportation Electricity Demand by Vehicle Type[motorbikes,freight,battery electric vehicle] | NoSettings | 1688.95 | 3457.49 | 11051.5 | 19881.8 | 51692 | 98456.8 | 168160 | 277138 | 428801 | 626555 | 873776 | 1187590 | 1567260 | 1972950 | 2404290 | 2861370 | 3343760 | 3851080 | 4383130 | 4938840 | 5518290 | 6120420 | 6743910 | 7388530 | 8053240 | 8703080 | 9373110 | 10055000 | 10756200 | 11446100 | 12137900
BAU Transportation Electricity Demand by Vehicle Type[motorbikes,freight,natural gas vehicle] | NoSettings | 0 | 0 | 0 | 0 | 0 | 0 | 0 | 0 | 0 | 0 | 0 | 0 | 0 | 0 | 0 | 0 | 0 | 0 | 0 | 0 | 0 | 0 | 0 | 0 | 0 | 0 | 0 | 0 | 0 | 0 | 0
BAU Transportation Electricity Demand by Vehicle Type[motorbikes,freight,gasoline vehicle] | NoSettings | 0 | 0 | 0 | 0 | 0 | 0 | 0 | 0 | 0 | 0 | 0 | 0 | 0 | 0 | 0 | 0 | 0 | 0 | 0 | 0 | 0 | 0 | 0 | 0 | 0 | 0 | 0 | 0 | 0 | 0 | 0
BAU Transportation Electricity Demand by Vehicle Type[motorbikes,freight,diesel vehicle] | NoSettings | 0 | 0 | 0 | 0 | 0 | 0 | 0 | 0 | 0 | 0 | 0 | 0 | 0 | 0 | 0 | 0 | 0 | 0 | 0 | 0 | 0 | 0 | 0 | 0 | 0 | 0 | 0 | 0 | 0 | 0 | 0
BAU Transportation Electricity Demand by Vehicle Type[motorbikes,freight,plugin hybrid vehicle] | NoSettings | 0 | 0 | 0 | 0 | 0 | 0 | 0 | 0 | 0 | 0 | 0 | 0 | 0 | 0 | 0 | 0 | 0 | 0 | 0 | 0 | 0 | 0 | 0 | 0 | 0 | 0 | 0 | 0 | 0 | 0 | 0
BAU Transportation Electricity Demand by Vehicle Type[motorbikes,freight,LPG vehicle] | NoSettings | 0 | 0 | 0 | 0 | 0 | 0 | 0 | 0 | 0 | 0 | 0 | 0 | 0 | 0 | 0 | 0 | 0 | 0 | 0 | 0 | 0 | 0 | 0 | 0 | 0 | 0 | 0 | 0 | 0 | 0 | 0
BAU Transportation Electricity Demand by Vehicle Type[motorbikes,freight,hydrogen vehicle] | NoSettings | 0 | 0 | 0 | 0 | 0 | 0 | 0 | 0 | 0 | 0 | 0 | 0 | 0 | 0 | 0 | 0 | 0 | 0 | 0 | 0 | 0 | 0 | 0 | 0 | 0 | 0 | 0 | 0 | 0 | 0 | 0
Total Energy Use by Sector[transportation sector,electricity] | NoSettings | 10306800000000 | 14970700000000 | 20005100000000 | 25305100000000 | 31024200000000 | 37148700000000 | 42971800000000 | 49444900000000 | 56633700000000 | 65119300000000 | 74984100000000 | 87048200000000 | 101290000000000 | 114740000000000 | 129344000000000 | 144515000000000 | 161463000000000 | 179878000000000 | 199487000000000 | 220828000000000 | 243120000000000 | 266084000000000 | 289188000000000 | 312185000000000 | 334232000000000 | 354912000000000 | 374064000000000 | 391542000000000 | 407544000000000 | 421925000000000 | 435034000000000
Total Energy Use by Sector[transportation sector,hard coal] | NoSettings | 584: 0
Total Energy Use by Sector[transportation sector,natural gas] | NoSettings | 13398900000000 | 13097000000000 | 12491200000000 | 11863900000000 | 11189300000000 | 10534100000000 | 9884250000000 | 9276930000000 | 8709560000000 | 8123780000000 | 7560350000000 | 7071130000000 | 6635310000000 | 6252950000000 | 5938720000000 | 5679850000000 | 5522120000000 | 5433250000000 | 5405080000000 | 5445980000000 | 5560280000000 | 5736240000000 | 5965770000000 | 6352870000000 | 6789230000000 | 7204480000000 | 7638890000000 | 8018340000000 | 8471720000000 | 9020420000000 | 9627290000000
Total Energy Use by Sector[transportation sector,nuclear] | NoSettings | 584: 0
Total Energy Use by Sector[transportation sector,hydro] | NoSettings | 584: 0
Total Energy Use by Sector[transportation sector,wind] | NoSettings | 584: 0
Total Energy Use by Sector[transportation sector,solar] | NoSettings | 584: 0
Total Energy Use by Sector[transportation sector,biomass] | NoSettings | 584: 0
Total Energy Use by Sector[transportation sector,petroleum gasoline] | NoSettings | 1492510000000000 | 1680120000000000 | 1667220000000000 | 1652960000000000 | 1623620000000000 | 1589740000000000 | 1554330000000000 | 1519510000000000 | 1486030000000000 | 1451910000000000 | 1413330000000000 | 1368970000000000 | 1322110000000000 | 1280890000000000 | 1235950000000000 | 1193270000000000 | 1147840000000000 | 1099860000000000 | 1049100000000000 | 993641000000000 | 935991000000000 | 877136000000000 | 818855000000000 | 762361000000000 | 709564000000000 | 660913000000000 | 617340000000000 | 578825000000000 | 545183000000000 | 516130000000000 | 490896000000000
Total Energy Use by Sector[transportation sector,petroleum diesel] | NoSettings | 402127000000000 | 403777000000000 | 398213000000000 | 386898000000000 | 377989000000000 | 368925000000000 | 361351000000000 | 352359000000000 | 344570000000000 | 334361000000000 | 321912000000000 | 320779000000000 | 319331000000000 | 317751000000000 | 317030000000000 | 315852000000000 | 316816000000000 | 315226000000000 | 314016000000000 | 312601000000000 | 312217000000000 | 310181000000000 | 311556000000000 | 310517000000000 | 311252000000000 | 309878000000000 | 312929000000000 | 314953000000000 | 316982000000000 | 320788000000000 | 323993000000000
Total Energy Use by Sector[transportation sector,biofuel gasoline] | NoSettings | 115106000000000 | 129965000000000 | 129354000000000 | 128632000000000 | 126725000000000 | 124450000000000 | 122040000000000 | 119659000000000 | 117368000000000 | 114843000000000 | 112121000000000 | 108601000000000 | 104885000000000 | 101615000000000 | 98049500000000 | 94663700000000 | 91059000000000 | 87252700000000 | 83226300000000 | 78826700000000 | 74253300000000 | 69584300000000 | 64960800000000 | 60479100000000 | 56290600000000 | 52431000000000 | 48974300000000 | 45918900000000 | 43250000000000 | 40945300000000 | 38943400000000
Total Energy Use by Sector[transportation sector,biofuel diesel] | NoSettings | 84736500000000 | 96031400000000 | 104725000000000 | 113418000000000 | 121597000000000 | 129522000000000 | 137341000000000 | 144636000000000 | 151599000000000 | 158029000000000 | 163862000000000 | 162319000000000 | 160506000000000 | 158624000000000 | 157180000000000 | 155354000000000 | 153425000000000 | 151203000000000 | 148945000000000 | 146813000000000 | 144936000000000 | 143086000000000 | 141653000000000 | 139722000000000 | 137941000000000 | 136565000000000 | 135934000000000 | 135562000000000 | 135298000000000 | 135780000000000 | 136394000000000
Total Energy Use by Sector[transportation sector,jet fuel or kerosene] | NoSettings | 41846500000000 | 56401100000000 | 62366200000000 | 64706800000000 | 65608600000000 | 66308400000000 | 66141300000000 | 65915800000000 | 65917200000000 | 65786600000000 | 65881600000000 | 66144700000000 | 66597600000000 | 67088600000000 | 67594900000000 | 68113200000000 | 68419000000000 | 68632400000000 | 68934700000000 | 69268000000000 | 69739300000000 | 70199900000000 | 70789700000000 | 71428200000000 | 72112300000000 | 72694700000000 | 73220000000000 | 73642300000000 | 74006800000000 | 74306000000000 | 74642700000000
Total Energy Use by Sector[transportation sector,heat] | NoSettings | 584: 0
Total Energy Use by Sector[transportation sector,geothermal] | NoSettings | 584: 0
Total Energy Use by Sector[transportation sector,lignite] | NoSettings | 584: 0
Total Energy Use by Sector[transportation sector,crude oil] | NoSettings | 584: 0
Total Energy Use by Sector[transportation sector,heavy or residual fuel oil] | NoSettings | 16976000000000 | 20062200000000 | 20242900000000 | 25527500000000 | 27149600000000 | 28542300000000 | 28799500000000 | 29729000000000 | 29254300000000 | 30563000000000 | 33910300000000 | 35033200000000 | 36469600000000 | 37775100000000 | 38962300000000 | 40272200000000 | 39536800000000 | 41184500000000 | 42067600000000 | 43641500000000 | 44615800000000 | 47142700000000 | 47536000000000 | 49043300000000 | 49673000000000 | 52700900000000 | 52740100000000 | 54057300000000 | 55583400000000 | 57182300000000 | 58373100000000
Total Energy Use by Sector[transportation sector,LPG propane or butane] | NoSettings | 0 | 0 | 0 | 0 | 0 | 0 | 0 | 0 | 0 | 0 | 0 | 0 | 0 | 0 | 0 | 0 | 0 | 0 | 0 | 0 | 0 | 0 | 0 | 0 | 0 | 0 | 0 | 0 | 0 | 0 | 0
Total Energy Use by Sector[transportation sector,municipal solid waste] | NoSettings | 584: 0
Total Energy Use by Sector[transportation sector,hydrogen] | NoSettings | 144140000000 | 153697000000 | 142336000000 | 129864000000 | 116367000000 | 102109000000 | 87510700000 | 73011600000 | 58431800000 | 43803000000 | 48409300000 | 112058000000 | 199479000000 | 326374000000 | 520505000000 | 806580000000 | 1210490000000 | 1780530000000 | 2545250000000 | 3510550000000 | 4749740000000 | 6268870000000 | 8142300000000 | 10398200000000 | 13182800000000 | 16511100000000 | 20504200000000 | 25308800000000 | 30999100000000 | 37722100000000 | 45694700000000
Total Energy Use by Sector[electricity sector,electricity] | NoSettings | 584: 0
Total Energy Use by Sector[electricity sector,hard coal] | NoSettings | 0 | 0 | 0 | 0 | 0 | 0 | 0 | 0 | 0 | 0 | 0 | 0 | 0 | 0 | 0 | 0 | 0 | 0 | 0 | 0 | 0 | 0 | 0 | 0 | 0 | 0 | 0 | 0 | 0 | 0 | 0
Total Energy Use by Sector[electricity sector,natural gas] | NoSettings | 573033000000000 | 599529000000000 | 578231000000000 | 497519000000000 | 496098000000000 | 543507000000000 | 484015000000000 | 494397000000000 | 481332000000000 | 465608000000000 | 434968000000000 | 406020000000000 | 394746000000000 | 366747000000000 | 375253000000000 | 361356000000000 | 327515000000000 | 342888000000000 | 352555000000000 | 339408000000000 | 336999000000000 | 239901000000000 | 250697000000000 | 226460000000000 | 180121000000000 | 101944000000000 | 84375400000000 | 84375400000000 | 84375400000000 | 84375400000000 | 84375400000000
Total Energy Use by Sector[electricity sector,nuclear] | NoSettings | 184185000000000 | 184185000000000 | 184185000000000 | 184185000000000 | 92092700000000 | 0 | 0 | 0 | 0 | 0 | 0 | 0 | 0 | 0 | 0 | 0 | 0 | 0 | 0 | 0 | 0 | 0 | 0 | 0 | 0 | 0 | 0 | 0 | 0 | 0 | 0
Total Energy Use by Sector[electricity sector,hydro] | NoSettings | 0 | 0 | 0 | 0 | 0 | 0 | 0 | 0 | 0 | 0 | 0 | 0 | 0 | 0 | 0 | 0 | 0 | 0 | 0 | 0 | 0 | 0 | 0 | 0 | 0 | 0 | 0 | 0 | 0 | 0 | 0
Total Energy Use by Sector[electricity sector,wind] | NoSettings | 0 | 0 | 0 | 0 | 0 | 0 | 0 | 0 | 0 | 0 | 0 | 0 | 0 | 0 | 0 | 0 | 0 | 0 | 0 | 0 | 0 | 0 | 0 | 0 | 0 | 0 | 0 | 0 | 0 | 0 | 0
Total Energy Use by Sector[electricity sector,solar] | NoSettings | 0 | 0 | 0 | 0 | 0 | 0 | 0 | 0 | 0 | 0 | 0 | 0 | 0 | 0 | 0 | 0 | 0 | 0 | 0 | 0 | 0 | 0 | 0 | 0 | 0 | 0 | 0 | 0 | 0 | 0 | 0
Total Energy Use by Sector[electricity sector,biomass] | NoSettings | 55096600000000 | 58759700000000 | 62871400000000 | 66983100000000 | 69898700000000 | 72141400000000 | 75206500000000 | 75954000000000 | 76028800000000 | 77299700000000 | 78645300000000 | 80215200000000 | 81710400000000 | 83280300000000 | 83953100000000 | 85523100000000 | 87317200000000 | 88064800000000 | 88961900000000 | 90232800000000 | 92027000000000 | 95017300000000 | 96138700000000 | 97633800000000 | 99577500000000 | 101820000000000 | 92944100000000 | 95596800000000 | 94722600000000 | 95922900000000 | 96427400000000
Total Energy Use by Sector[electricity sector,petroleum gasoline] | NoSettings | 584: 0
Total Energy Use by Sector[electricity sector,petroleum diesel] | NoSettings | 0 | 0 | 0 | 0 | 0 | 0 | 0 | 0 | 0 | 0 | 0 | 0 | 0 | 0 | 0 | 0 | 0 | 0 | 0 | 0 | 0 | 0 | 0 | 0 | 0 | 0 | 0 | 0 | 0 | 0 | 0
Total Energy Use by Sector[electricity sector,biofuel gasoline] | NoSettings | 584: 0
Total Energy Use by Sector[electricity sector,biofuel diesel] | NoSettings | 584: 0
Total Energy Use by Sector[electricity sector,jet fuel or kerosene] | NoSettings | 584: 0
Total Energy Use by Sector[electricity sector,heat] | NoSettings | 584: 0
Total Energy Use by Sector[electricity sector,geothermal] | NoSettings | 0 | 0 | 0 | 0 | 0 | 0 | 0 | 0 | 0 | 0 | 0 | 0 | 0 | 0 | 0 | 0 | 0 | 0 | 0 | 0 | 0 | 0 | 0 | 0 | 0 | 0 | 0 | 0 | 0 | 0 | 0
Total Energy Use by Sector[electricity sector,lignite] | NoSettings | 0 | 0 | 0 | 0 | 0 | 0 | 0 | 0 | 0 | 0 | 0 | 0 | 0 | 0 | 0 | 0 | 0 | 0 | 0 | 0 | 0 | 0 | 0 | 0 | 0 | 0 | 0 | 0 | 0 | 0 | 0
Total Energy Use by Sector[electricity sector,crude oil] | NoSettings | 0 | 0 | 0 | 0 | 0 | 0 | 0 | 0 | 0 | 0 | 0 | 0 | 0 | 0 | 0 | 0 | 0 | 0 | 0 | 0 | 0 | 0 | 0 | 0 | 0 | 0 | 0 | 0 | 0 | 0 | 0
Total Energy Use by Sector[electricity sector,heavy or residual fuel oil] | NoSettings | 0 | 0 | 0 | 0 | 0 | 0 | 0 | 0 | 0 | 0 | 0 | 0 | 0 | 0 | 0 | 0 | 0 | 0 | 0 | 0 | 0 | 0 | 0 | 0 | 0 | 0 | 0 | 0 | 0 | 0 | 0
Total Energy Use by Sector[electricity sector,LPG propane or butane] | NoSettings | 584: 0
Total Energy Use by Sector[electricity sector,municipal solid waste] | NoSettings | 22743400000000 | 67711600000000 | 49986300000000 | 64418800000000 | 65680900000000 | 61507200000000 | 55658300000000 | 48010500000000 | 42221700000000 | 35977600000000 | 31426800000000 | 30567600000000 | 30879600000000 | 30663400000000 | 30742700000000 | 30632100000000 | 28729400000000 | 29016300000000 | 29267300000000 | 28919200000000 | 29352000000000 | 27504400000000 | 27515000000000 | 27150700000000 | 25260800000000 | 17147200000000 | 0 | 0 | 0 | 0 | 0
Total Energy Use by Sector[electricity sector,hydrogen] | NoSettings | 584: 0
Total Energy Use by Sector[residential buildings sector,electricity] | NoSettings | 310030000000000 | 296160000000000 | 289310000000000 | 287350000000000 | 286734000000000 | 286640000000000 | 287023000000000 | 288362000000000 | 289600000000000 | 290911000000000 | 292314000000000 | 293338000000000 | 294365000000000 | 295511000000000 | 296494000000000 | 297617000000000 | 298930000000000 | 300040000000000 | 301290000000000 | 301170000000000 | 302110000000000 | 302810000000000 | 303350000000000 | 303710000000000 | 304100000000000 | 303390000000000 | 303490000000000 | 302570000000000 | 302570000000000 | 301810000000000 | 300880000000000
Total Energy Use by Sector[residential buildings sector,hard coal] | NoSettings | 0 | 0 | 0 | 0 | 0 | 0 | 0 | 0 | 0 | 0 | 0 | 0 | 0 | 0 | 0 | 0 | 0 | 0 | 0 | 0 | 0 | 0 | 0 | 0 | 0 | 0 | 0 | 0 | 0 | 0 | 0
Total Energy Use by Sector[residential buildings sector,natural gas] | NoSettings | 478011000000000 | 493913000000000 | 495008000000000 | 496004000000000 | 494900000000000 | 494995000000000 | 493792000000000 | 491788000000000 | 489684000000000 | 486580000000000 | 482276000000000 | 479173000000000 | 473970000000000 | 470767000000000 | 465464000000000 | 460361000000000 | 457058000000000 | 453855000000000 | 449653000000000 | 448550000000000 | 444448000000000 | 442248000000000 | 441149000000000 | 440200000000000 | 440142000000000 | 439204000000000 | 439086000000000 | 439059000000000 | 439051000000000 | 440153000000000 | 441156000000000
Total Energy Use by Sector[residential buildings sector,nuclear] | NoSettings | 584: 0
Total Energy Use by Sector[residential buildings sector,hydro] | NoSettings | 584: 0
Total Energy Use by Sector[residential buildings sector,wind] | NoSettings | 584: 0
Total Energy Use by Sector[residential buildings sector,solar] | NoSettings | 584: 0
Total Energy Use by Sector[residential buildings sector,biomass] | NoSettings | 21890000000000 | 21890000000000 | 21890000000000 | 21890000000000 | 21890000000000 | 21890000000000 | 21890000000000 | 21890000000000 | 21890000000000 | 21890000000000 | 21890000000000 | 21890000000000 | 21890000000000 | 21890000000000 | 21890000000000 | 21890000000000 | 21890000000000 | 21890000000000 | 21890000000000 | 21890000000000 | 21890000000000 | 21890000000000 | 21890000000000 | 21890000000000 | 21890000000000 | 21890000000000 | 21890000000000 | 21890000000000 | 21890000000000 | 21890000000000 | 21890000000000
Total Energy Use by Sector[residential buildings sector,petroleum gasoline] | NoSettings | 584: 0
Total Energy Use by Sector[residential buildings sector,petroleum diesel] | NoSettings | 313795000000 | 313437000000 | 314121000000 | 313837000000 | 313595000000 | 312385000000 | 312137000000 | 311142000000 | 310099000000 | 308020000000 | 306974000000 | 305010000000 | 303089000000 | 301200000000 | 297426000000 | 294627000000 | 290863000000 | 287337000000 | 281831000000 | 279868000000 | 277163000000 | 274936000000 | 272470000000 | 270748000000 | 270080000000 | 268890000000 | 267080000000 | 267040000000 | 266610000000 | 267380000000 | 266630000000
Total Energy Use by Sector[residential buildings sector,biofuel gasoline] | NoSettings | 584: 0
Total Energy Use by Sector[residential buildings sector,biofuel diesel] | NoSettings | 584: 0
Total Energy Use by Sector[residential buildings sector,jet fuel or kerosene] | NoSettings | 0 | 0 | 0 | 0 | 0 | 0 | 0 | 0 | 0 | 0 | 0 | 0 | 0 | 0 | 0 | 0 | 0 | 0 | 0 | 0 | 0 | 0 | 0 | 0 | 0 | 0 | 0 | 0 | 0 | 0 | 0
Total Energy Use by Sector[residential buildings sector,heat] | NoSettings | 0 | 0 | 0 | 0 | 0 | 0 | 0 | 0 | 0 | 0 | 0 | 0 | 0 | 0 | 0 | 0 | 0 | 0 | 0 | 0 | 0 | 0 | 0 | 0 | 0 | 0 | 0 | 0 | 0 | 0 | 0
Total Energy Use by Sector[residential buildings sector,geothermal] | NoSettings | 584: 0
Total Energy Use by Sector[residential buildings sector,lignite] | NoSettings | 584: 0
Total Energy Use by Sector[residential buildings sector,crude oil] | NoSettings | 584: 0
Total Energy Use by Sector[residential buildings sector,heavy or residual fuel oil] | NoSettings | 0 | 0 | 0 | 0 | 0 | 0 | 0 | 0 | 0 | 0 | 0 | 0 | 0 | 0 | 0 | 0 | 0 | 0 | 0 | 0 | 0 | 0 | 0 | 0 | 0 | 0 | 0 | 0 | 0 | 0 | 0
Total Energy Use by Sector[residential buildings sector,LPG propane or butane] | NoSettings | 19434000000000 | 18596000000000 | 17477000000000 | 17491000000000 | 17345000000000 | 17119000000000 | 16743000000000 | 16649000000000 | 16272000000000 | 15685000000000 | 15249000000000 | 14661000000000 | 14085000000000 | 13649000000000 | 13254000000000 | 12849000000000 | 12455000000000 | 12091000000000 | 11697000000000 | 11274000000000 | 10981000000000 | 10709200000000 | 10467100000000 | 10226100000000 | 10024400000000 | 9914400000000 | 9631800000000 | 9481000000000 | 9319300000000 | 9168400000000 | 9016700000000
Total Energy Use by Sector[residential buildings sector,municipal solid waste] | NoSettings | 584: 0
Total Energy Use by Sector[residential buildings sector,hydrogen] | NoSettings | 0 | 0 | 0 | 0 | 0 | 0 | 0 | 0 | 0 | 0 | 0 | 0 | 0 | 0 | 0 | 0 | 0 | 0 | 0 | 0 | 0 | 0 | 0 | 0 | 0 | 0 | 0 | 0 | 0 | 0 | 0
Total Energy Use by Sector[commercial buildings sector,electricity] | NoSettings | 299760000000000 | 292600000000000 | 303010000000000 | 309200000000000 | 313060000000000 | 317540000000000 | 321950000000000 | 325970000000000 | 331600000000000 | 335140000000000 | 338470000000000 | 343000000000000 | 346410000000000 | 350720000000000 | 353100000000000 | 355050000000000 | 359370000000000 | 362940000000000 | 367810000000000 | 370570000000000 | 374330000000000 | 377080000000000 | 381010000000000 | 383720000000000 | 386600000000000 | 389580000000000 | 392550000000000 | 395700000000000 | 398740000000000 | 401870000000000 | 404990000000000
Total Energy Use by Sector[commercial buildings sector,hard coal] | NoSettings | 0 | 0 | 0 | 0 | 0 | 0 | 0 | 0 | 0 | 0 | 0 | 0 | 0 | 0 | 0 | 0 | 0 | 0 | 0 | 0 | 0 | 0 | 0 | 0 | 0 | 0 | 0 | 0 | 0 | 0 | 0
Total Energy Use by Sector[commercial buildings sector,natural gas] | NoSettings | 181436000000000 | 183852000000000 | 191181000000000 | 194894000000000 | 196698000000000 | 197294000000000 | 197285000000000 | 196573000000000 | 195957000000000 | 195239000000000 | 193916000000000 | 194493000000000 | 192767000000000 | 191439000000000 | 190609000000000 | 189979000000000 | 188549000000000 | 188118000000000 | 187686000000000 | 187355000000000 | 186224000000000 | 186096000000000 | 186968000000000 | 186944000000000 | 188123000000000 | 189203000000000 | 189487000000000 | 189673000000000 | 191060000000000 | 192349000000000 | 192840000000000
Total Energy Use by Sector[commercial buildings sector,nuclear] | NoSettings | 584: 0
Total Energy Use by Sector[commercial buildings sector,hydro] | NoSettings | 584: 0
Total Energy Use by Sector[commercial buildings sector,wind] | NoSettings | 584: 0
Total Energy Use by Sector[commercial buildings sector,solar] | NoSettings | 584: 0
Total Energy Use by Sector[commercial buildings sector,biomass] | NoSettings | 3830000000000 | 3830000000000 | 3830000000000 | 3830000000000 | 3830000000000 | 3830000000000 | 3830000000000 | 3830000000000 | 3830000000000 | 3830000000000 | 3830000000000 | 3830000000000 | 3830000000000 | 3830000000000 | 3830000000000 | 3830000000000 | 3830000000000 | 3830000000000 | 3830000000000 | 3830000000000 | 3830000000000 | 3830000000000 | 3830000000000 | 3830000000000 | 3830000000000 | 3830000000000 | 3830000000000 | 3830000000000 | 3830000000000 | 3830000000000 | 3830000000000
Total Energy Use by Sector[commercial buildings sector,petroleum gasoline] | NoSettings | 584: 0
Total Energy Use by Sector[commercial buildings sector,petroleum diesel] | NoSettings | 20702300000000 | 20702100000000 | 20701900000000 | 20701700000000 | 20601500000000 | 20501400000000 | 20401200000000 | 20301100000000 | 20101000000000 | 19900900000000 | 19700800000000 | 19500800000000 | 19300800000000 | 19100700000000 | 18900700000000 | 18700700000000 | 18500700000000 | 18300700000000 | 18100600000000 | 18000600000000 | 17900600000000 | 17800600000000 | 17700600000000 | 17600600000000 | 17600600000000 | 17600600000000 | 17600500000000 | 17600500000000 | 17600500000000 | 17600500000000 | 17600500000000
Total Energy Use by Sector[commercial buildings sector,biofuel gasoline] | NoSettings | 584: 0
Total Energy Use by Sector[commercial buildings sector,biofuel diesel] | NoSettings | 584: 0
Total Energy Use by Sector[commercial buildings sector,jet fuel or kerosene] | NoSettings | 0 | 0 | 0 | 0 | 0 | 0 | 0 | 0 | 0 | 0 | 0 | 0 | 0 | 0 | 0 | 0 | 0 | 0 | 0 | 0 | 0 | 0 | 0 | 0 | 0 | 0 | 0 | 0 | 0 | 0 | 0
Total Energy Use by Sector[commercial buildings sector,heat] | NoSettings | 0 | 0 | 0 | 0 | 0 | 0 | 0 | 0 | 0 | 0 | 0 | 0 | 0 | 0 | 0 | 0 | 0 | 0 | 0 | 0 | 0 | 0 | 0 | 0 | 0 | 0 | 0 | 0 | 0 | 0 | 0
Total Energy Use by Sector[commercial buildings sector,geothermal] | NoSettings | 584: 0
Total Energy Use by Sector[commercial buildings sector,lignite] | NoSettings | 584: 0
Total Energy Use by Sector[commercial buildings sector,crude oil] | NoSettings | 584: 0
Total Energy Use by Sector[commercial buildings sector,heavy or residual fuel oil] | NoSettings | 0 | 0 | 0 | 0 | 0 | 0 | 0 | 0 | 0 | 0 | 0 | 0 | 0 | 0 | 0 | 0 | 0 | 0 | 0 | 0 | 0 | 0 | 0 | 0 | 0 | 0 | 0 | 0 | 0 | 0 | 0
Total Energy Use by Sector[commercial buildings sector,LPG propane or butane] | NoSettings | 13300000000000 | 13300000000000 | 13300000000000 | 13300000000000 | 13300000000000 | 13200000000000 | 13100000000000 | 13100000000000 | 13000000000000 | 12900000000000 | 12800000000000 | 12700000000000 | 12600000000000 | 12500000000000 | 12400000000000 | 12300000000000 | 12200000000000 | 12100000000000 | 12000000000000 | 11900000000000 | 11800000000000 | 11700000000000 | 11600000000000 | 11500000000000 | 11400000000000 | 11400000000000 | 11300000000000 | 11300000000000 | 11300000000000 | 11300000000000 | 11300000000000
Total Energy Use by Sector[commercial buildings sector,municipal solid waste] | NoSettings | 584: 0
Total Energy Use by Sector[commercial buildings sector,hydrogen] | NoSettings | 0 | 0 | 0 | 0 | 0 | 0 | 0 | 0 | 0 | 0 | 0 | 0 | 0 | 0 | 0 | 0 | 0 | 0 | 0 | 0 | 0 | 0 | 0 | 0 | 0 | 0 | 0 | 0 | 0 | 0 | 0
Total Energy Use by Sector[industry sector,electricity] | NoSettings | 265821000000000 | 265361000000000 | 272257000000000 | 276673000000000 | 279789000000000 | 282688000000000 | 283984000000000 | 285092000000000 | 285032000000000 | 285481000000000 | 285667000000000 | 286485000000000 | 286724000000000 | 287497000000000 | 288527000000000 | 289728000000000 | 291016000000000 | 291963000000000 | 293388000000000 | 294761000000000 | 295448000000000 | 296878000000000 | 298924000000000 | 300970000000000 | 302878000000000 | 304582000000000 | 306584000000000 | 308490000000000 | 310356000000000 | 312502000000000 | 314371000000000
Total Energy Use by Sector[industry sector,hard coal] | NoSettings | 94240100000000 | 93324500000000 | 92423800000000 | 91520400000000 | 90607300000000 | 89694000000000 | 88779300000000 | 87865700000000 | 86950800000000 | 86060500000000 | 85169400000000 | 84279200000000 | 83390000000000 | 82499600000000 | 81605600000000 | 80727900000000 | 80745100000000 | 80736800000000 | 80729300000000 | 80723300000000 | 80717600000000 | 80713800000000 | 80708600000000 | 80703500000000 | 80698500000000 | 63104300000000 | 66617800000000 | 63097200000000 | 59575800000000 | 56054600000000 | 52533900000000
Total Energy Use by Sector[industry sector,natural gas] | NoSettings | 779092000000000 | 769151000000000 | 772135000000000 | 793377000000000 | 803885000000000 | 816404000000000 | 817722000000000 | 817832000000000 | 813476000000000 | 807429000000000 | 800897000000000 | 799005000000000 | 793076000000000 | 795106000000000 | 794581000000000 | 793542000000000 | 794177000000000 | 793256000000000 | 795891000000000 | 798514000000000 | 797112000000000 | 794747000000000 | 796819000000000 | 800860000000000 | 805098000000000 | 808204000000000 | 811703000000000 | 815242000000000 | 818770000000000 | 822299000000000 | 826025000000000
Total Energy Use by Sector[industry sector,nuclear] | NoSettings | 584: 0
Total Energy Use by Sector[industry sector,hydro] | NoSettings | 584: 0
Total Energy Use by Sector[industry sector,wind] | NoSettings | 584: 0
Total Energy Use by Sector[industry sector,solar] | NoSettings | 584: 0
Total Energy Use by Sector[industry sector,biomass] | NoSettings | 26165100000000 | 26129100000000 | 26090600000000 | 26052500000000 | 26013600000000 | 25974500000000 | 25935300000000 | 25896200000000 | 25857200000000 | 25825200000000 | 25792600000000 | 25759700000000 | 25727500000000 | 25694800000000 | 25661900000000 | 25628600000000 | 25635600000000 | 25634500000000 | 25633400000000 | 25632600000000 | 25631800000000 | 25631300000000 | 25630500000000 | 25629600000000 | 25628600000000 | 25628300000000 | 25627300000000 | 25627200000000 | 25626700000000 | 25626200000000 | 25625900000000
Total Energy Use by Sector[industry sector,petroleum gasoline] | NoSettings | 584: 0
Total Energy Use by Sector[industry sector,petroleum diesel] | NoSettings | 67803000000000 | 64963000000000 | 65926200000000 | 67165200000000 | 67591200000000 | 68339000000000 | 68646400000000 | 68705800000000 | 68716700000000 | 68776700000000 | 69025700000000 | 69234000000000 | 69361400000000 | 69732800000000 | 69950400000000 | 69914100000000 | 69806500000000 | 69888900000000 | 70016000000000 | 70192700000000 | 70210800000000 | 70429100000000 | 70906900000000 | 71655700000000 | 72222200000000 | 72494500000000 | 73175500000000 | 73721800000000 | 74267300000000 | 74812600000000 | 75358300000000
Total Energy Use by Sector[industry sector,biofuel gasoline] | NoSettings | 584: 0
Total Energy Use by Sector[industry sector,biofuel diesel] | NoSettings | 584: 0
Total Energy Use by Sector[industry sector,jet fuel or kerosene] | NoSettings | 584: 0
Total Energy Use by Sector[industry sector,heat] | NoSettings | 0 | 0 | 0 | 0 | 0 | 0 | 0 | 0 | 0 | 0 | 0 | 0 | 0 | 0 | 0 | 0 | 0 | 0 | 0 | 0 | 0 | 0 | 0 | 0 | 0 | 0 | 0 | 0 | 0 | 0 | 0
Total Energy Use by Sector[industry sector,geothermal] | NoSettings | 584: 0
Total Energy Use by Sector[industry sector,lignite] | NoSettings | 584: 0
Total Energy Use by Sector[industry sector,crude oil] | NoSettings | 2811000000000000 | 3576070000000000 | 3576090000000000 | 3576120000000000 | 3576150000000000 | 3576160000000000 | 3576180000000000 | 3576190000000000 | 3576210000000000 | 3576350000000000 | 3576470000000000 | 3576590000000000 | 3576720000000000 | 3576840000000000 | 3576960000000000 | 3577070000000000 | 3577190000000000 | 3577170000000000 | 3577150000000000 | 3577140000000000 | 3577130000000000 | 3577120000000000 | 3577110000000000 | 3577090000000000 | 3577070000000000 | 3577070000000000 | 3577050000000000 | 3577050000000000 | 3577040000000000 | 3577030000000000 | 3577030000000000
Total Energy Use by Sector[industry sector,heavy or residual fuel oil] | NoSettings | 2916040000000 | 3119050000000 | 2931480000000 | 2996230000000 | 2978820000000 | 2957770000000 | 2901570000000 | 2891220000000 | 2784700000000 | 2731740000000 | 2679820000000 | 2642980000000 | 2582100000000 | 2574680000000 | 2501680000000 | 2460860000000 | 2475900000000 | 2416550000000 | 2391720000000 | 2391380000000 | 2389510000000 | 2362680000000 | 2353680000000 | 2349900000000 | 2349010000000 | 2338290000000 | 2334690000000 | 2329400000000 | 2324090000000 | 2318770000000 | 2313470000000
Total Energy Use by Sector[industry sector,LPG propane or butane] | NoSettings | 19285500000000 | 19105100000000 | 18225500000000 | 18933700000000 | 19274400000000 | 19758600000000 | 20052900000000 | 20236000000000 | 20388600000000 | 20574900000000 | 20854000000000 | 21104400000000 | 21320300000000 | 21640700000000 | 21887500000000 | 22022300000000 | 22109300000000 | 22282700000000 | 22475400000000 | 22693400000000 | 22843900000000 | 23090300000000 | 23456100000000 | 23946600000000 | 24347500000000 | 24609500000000 | 25068900000000 | 25462500000000 | 25855700000000 | 26248900000000 | 26642300000000
Total Energy Use by Sector[industry sector,municipal solid waste] | NoSettings | 584: 0
Total Energy Use by Sector[industry sector,hydrogen] | NoSettings | 0 | 0 | 0 | 0 | 0 | 0 | 0 | 0 | 0 | 0 | 0 | 0 | 0 | 0 | 0 | 0 | 0 | 0 | 0 | 0 | 0 | 0 | 0 | 0 | 0 | 0 | 0 | 0 | 0 | 0 | 0
Total Energy Use by Sector[district heat and hydrogen sector,electricity] | NoSettings | 10567500000 | 11202400000 | 10314200000 | 9356170000 | 8335730000 | 7272740000 | 6197640000 | 5141660000 | 4086140000 | 3046100000 | 3347810000 | 7728120000 | 13700500000 | 22354400000 | 35505100000 | 54794800000 | 82011300000 | 120144000000 | 171282000000 | 235292000000 | 317072000000 | 417368000000 | 539940000000 | 687713000000 | 868429000000 | 1083400000000 | 1341900000000 | 1649850000000 | 2012930000000 | 2439980000000 | 2948040000000
Total Energy Use by Sector[district heat and hydrogen sector,hard coal] | NoSettings | 0 | 0 | 0 | 0 | 0 | 0 | 0 | 0 | 0 | 0 | 0 | 0 | 0 | 0 | 0 | 0 | 0 | 0 | 0 | 0 | 0 | 0 | 0 | 0 | 0 | 0 | 0 | 0 | 0 | 0 | 0
Total Energy Use by Sector[district heat and hydrogen sector,natural gas] | NoSettings | 243653000000 | 259808000000 | 240603000000 | 219520000000 | 196706000000 | 172605000000 | 147927000000 | 123418000000 | 98772500000 | 74044200000 | 81830600000 | 189421000000 | 337198000000 | 551699000000 | 879857000000 | 1363440000000 | 2046200000000 | 3009800000000 | 4302460000000 | 5934210000000 | 8028910000000 | 10596800000000 | 13763700000000 | 17577100000000 | 22284000000000 | 27910200000000 | 34660200000000 | 42781700000000 | 52400600000000 | 63765100000000 | 77241900000000
Total Energy Use by Sector[district heat and hydrogen sector,nuclear] | NoSettings | 584: 0
Total Energy Use by Sector[district heat and hydrogen sector,hydro] | NoSettings | 584: 0
Total Energy Use by Sector[district heat and hydrogen sector,wind] | NoSettings | 584: 0
Total Energy Use by Sector[district heat and hydrogen sector,solar] | NoSettings | 584: 0
Total Energy Use by Sector[district heat and hydrogen sector,biomass] | NoSettings | 0 | 0 | 0 | 0 | 0 | 0 | 0 | 0 | 0 | 0 | 0 | 0 | 0 | 0 | 0 | 0 | 0 | 0 | 0 | 0 | 0 | 0 | 0 | 0 | 0 | 0 | 0 | 0 | 0 | 0 | 0
Total Energy Use by Sector[district heat and hydrogen sector,petroleum gasoline] | NoSettings | 584: 0
Total Energy Use by Sector[district heat and hydrogen sector,petroleum diesel] | NoSettings | 0 | 0 | 0 | 0 | 0 | 0 | 0 | 0 | 0 | 0 | 0 | 0 | 0 | 0 | 0 | 0 | 0 | 0 | 0 | 0 | 0 | 0 | 0 | 0 | 0 | 0 | 0 | 0 | 0 | 0 | 0
Total Energy Use by Sector[district heat and hydrogen sector,biofuel gasoline] | NoSettings | 584: 0
Total Energy Use by Sector[district heat and hydrogen sector,biofuel diesel] | NoSettings | 584: 0
Total Energy Use by Sector[district heat and hydrogen sector,jet fuel or kerosene] | NoSettings | 584: 0
Total Energy Use by Sector[district heat and hydrogen sector,heat] | NoSettings | 0 | 0 | 0 | 0 | 0 | 0 | 0 | 0 | 0 | 0 | 0 | 0 | 0 | 0 | 0 | 0 | 0 | 0 | 0 | 0 | 0 | 0 | 0 | 0 | 0 | 0 | 0 | 0 | 0 | 0 | 0
Total Energy Use by Sector[district heat and hydrogen sector,geothermal] | NoSettings | 584: 0
Total Energy Use by Sector[district heat and hydrogen sector,lignite] | NoSettings | 584: 0
Total Energy Use by Sector[district heat and hydrogen sector,crude oil] | NoSettings | 0 | 0 | 0 | 0 | 0 | 0 | 0 | 0 | 0 | 0 | 0 | 0 | 0 | 0 | 0 | 0 | 0 | 0 | 0 | 0 | 0 | 0 | 0 | 0 | 0 | 0 | 0 | 0 | 0 | 0 | 0
Total Energy Use by Sector[district heat and hydrogen sector,heavy or residual fuel oil] | NoSettings | 0 | 0 | 0 | 0 | 0 | 0 | 0 | 0 | 0 | 0 | 0 | 0 | 0 | 0 | 0 | 0 | 0 | 0 | 0 | 0 | 0 | 0 | 0 | 0 | 0 | 0 | 0 | 0 | 0 | 0 | 0
Total Energy Use by Sector[district heat and hydrogen sector,LPG propane or butane] | NoSettings | 0 | 0 | 0 | 0 | 0 | 0 | 0 | 0 | 0 | 0 | 0 | 0 | 0 | 0 | 0 | 0 | 0 | 0 | 0 | 0 | 0 | 0 | 0 | 0 | 0 | 0 | 0 | 0 | 0 | 0 | 0
Total Energy Use by Sector[district heat and hydrogen sector,municipal solid waste] | NoSettings | 584: 0
Total Energy Use by Sector[district heat and hydrogen sector,hydrogen] | NoSettings | 0 | 0 | 0 | 0 | 0 | 0 | 0 | 0 | 0 | 0 | 0 | 0 | 0 | 0 | 0 | 0 | 0 | 0 | 0 | 0 | 0 | 0 | 0 | 0 | 0 | 0 | 0 | 0 | 0 | 0 | 0
Total Energy Use by Sector[LULUCF sector,electricity] | NoSettings | 584: 0
Total Energy Use by Sector[LULUCF sector,hard coal] | NoSettings | 584: 0
Total Energy Use by Sector[LULUCF sector,natural gas] | NoSettings | 584: 0
Total Energy Use by Sector[LULUCF sector,nuclear] | NoSettings | 584: 0
Total Energy Use by Sector[LULUCF sector,hydro] | NoSettings | 584: 0
Total Energy Use by Sector[LULUCF sector,wind] | NoSettings | 584: 0
Total Energy Use by Sector[LULUCF sector,solar] | NoSettings | 584: 0
Total Energy Use by Sector[LULUCF sector,biomass] | NoSettings | 584: 0
Total Energy Use by Sector[LULUCF sector,petroleum gasoline] | NoSettings | 584: 0
Total Energy Use by Sector[LULUCF sector,petroleum diesel] | NoSettings | 584: 0
Total Energy Use by Sector[LULUCF sector,biofuel gasoline] | NoSettings | 584: 0
Total Energy Use by Sector[LULUCF sector,biofuel diesel] | NoSettings | 584: 0
Total Energy Use by Sector[LULUCF sector,jet fuel or kerosene] | NoSettings | 584: 0
Total Energy Use by Sector[LULUCF sector,heat] | NoSettings | 584: 0
Total Energy Use by Sector[LULUCF sector,geothermal] | NoSettings | 584: 0
Total Energy Use by Sector[LULUCF sector,lignite] | NoSettings | 584: 0
Total Energy Use by Sector[LULUCF sector,crude oil] | NoSettings | 584: 0
Total Energy Use by Sector[LULUCF sector,heavy or residual fuel oil] | NoSettings | 584: 0
Total Energy Use by Sector[LULUCF sector,LPG propane or butane] | NoSettings | 584: 0
Total Energy Use by Sector[LULUCF sector,municipal solid waste] | NoSettings | 584: 0
Total Energy Use by Sector[LULUCF sector,hydrogen] | NoSettings | 584: 0
Total Energy Use by Sector[geoengineering sector,electricity] | NoSettings | 0 | 0 | 0 | 0 | 0 | 0 | 0 | 0 | 0 | 0 | 0 | 0 | 0 | 0 | 0 | 0 | 0 | 0 | 0 | 0 | 0 | 0 | 0 | 0 | 0 | 0 | 0 | 0 | 0 | 0 | 0
Total Energy Use by Sector[geoengineering sector,hard coal] | NoSettings | 0 | 0 | 0 | 0 | 0 | 0 | 0 | 0 | 0 | 0 | 0 | 0 | 0 | 0 | 0 | 0 | 0 | 0 | 0 | 0 | 0 | 0 | 0 | 0 | 0 | 0 | 0 | 0 | 0 | 0 | 0
Total Energy Use by Sector[geoengineering sector,natural gas] | NoSettings | 0 | 0 | 0 | 0 | 0 | 0 | 0 | 0 | 0 | 0 | 0 | 0 | 0 | 0 | 0 | 0 | 0 | 0 | 0 | 0 | 0 | 0 | 0 | 0 | 0 | 0 | 0 | 0 | 0 | 0 | 0
Total Energy Use by Sector[geoengineering sector,nuclear] | NoSettings | 584: 0
Total Energy Use by Sector[geoengineering sector,hydro] | NoSettings | 584: 0
Total Energy Use by Sector[geoengineering sector,wind] | NoSettings | 584: 0
Total Energy Use by Sector[geoengineering sector,solar] | NoSettings | 584: 0
Total Energy Use by Sector[geoengineering sector,biomass] | NoSettings | 0 | 0 | 0 | 0 | 0 | 0 | 0 | 0 | 0 | 0 | 0 | 0 | 0 | 0 | 0 | 0 | 0 | 0 | 0 | 0 | 0 | 0 | 0 | 0 | 0 | 0 | 0 | 0 | 0 | 0 | 0
Total Energy Use by Sector[geoengineering sector,petroleum gasoline] | NoSettings | 584: 0
Total Energy Use by Sector[geoengineering sector,petroleum diesel] | NoSettings | 0 | 0 | 0 | 0 | 0 | 0 | 0 | 0 | 0 | 0 | 0 | 0 | 0 | 0 | 0 | 0 | 0 | 0 | 0 | 0 | 0 | 0 | 0 | 0 | 0 | 0 | 0 | 0 | 0 | 0 | 0
Total Energy Use by Sector[geoengineering sector,biofuel gasoline] | NoSettings | 584: 0
Total Energy Use by Sector[geoengineering sector,biofuel diesel] | NoSettings | 584: 0
Total Energy Use by Sector[geoengineering sector,jet fuel or kerosene] | NoSettings | 584: 0
Total Energy Use by Sector[geoengineering sector,heat] | NoSettings | 0 | 0 | 0 | 0 | 0 | 0 | 0 | 0 | 0 | 0 | 0 | 0 | 0 | 0 | 0 | 0 | 0 | 0 | 0 | 0 | 0 | 0 | 0 | 0 | 0 | 0 | 0 | 0 | 0 | 0 | 0
Total Energy Use by Sector[geoengineering sector,geothermal] | NoSettings | 584: 0
Total Energy Use by Sector[geoengineering sector,lignite] | NoSettings | 584: 0
Total Energy Use by Sector[geoengineering sector,crude oil] | NoSettings | 0 | 0 | 0 | 0 | 0 | 0 | 0 | 0 | 0 | 0 | 0 | 0 | 0 | 0 | 0 | 0 | 0 | 0 | 0 | 0 | 0 | 0 | 0 | 0 | 0 | 0 | 0 | 0 | 0 | 0 | 0
Total Energy Use by Sector[geoengineering sector,heavy or residual fuel oil] | NoSettings | 0 | 0 | 0 | 0 | 0 | 0 | 0 | 0 | 0 | 0 | 0 | 0 | 0 | 0 | 0 | 0 | 0 | 0 | 0 | 0 | 0 | 0 | 0 | 0 | 0 | 0 | 0 | 0 | 0 | 0 | 0
Total Energy Use by Sector[geoengineering sector,LPG propane or butane] | NoSettings | 0 | 0 | 0 | 0 | 0 | 0 | 0 | 0 | 0 | 0 | 0 | 0 | 0 | 0 | 0 | 0 | 0 | 0 | 0 | 0 | 0 | 0 | 0 | 0 | 0 | 0 | 0 | 0 | 0 | 0 | 0
Total Energy Use by Sector[geoengineering sector,municipal solid waste] | NoSettings | 584: 0
Total Energy Use by Sector[geoengineering sector,hydrogen] | NoSettings | 0 | 0 | 0 | 0 | 0 | 0 | 0 | 0 | 0 | 0 | 0 | 0 | 0 | 0 | 0 | 0 | 0 | 0 | 0 | 0 | 0 | 0 | 0 | 0 | 0 | 0 | 0 | 0 | 0 | 0 | 0
Output Distributed Solar PV Capacity | NoSettings | 8.7259 | 10.2552 | 11.346 | 12.6395 | 13.9334 | 15.2167 | 16.4359 | 17.7615 | 19.024 | 20.2855 | 21.5481 | 22.8416 | 24.0921 | 25.3657 | 26.6382 | 27.9208 | 29.2043 | 30.4869 | 31.7604 | 33.0329 | 34.3155 | 35.5991 | 36.8826 | 38.1541 | 39.4377 | 40.7102 | 41.9938 | 43.2773 | 44.5599 | 45.8224 | 47.095
BPHC BAU Pumped Hydro Capacity | NoSettings | 3912 | 3912 | 3912 | 3912 | 3912 | 3912 | 4108 | 4108 | 4108 | 4108 | 4912 | 4912 | 4912 | 4912 | 4912 | 4912 | 4912 | 4912 | 4912 | 4912 | 4912 | 4912 | 4912 | 4912 | 4912 | 4912 | 4912 | 4912 | 4912 | 4912 | 4912
GBSC BAU Grid Battery Storage Capacity | NoSettings | 524 | 2842 | 5160 | 7563 | 13055 | 14769 | 14983 | 15586 | 16188 | 16577 | 16966 | 17554 | 18142 | 19501 | 20860 | 22219 | 24395 | 26571 | 28747 | 30924 | 33100 | 35535 | 37971 | 40406 | 42842 | 45277 | 47713 | 50148 | 52584 | 55020 | 57455
Output Distributed Solar PV Output | NoSettings | 15.953 | 18.496 | 20.866 | 22.972 | 24.96 | 26.873 | 28.881 | 30.957 | 33.05 | 35.187 | 37.364 | 39.479 | 41.579 | 43.681 | 45.774 | 47.787 | 49.997 | 52.087 | 54.197 | 56.296 | 58.378 | 60.492 | 62.587 | 64.702 | 66.81 | 68.923 | 71.076 | 73.22 | 75.352 | 77.445 | 79.587
Net Imports of Electricity | NoSettings | 81585000 | 79198000 | 76721000 | 74234000 | 71757000 | 69299000 | 68812000 | 68325000 | 67838000 | 67350000 | 66863000 | 66366000 | 65878800 | 65391600 | 64904400 | 64417200 | 63930000 | 63432700 | 62945500 | 62458300 | 61971100 | 61483900 | 60996700 | 60502400 | 60014200 | 59525000 | 59525000 | 59525000 | 59525000 | 59525000 | 59525000
Curtailed Electricity Output[hard coal es] | NoSettings | 0 | 0 | 0 | 0 | 0 | 0 | 0 | 0 | 0 | 0 | 0 | 0 | 0 | 0 | 0 | 0 | 0 | 0 | 0 | 0 | 0 | 0 | 0 | 0 | 0 | 0 | 0 | 0 | 0 | 0 | 0
Curtailed Electricity Output[natural gas nonpeaker es] | NoSettings | 0 | 0 | 0 | 0 | 0 | 0 | 0 | 0 | 0 | 0 | 0 | 0 | 0 | 0 | 0 | 0 | 0 | 0 | 0 | 0 | 0 | 0 | 0 | 0 | 0 | 0 | 0 | 0 | 0 | 0 | 0
Curtailed Electricity Output[nuclear es] | NoSettings | 0 | 0 | 0 | 0 | 0 | 0 | 0 | 0 | 0 | 0 | 0 | 0 | 0 | 0 | 0 | 0 | 0 | 0 | 0 | 0 | 0 | 0 | 0 | 0 | 0 | 0 | 0 | 0 | 0 | 0 | 0
Curtailed Electricity Output[hydro es] | NoSettings | 0 | 0 | 0 | 0 | 0 | 0 | 0 | 0 | 0 | 0 | 0 | 0 | 0 | 0 | 0 | 0 | 0 | 0 | 0 | 0 | 0 | 0 | 0 | 0 | 0 | 0 | 0 | 0 | 0 | 0 | 0
Curtailed Electricity Output[onshore wind es] | NoSettings | 44297.5 | 47878.3 | 51885.3 | 57956.4 | 57667 | 61414.9 | 68155.1 | 73513.5 | 72973 | 72783 | 71066.7 | 74150 | 77213.7 | 78621.8 | 78968.7 | 78304.9 | 78916.3 | 78589 | 75615.8 | 73670.5 | 73532.2 | 76331.5 | 80237.2 | 79316.4 | 80417.4 | 83514.3 | 90589.6 | 99593.1 | 99671.2 | 100072 | 98957.2
Curtailed Electricity Output[solar PV es] | NoSettings | 668237 | 1072550 | 1593420 | 2354740 | 2975220 | 3742760 | 4810580 | 5695350 | 5974520 | 6464450 | 7098290 | 8271750 | 9514870 | 10670300 | 11506600 | 12354700 | 13622800 | 14489900 | 14833600 | 15466200 | 16638700 | 18863200 | 20900000 | 21854600 | 23427500 | 25620800 | 29491700 | 33037800 | 34136700 | 35144600 | 35698700
Curtailed Electricity Output[solar thermal es] | NoSettings | 0 | 0 | 0 | 0 | 0 | 0 | 0 | 0 | 0 | 0 | 0 | 0 | 0 | 0 | 0 | 0 | 0 | 0 | 0 | 0 | 0 | 0 | 0 | 0 | 0 | 0 | 0 | 0 | 0 | 0 | 0
Curtailed Electricity Output[biomass es] | NoSettings | 0 | 0 | 0 | 0 | 0 | 0 | 0 | 0 | 0 | 0 | 0 | 0 | 0 | 0 | 0 | 0 | 0 | 0 | 0 | 0 | 0 | 0 | 0 | 0 | 0 | 0 | 0 | 0 | 0 | 0 | 0
Curtailed Electricity Output[geothermal es] | NoSettings | 0 | 0 | 0 | 0 | 0 | 0 | 0 | 0 | 0 | 0 | 0 | 0 | 0 | 0 | 0 | 0 | 0 | 0 | 0 | 0 | 0 | 0 | 0 | 0 | 0 | 0 | 0 | 0 | 0 | 0 | 0
Curtailed Electricity Output[petroleum es] | NoSettings | 0 | 0 | 0 | 0 | 0 | 0 | 0 | 0 | 0 | 0 | 0 | 0 | 0 | 0 | 0 | 0 | 0 | 0 | 0 | 0 | 0 | 0 | 0 | 0 | 0 | 0 | 0 | 0 | 0 | 0 | 0
Curtailed Electricity Output[natural gas peaker es] | NoSettings | 0 | 0 | 0 | 0 | 0 | 0 | 0 | 0 | 0 | 0 | 0 | 0 | 0 | 0 | 0 | 0 | 0 | 0 | 0 | 0 | 0 | 0 | 0 | 0 | 0 | 0 | 0 | 0 | 0 | 0 | 0
Curtailed Electricity Output[lignite es] | NoSettings | 0 | 0 | 0 | 0 | 0 | 0 | 0 | 0 | 0 | 0 | 0 | 0 | 0 | 0 | 0 | 0 | 0 | 0 | 0 | 0 | 0 | 0 | 0 | 0 | 0 | 0 | 0 | 0 | 0 | 0 | 0
Curtailed Electricity Output[offshore wind es] | NoSettings | 0 | 0 | 0 | 0 | 0 | 0 | 0 | 0 | 0 | 0 | 0 | 4707.21 | 12714.1 | 21026.8 | 30097.6 | 38954 | 48772.7 | 58840 | 67204.5 | 76296.1 | 86744.5 | 99526.9 | 114360 | 124911 | 137643 | 152851 | 167486 | 171943 | 167654 | 164210 | 159501
Curtailed Electricity Output[crude oil es] | NoSettings | 0 | 0 | 0 | 0 | 0 | 0 | 0 | 0 | 0 | 0 | 0 | 0 | 0 | 0 | 0 | 0 | 0 | 0 | 0 | 0 | 0 | 0 | 0 | 0 | 0 | 0 | 0 | 0 | 0 | 0 | 0
Curtailed Electricity Output[heavy or residual fuel oil es] | NoSettings | 0 | 0 | 0 | 0 | 0 | 0 | 0 | 0 | 0 | 0 | 0 | 0 | 0 | 0 | 0 | 0 | 0 | 0 | 0 | 0 | 0 | 0 | 0 | 0 | 0 | 0 | 0 | 0 | 0 | 0 | 0
Curtailed Electricity Output[municipal solid waste es] | NoSettings | 0 | 0 | 0 | 0 | 0 | 0 | 0 | 0 | 0 | 0 | 0 | 0 | 0 | 0 | 0 | 0 | 0 | 0 | 0 | 0 | 0 | 0 | 0 | 0 | 0 | 0 | 0 | 0 | 0 | 0 | 0
Imported Electricity[hard coal es] | NoSettings | 9880000 | 7900000 | 5930000 | 3950000 | 1980000 | 0 | 0 | 0 | 0 | 0 | 0 | 0 | 0 | 0 | 0 | 0 | 0 | 0 | 0 | 0 | 0 | 0 | 0 | 0 | 0 | 0 | 0 | 0 | 0 | 0 | 0
Imported Electricity[natural gas nonpeaker es] | NoSettings | 12000000 | 11600000 | 11100000 | 10600000 | 10100000 | 9630000 | 9150000 | 8670000 | 8190000 | 7710000 | 7230000 | 6740000 | 6260000 | 5780000 | 5300000 | 4820000 | 4340000 | 3850000 | 3370000 | 2890000 | 2410000 | 1930000 | 1450000 | 963000 | 482000 | 0 | 0 | 0 | 0 | 0 | 0
Imported Electricity[nuclear es] | NoSettings | 12600000 | 12600000 | 12600000 | 12600000 | 12600000 | 12600000 | 12600000 | 12600000 | 12600000 | 12600000 | 12600000 | 12600000 | 12600000 | 12600000 | 12600000 | 12600000 | 12600000 | 12600000 | 12600000 | 12600000 | 12600000 | 12600000 | 12600000 | 12600000 | 12600000 | 12600000 | 12600000 | 12600000 | 12600000 | 12600000 | 12600000
Imported Electricity[hydro es] | NoSettings | 21600000 | 21600000 | 21600000 | 21600000 | 21600000 | 21600000 | 21600000 | 21600000 | 21600000 | 21600000 | 21600000 | 21600000 | 21600000 | 21600000 | 21600000 | 21600000 | 21600000 | 21600000 | 21600000 | 21600000 | 21600000 | 21600000 | 21600000 | 21600000 | 21600000 | 21600000 | 21600000 | 21600000 | 21600000 | 21600000 | 21600000
Imported Electricity[onshore wind es] | NoSettings | 23000000 | 23000000 | 23000000 | 23000000 | 23000000 | 23000000 | 23000000 | 23000000 | 23000000 | 23000000 | 23000000 | 23000000 | 23000000 | 23000000 | 23000000 | 23000000 | 23000000 | 23000000 | 23000000 | 23000000 | 23000000 | 23000000 | 23000000 | 23000000 | 23000000 | 23000000 | 23000000 | 23000000 | 23000000 | 23000000 | 23000000
Imported Electricity[solar PV es] | NoSettings | 9110000 | 9110000 | 9110000 | 9110000 | 9110000 | 9110000 | 9110000 | 9110000 | 9110000 | 9110000 | 9110000 | 9110000 | 9110000 | 9110000 | 9110000 | 9110000 | 9110000 | 9110000 | 9110000 | 9110000 | 9110000 | 9110000 | 9110000 | 9110000 | 9110000 | 9110000 | 9110000 | 9110000 | 9110000 | 9110000 | 9110000
Imported Electricity[solar thermal es] | NoSettings | 0 | 0 | 0 | 0 | 0 | 0 | 0 | 0 | 0 | 0 | 0 | 0 | 0 | 0 | 0 | 0 | 0 | 0 | 0 | 0 | 0 | 0 | 0 | 0 | 0 | 0 | 0 | 0 | 0 | 0 | 0
Imported Electricity[biomass es] | NoSettings | 1380000 | 1380000 | 1380000 | 1380000 | 1380000 | 1380000 | 1380000 | 1380000 | 1380000 | 1380000 | 1380000 | 1380000 | 1380000 | 1380000 | 1380000 | 1380000 | 1380000 | 1380000 | 1380000 | 1380000 | 1380000 | 1380000 | 1380000 | 1380000 | 1380000 | 1380000 | 1380000 | 1380000 | 1380000 | 1380000 | 1380000
Imported Electricity[geothermal es] | NoSettings | 2750000 | 2750000 | 2750000 | 2750000 | 2750000 | 2750000 | 2750000 | 2750000 | 2750000 | 2750000 | 2750000 | 2750000 | 2750000 | 2750000 | 2750000 | 2750000 | 2750000 | 2750000 | 2750000 | 2750000 | 2750000 | 2750000 | 2750000 | 2750000 | 2750000 | 2750000 | 2750000 | 2750000 | 2750000 | 2750000 | 2750000
Imported Electricity[petroleum es] | NoSettings | 180000 | 173000 | 166000 | 159000 | 152000 | 144000 | 137000 | 130000 | 123000 | 115000 | 108000 | 101000 | 93800 | 86600 | 79400 | 72200 | 65000 | 57700 | 50500 | 43300 | 36100 | 28900 | 21700 | 14400 | 7220 | 0 | 0 | 0 | 0 | 0 | 0
Imported Electricity[natural gas peaker es] | NoSettings | 0 | 0 | 0 | 0 | 0 | 0 | 0 | 0 | 0 | 0 | 0 | 0 | 0 | 0 | 0 | 0 | 0 | 0 | 0 | 0 | 0 | 0 | 0 | 0 | 0 | 0 | 0 | 0 | 0 | 0 | 0
Imported Electricity[lignite es] | NoSettings | 0 | 0 | 0 | 0 | 0 | 0 | 0 | 0 | 0 | 0 | 0 | 0 | 0 | 0 | 0 | 0 | 0 | 0 | 0 | 0 | 0 | 0 | 0 | 0 | 0 | 0 | 0 | 0 | 0 | 0 | 0
Imported Electricity[offshore wind es] | NoSettings | 0 | 0 | 0 | 0 | 0 | 0 | 0 | 0 | 0 | 0 | 0 | 0 | 0 | 0 | 0 | 0 | 0 | 0 | 0 | 0 | 0 | 0 | 0 | 0 | 0 | 0 | 0 | 0 | 0 | 0 | 0
Imported Electricity[crude oil es] | NoSettings | 0 | 0 | 0 | 0 | 0 | 0 | 0 | 0 | 0 | 0 | 0 | 0 | 0 | 0 | 0 | 0 | 0 | 0 | 0 | 0 | 0 | 0 | 0 | 0 | 0 | 0 | 0 | 0 | 0 | 0 | 0
Imported Electricity[heavy or residual fuel oil es] | NoSettings | 0 | 0 | 0 | 0 | 0 | 0 | 0 | 0 | 0 | 0 | 0 | 0 | 0 | 0 | 0 | 0 | 0 | 0 | 0 | 0 | 0 | 0 | 0 | 0 | 0 | 0 | 0 | 0 | 0 | 0 | 0
Imported Electricity[municipal solid waste es] | NoSettings | 0 | 0 | 0 | 0 | 0 | 0 | 0 | 0 | 0 | 0 | 0 | 0 | 0 | 0 | 0 | 0 | 0 | 0 | 0 | 0 | 0 | 0 | 0 | 0 | 0 | 0 | 0 | 0 | 0 | 0 | 0
Exported Electricity | NoSettings | 10915000 | 10915000 | 10915000 | 10915000 | 10915000 | 10915000 | 10915000 | 10915000 | 10915000 | 10915000 | 10915000 | 10915000 | 10915000 | 10915000 | 10915000 | 10915000 | 10915000 | 10915000 | 10915000 | 10915000 | 10915000 | 10915000 | 10915000 | 10915000 | 10915000 | 10915000 | 10915000 | 10915000 | 10915000 | 10915000 | 10915000
This Year Demand Response Capacity | NoSettings | 2131.05 | 2154.05 | 2347.05 | 2347.05 | 2548.04 | 2636.04 | 2636.03 | 2636.03 | 2636.02 | 2636.02 | 2636.02 | 2636.04 | 2636.07 | 2636.11 | 2636.18 | 2636.28 | 2636.43 | 2636.63 | 2636.9 | 2637.24 | 2637.67 | 2638.21 | 2638.87 | 2639.66 | 2640.64 | 2641.81 | 2643.22 | 2644.91 | 2646.92 | 2649.28 | 2652.09
BAU Buildings Sector Electricity Demand[urban residential,heating] | NoSettings | 9555060 | 9437820 | 9525750 | 9818850 | 10141300 | 10493000 | 10874000 | 11313700 | 11724000 | 12134300 | 12574000 | 12984300 | 13394700 | 13805000 | 14156700 | 14537800 | 14889500 | 15299800 | 15710200 | 16061900 | 16472200 | 16823900 | 17146300 | 17410100 | 17703200 | 17937700 | 18142900 | 18318700 | 18230800 | 18113600 | 17967000
BAU Buildings Sector Electricity Demand[urban residential,cooling and ventilation] | NoSettings | 6369060 | 5967520 | 5730100 | 5621660 | 5536660 | 5457520 | 5416490 | 5407690 | 5401830 | 5407690 | 5419420 | 5448730 | 5483900 | 5516140 | 5536660 | 5560110 | 5607000 | 5636310 | 5674420 | 5715450 | 5756480 | 5850280 | 5944070 | 6032000 | 6131650 | 6234240 | 6328030 | 6439410 | 6459920 | 6480440 | 6500960
BAU Buildings Sector Electricity Demand[urban residential,envelope] | NoSettings | 0 | 0 | 0 | 0 | 0 | 0 | 0 | 0 | 0 | 0 | 0 | 0 | 0 | 0 | 0 | 0 | 0 | 0 | 0 | 0 | 0 | 0 | 0 | 0 | 0 | 0 | 0 | 0 | 0 | 0 | 0
BAU Buildings Sector Electricity Demand[urban residential,lighting] | NoSettings | 6624060 | 6330960 | 6243030 | 6301650 | 6330960 | 6418890 | 6565440 | 6711990 | 6829230 | 6946470 | 7063710 | 7151640 | 7268880 | 7386120 | 7503360 | 7620600 | 7708530 | 7767150 | 7855080 | 7913700 | 7972320 | 8060250 | 8148180 | 8265420 | 8353350 | 8470590 | 8587830 | 8734380 | 8763690 | 8793000 | 8793000
BAU Buildings Sector Electricity Demand[urban residential,appliances] | NoSettings | 26701400 | 25734200 | 25353100 | 25499700 | 25704900 | 25968700 | 26320400 | 26760000 | 27199700 | 27668600 | 28196200 | 28753100 | 29310000 | 29896200 | 30482400 | 31068600 | 31654800 | 32241000 | 32827200 | 33120300 | 33706500 | 34292700 | 34878900 | 35465100 | 36051300 | 36344400 | 36930600 | 37223700 | 37516800 | 37516800 | 37516800
BAU Buildings Sector Electricity Demand[urban residential,other component] | NoSettings | 37077100 | 34996100 | 33706500 | 32768600 | 32123800 | 31478900 | 30746200 | 30101400 | 29485900 | 28844000 | 28140500 | 27337400 | 26502100 | 25678500 | 24875400 | 24078200 | 23360100 | 22586300 | 21809600 | 21015300 | 20182900 | 19262500 | 18321700 | 17369100 | 16416500 | 15464000 | 14493800 | 13494300 | 13254000 | 13116200 | 12978500
BAU Buildings Sector Electricity Demand[rural residential,heating] | NoSettings | 504132 | 495339 | 501201 | 515856 | 533442 | 551028 | 571545 | 592062 | 615510 | 636027 | 659475 | 682923 | 706371 | 726888 | 747405 | 770853 | 797232 | 820680 | 847059 | 864645 | 888093 | 908610 | 926196 | 943782 | 958437 | 967230 | 978954 | 990678 | 984816 | 976023 | 970161
BAU Buildings Sector Electricity Demand[rural residential,cooling and ventilation] | NoSettings | 334134 | 313617 | 301893 | 296031 | 291341 | 287238 | 285186 | 284893 | 284307 | 284600 | 285479 | 286652 | 288703 | 290462 | 291341 | 292221 | 296031 | 296031 | 298962 | 301893 | 304824 | 307755 | 313617 | 316548 | 322410 | 328272 | 334134 | 339996 | 339996 | 339996 | 342927
BAU Buildings Sector Electricity Demand[rural residential,envelope] | NoSettings | 0 | 0 | 0 | 0 | 0 | 0 | 0 | 0 | 0 | 0 | 0 | 0 | 0 | 0 | 0 | 0 | 0 | 0 | 0 | 0 | 0 | 0 | 0 | 0 | 0 | 0 | 0 | 0 | 0 | 0 | 0
BAU Buildings Sector Electricity Demand[rural residential,lighting] | NoSettings | 348789 | 334134 | 328272 | 331203 | 334134 | 337065 | 345858 | 351720 | 360513 | 366375 | 372237 | 378099 | 383961 | 389823 | 395685 | 401547 | 407409 | 410340 | 413271 | 419133 | 422064 | 424995 | 430857 | 436719 | 442581 | 448443 | 454305 | 460167 | 463098 | 463098 | 463098
BAU Buildings Sector Electricity Demand[rural residential,appliances] | NoSettings | 1403950 | 1354120 | 1333600 | 1342400 | 1354120 | 1365850 | 1383430 | 1409810 | 1430330 | 1459640 | 1486020 | 1515330 | 1544640 | 1573950 | 1603260 | 1632570 | 1664810 | 1694120 | 1723430 | 1752740 | 1779120 | 1808430 | 1837740 | 1864120 | 1887560 | 1916870 | 1940320 | 1969630 | 1972560 | 1969630 | 1972560
BAU Buildings Sector Electricity Demand[rural residential,other component] | NoSettings | 1952050 | 1840670 | 1773250 | 1726360 | 1691190 | 1656010 | 1617910 | 1585670 | 1550500 | 1518260 | 1480150 | 1439120 | 1395160 | 1351190 | 1310160 | 1269120 | 1231020 | 1189990 | 1148950 | 1107920 | 1063950 | 1014130 | 964299 | 914472 | 864645 | 811887 | 762060 | 712233 | 697578 | 691716 | 682923
BAU Buildings Sector Electricity Demand[commercial,heating] | NoSettings | 2157220 | 2051700 | 2083940 | 2081010 | 2069290 | 2063420 | 2066350 | 2072220 | 2081010 | 2092730 | 2101530 | 2110320 | 2113250 | 2116180 | 2110320 | 2095660 | 2101530 | 2092730 | 2083940 | 2072220 | 2060490 | 2045840 | 2025320 | 1998940 | 1963770 | 1928600 | 1890490 | 1846530 | 1799630 | 1749810 | 1697050
BAU Buildings Sector Electricity Demand[commercial,cooling and ventilation] | NoSettings | 16120500 | 15563600 | 16032600 | 16179100 | 16179100 | 16179100 | 16179100 | 16120500 | 16003300 | 15886000 | 15680800 | 15505000 | 15270500 | 15006700 | 14742900 | 14420500 | 14244700 | 13980900 | 13775700 | 13541200 | 13336000 | 13130900 | 12955000 | 12779200 | 12632600 | 12515400 | 12398100 | 12310200 | 12222300 | 12134300 | 12046400
BAU Buildings Sector Electricity Demand[commercial,envelope] | NoSettings | 0 | 0 | 0 | 0 | 0 | 0 | 0 | 0 | 0 | 0 | 0 | 0 | 0 | 0 | 0 | 0 | 0 | 0 | 0 | 0 | 0 | 0 | 0 | 0 | 0 | 0 | 0 | 0 | 0 | 0 | 0
BAU Buildings Sector Electricity Demand[commercial,lighting] | NoSettings | 8675760 | 8265420 | 8206800 | 7884390 | 7474050 | 7063710 | 6711990 | 6360270 | 6037860 | 5744760 | 5480970 | 5246490 | 5041320 | 4836150 | 4660290 | 4484430 | 4337880 | 4191330 | 4074090 | 3956850 | 3839610 | 3722370 | 3663750 | 3575820 | 3487890 | 3429270 | 3370650 | 3312030 | 3253410 | 3224100 | 3165480
BAU Buildings Sector Electricity Demand[commercial,appliances] | NoSettings | 16355000 | 16208400 | 17058400 | 17586000 | 17967000 | 18230800 | 18406700 | 18523900 | 18553200 | 18523900 | 18494600 | 18465300 | 18436000 | 18406700 | 18377400 | 18289400 | 18406700 | 18406700 | 18406700 | 18406700 | 18377400 | 18348100 | 18289400 | 18201500 | 18142900 | 18055000 | 17967000 | 17908400 | 17820500 | 17732500 | 17673900
BAU Buildings Sector Electricity Demand[commercial,other component] | NoSettings | 44551200 | 43671900 | 45430500 | 46896000 | 48068400 | 49533900 | 50999400 | 52464900 | 54516600 | 55982100 | 57447600 | 59206200 | 60671700 | 62430300 | 63602700 | 64775100 | 66240600 | 67706100 | 69464700 | 70637100 | 72102600 | 73275000 | 74740500 | 75912900 | 77085300 | 78257700 | 79430100 | 80602500 | 81774900 | 82947300 | 84119700
BAU Buildings Sector Pollutant Emissions[urban residential,CO2] | NoSettings | 25132300000000 | 25883400000000 | 25876700000000 | 25929500000000 | 25868200000000 | 25855600000000 | 25782100000000 | 25670800000000 | 25544700000000 | 25353200000000 | 25118600000000 | 24928400000000 | 24632700000000 | 24450500000000 | 24163900000000 | 23877300000000 | 23697500000000 | 23519500000000 | 23286400000000 | 23211600000000 | 22984300000000 | 22863900000000 | 22798400000000 | 22733000000000 | 22722600000000 | 22664000000000 | 22649200000000 | 22642000000000 | 22633500000000 | 22678700000000 | 22724500000000
BAU Buildings Sector Pollutant Emissions[urban residential,VOC] | NoSettings | 1117280000 | 1148780000 | 1147220000 | 1149500000 | 1146680000 | 1145880000 | 1142260000 | 1137350000 | 1131480000 | 1122530000 | 1111920000 | 1103050000 | 1089630000 | 1081270000 | 1068450000 | 1055620000 | 1047420000 | 1039340000 | 1028850000 | 1025160000 | 1015030000 | 1009530000 | 1006440000 | 1003350000 | 1002680000 | 1000030000 | 999083000 | 998612000 | 998061000 | 999844000 | 1001670000
BAU Buildings Sector Pollutant Emissions[urban residential,CO] | NoSettings | 10459900000 | 10795600000 | 10814900000 | 10837300000 | 10814300000 | 10813500000 | 10789800000 | 10744300000 | 10698100000 | 10628600000 | 10537200000 | 10467800000 | 10353400000 | 10284500000 | 10170500000 | 10056600000 | 9987750000 | 9919010000 | 9827590000 | 9803810000 | 9712760000 | 9666880000 | 9643650000 | 9620440000 | 9619900000 | 9597080000 | 9596300000 | 9595960000 | 9595540000 | 9617720000 | 9639910000
BAU Buildings Sector Pollutant Emissions[urban residential,NOx] | NoSettings | 18974000000 | 19482700000 | 19457100000 | 19494000000 | 19448400000 | 19435300000 | 19376800000 | 19297300000 | 19202300000 | 19057400000 | 18885800000 | 18742100000 | 18525000000 | 18389800000 | 18182200000 | 17974700000 | 17842000000 | 17711200000 | 17541200000 | 17481400000 | 17317500000 | 17228400000 | 17178300000 | 17128300000 | 17117400000 | 17074500000 | 17059000000 | 17051300000 | 17042400000 | 17071200000 | 17100500000
BAU Buildings Sector Pollutant Emissions[urban residential,PM10] | NoSettings | 1521250000 | 1566210000 | 1566000000 | 1569150000 | 1565520000 | 1564800000 | 1560470000 | 1553840000 | 1546380000 | 1535050000 | 1521110000 | 1509860000 | 1492300000 | 1481490000 | 1464440000 | 1447400000 | 1436720000 | 1426150000 | 1412290000 | 1407880000 | 1394360000 | 1387210000 | 1383340000 | 1379470000 | 1378880000 | 1375390000 | 1374550000 | 1374140000 | 1373660000 | 1376390000 | 1379140000
BAU Buildings Sector Pollutant Emissions[urban residential,PM25] | NoSettings | 1518230000 | 1563190000 | 1562970000 | 1566120000 | 1562490000 | 1561780000 | 1557450000 | 1550820000 | 1543360000 | 1532030000 | 1518100000 | 1506840000 | 1489290000 | 1478480000 | 1461430000 | 1444390000 | 1433720000 | 1423150000 | 1409290000 | 1404890000 | 1391370000 | 1384220000 | 1380350000 | 1376480000 | 1375890000 | 1372410000 | 1371570000 | 1371160000 | 1370680000 | 1373400000 | 1376150000
BAU Buildings Sector Pollutant Emissions[urban residential,SOx] | NoSettings | 831520000 | 835150000 | 835391000 | 835632000 | 835389000 | 835387000 | 835144000 | 834659000 | 834173000 | 833445000 | 832476000 | 831748000 | 830537000 | 829809000 | 828597000 | 827385000 | 826656000 | 825928000 | 824957000 | 824713000 | 823743000 | 823258000 | 823015000 | 822773000 | 822773000 | 822531000 | 822530000 | 822531000 | 822531000 | 822774000 | 823016000
BAU Buildings Sector Pollutant Emissions[urban residential,BC] | NoSettings | 249624000 | 257036000 | 257000000 | 257520000 | 256921000 | 256804000 | 256091000 | 254998000 | 253768000 | 251901000 | 249604000 | 247749000 | 244855000 | 243074000 | 240265000 | 237457000 | 235698000 | 233957000 | 231675000 | 230950000 | 228721000 | 227544000 | 226906000 | 226269000 | 226172000 | 225599000 | 225461000 | 225393000 | 225314000 | 225763000 | 226217000
BAU Buildings Sector Pollutant Emissions[urban residential,OC] | NoSettings | 647265000 | 666506000 | 666414000 | 667763000 | 666209000 | 665904000 | 664053000 | 661217000 | 658024000 | 653178000 | 647216000 | 642400000 | 634889000 | 630267000 | 622976000 | 615687000 | 611122000 | 606601000 | 600678000 | 598796000 | 593012000 | 589956000 | 588301000 | 586647000 | 586395000 | 584907000 | 584550000 | 584375000 | 584169000 | 585335000 | 586513000
BAU Buildings Sector Pollutant Emissions[urban residential,CH4] | NoSettings | 504415000 | 517225000 | 515313000 | 516308000 | 514914000 | 514306000 | 512312000 | 510065000 | 507098000 | 502528000 | 497442000 | 492933000 | 486455000 | 482337000 | 476302000 | 470272000 | 466269000 | 462356000 | 457348000 | 455290000 | 450560000 | 447864000 | 446258000 | 444654000 | 444144000 | 442872000 | 442149000 | 441792000 | 441373000 | 441987000 | 442628000
BAU Buildings Sector Pollutant Emissions[urban residential,N2O] | NoSettings | 55462900 | 56524900 | 56042800 | 56142300 | 55963700 | 55842600 | 55544200 | 55295100 | 54902100 | 54288600 | 53671700 | 53070200 | 52274800 | 51751500 | 51045000 | 50339100 | 49838800 | 49356500 | 48755100 | 48443800 | 47898000 | 47558700 | 47337400 | 47116600 | 47014400 | 46859900 | 46715100 | 46643300 | 46559300 | 46581900 | 46609700
BAU Buildings Sector Pollutant Emissions[urban residential,F gases] | NoSettings | 0 | 0 | 0 | 0 | 0 | 0 | 0 | 0 | 0 | 0 | 0 | 0 | 0 | 0 | 0 | 0 | 0 | 0 | 0 | 0 | 0 | 0 | 0 | 0 | 0 | 0 | 0 | 0 | 0 | 0 | 0
BAU Buildings Sector Pollutant Emissions[rural residential,CO2] | NoSettings | 1448560000000 | 1489680000000 | 1485820000000 | 1486660000000 | 1480360000000 | 1484060000000 | 1470600000000 | 1469740000000 | 1460920000000 | 1451480000000 | 1430870000000 | 1420140000000 | 1404230000000 | 1389550000000 | 1370230000000 | 1360910000000 | 1341030000000 | 1326470000000 | 1311890000000 | 1302090000000 | 1293510000000 | 1280320000000 | 1272420000000 | 1272540000000 | 1267410000000 | 1269370000000 | 1260380000000 | 1256900000000 | 1255040000000 | 1259070000000 | 1257130000000
BAU Buildings Sector Pollutant Emissions[rural residential,VOC] | NoSettings | 68845100 | 70480000 | 70117300 | 70172400 | 69879100 | 70004700 | 69362900 | 69307000 | 68850900 | 68355100 | 67365000 | 66785800 | 65985400 | 65264300 | 64357500 | 63869600 | 62927100 | 62213900 | 61500500 | 60981100 | 60541000 | 59916300 | 59519800 | 59471600 | 59208300 | 59266800 | 58822600 | 58631800 | 58522900 | 58669600 | 58544000
BAU Buildings Sector Pollutant Emissions[rural residential,CO] | NoSettings | 584021000 | 603952000 | 605712000 | 605753000 | 603441000 | 605605000 | 600939000 | 600891000 | 598446000 | 595966000 | 588948000 | 586400000 | 581604000 | 576874000 | 569926000 | 567451000 | 560471000 | 555745000 | 551016000 | 548519000 | 546086000 | 541439000 | 539044000 | 540035000 | 538579000 | 539868000 | 537023000 | 536248000 | 535953000 | 538143000 | 538041000
BAU Buildings Sector Pollutant Emissions[rural residential,NOx] | NoSettings | 1321100000 | 1347480000 | 1341560000 | 1342460000 | 1337710000 | 1339730000 | 1329340000 | 1328430000 | 1321050000 | 1313010000 | 1296970000 | 1287580000 | 1274610000 | 1262930000 | 1248250000 | 1240340000 | 1225070000 | 1213520000 | 1201950000 | 1193530000 | 1186390000 | 1176280000 | 1169850000 | 1169050000 | 1164780000 | 1165720000 | 1158520000 | 1155430000 | 1153660000 | 1156030000 | 1153980000
BAU Buildings Sector Pollutant Emissions[rural residential,PM10] | NoSettings | 91377300 | 93851400 | 93649600 | 93697500 | 93324500 | 93550100 | 92755600 | 92707100 | 92191800 | 91641100 | 90426000 | 89802400 | 88869200 | 88005600 | 86863500 | 86319200 | 85144500 | 84287200 | 83428500 | 82857600 | 82355500 | 81576400 | 81112300 | 81127400 | 80827100 | 80947900 | 80419500 | 80217600 | 80110700 | 80355600 | 80245500
BAU Buildings Sector Pollutant Emissions[rural residential,PM25] | NoSettings | 90726300 | 93200400 | 92998600 | 93046500 | 92673500 | 92899200 | 92104800 | 92056200 | 91540900 | 90990300 | 89775200 | 89151700 | 88218600 | 87355000 | 86213000 | 85668900 | 84494400 | 83637200 | 82778800 | 82207900 | 81706000 | 80926900 | 80463000 | 80478200 | 80177900 | 80298800 | 79770400 | 79568600 | 79461700 | 79706600 | 79596500
BAU Buildings Sector Pollutant Emissions[rural residential,SOx] | NoSettings | 171542000 | 171760000 | 171784000 | 171784000 | 171760000 | 171784000 | 171735000 | 171735000 | 171711000 | 171687000 | 171614000 | 171590000 | 171541000 | 171493000 | 171420000 | 171396000 | 171323000 | 171274000 | 171226000 | 171202000 | 171177000 | 171129000 | 171105000 | 171117000 | 171102000 | 171117000 | 171088000 | 171080000 | 171078000 | 171102000 | 171102000
BAU Buildings Sector Pollutant Emissions[rural residential,BC] | NoSettings | 14822400 | 15230300 | 15197000 | 15204900 | 15143400 | 15180600 | 15049700 | 15041600 | 14956700 | 14865900 | 14665600 | 14562800 | 14409000 | 14266600 | 14078400 | 13988700 | 13795200 | 13653900 | 13512500 | 13418400 | 13335700 | 13207300 | 13130900 | 13133400 | 13083900 | 13103900 | 13016800 | 12983500 | 12965900 | 13006200 | 12988100
BAU Buildings Sector Pollutant Emissions[rural residential,OC] | NoSettings | 38317700 | 39376600 | 39290200 | 39310800 | 39151100 | 39247700 | 38907800 | 38886900 | 38666400 | 38430800 | 37910900 | 37644200 | 37244900 | 36875400 | 36386700 | 36154100 | 35651800 | 35285100 | 34918100 | 34673800 | 34459200 | 34125800 | 33927500 | 33934100 | 33805700 | 33857400 | 33631400 | 33545100 | 33499400 | 33604100 | 33557000
BAU Buildings Sector Pollutant Emissions[rural residential,CH4] | NoSettings | 32839700 | 33415700 | 33068400 | 33110200 | 32961900 | 32983700 | 32645200 | 32603300 | 32332100 | 32030600 | 31502100 | 31137700 | 30679300 | 30280800 | 29815400 | 29519700 | 29026800 | 28634100 | 28240900 | 27921700 | 27662200 | 27336500 | 27109800 | 27036400 | 26881200 | 26881400 | 26633300 | 26511000 | 26435900 | 26473500 | 26378400
BAU Buildings Sector Pollutant Emissions[rural residential,N2O] | NoSettings | 4186890 | 4212080 | 4132650 | 4141020 | 4121390 | 4115770 | 4068080 | 4059720 | 4015500 | 3965220 | 3889540 | 3826670 | 3755000 | 3695330 | 3632260 | 3583140 | 3514560 | 3456050 | 3397420 | 3343590 | 3301700 | 3256560 | 3221210 | 3201540 | 3176490 | 3170500 | 3132890 | 3111400 | 3097370 | 3094890 | 3075850
BAU Buildings Sector Pollutant Emissions[rural residential,F gases] | NoSettings | 0 | 0 | 0 | 0 | 0 | 0 | 0 | 0 | 0 | 0 | 0 | 0 | 0 | 0 | 0 | 0 | 0 | 0 | 0 | 0 | 0 | 0 | 0 | 0 | 0 | 0 | 0 | 0 | 0 | 0 | 0
BAU Buildings Sector Pollutant Emissions[commercial,CO2] | NoSettings | 11975600000000 | 12103700000000 | 12492600000000 | 12689600000000 | 12777900000000 | 12796000000000 | 12781900000000 | 12736800000000 | 12683100000000 | 12624100000000 | 12532900000000 | 12542600000000 | 12430100000000 | 12338700000000 | 12273700000000 | 12219300000000 | 12122500000000 | 12078700000000 | 12034900000000 | 12003800000000 | 11930200000000 | 11909900000000 | 11942600000000 | 11927800000000 | 11984200000000 | 12041500000000 | 12050400000000 | 12060300000000 | 12133900000000 | 12202300000000 | 12228300000000
BAU Buildings Sector Pollutant Emissions[commercial,VOC] | NoSettings | 494277000 | 499817000 | 516622000 | 525136000 | 529160000 | 530017000 | 529487000 | 527742000 | 525707000 | 523439000 | 519784000 | 520485000 | 515906000 | 512239000 | 509715000 | 507648000 | 503748000 | 502138000 | 500526000 | 499257000 | 496155000 | 495352000 | 496842000 | 496278000 | 498584000 | 501060000 | 501315000 | 501741000 | 504922000 | 507877000 | 509003000
BAU Buildings Sector Pollutant Emissions[commercial,CO] | NoSettings | 4653950000 | 4708400000 | 4873590000 | 4957270000 | 4995580000 | 5006330000 | 5003450000 | 4985050000 | 4966140000 | 4944930000 | 4910080000 | 4918060000 | 4874140000 | 4839180000 | 4815450000 | 4796220000 | 4758970000 | 4744230000 | 4729470000 | 4719330000 | 4691160000 | 4685600000 | 4702580000 | 4699360000 | 4725600000 | 4749950000 | 4756020000 | 4760210000 | 4791470000 | 4820520000 | 4831590000
BAU Buildings Sector Pollutant Emissions[commercial,NOx] | NoSettings | 9098090000 | 9187600000 | 9459160000 | 9596730000 | 9657340000 | 9666740000 | 9653730000 | 9621110000 | 9579390000 | 9533880000 | 9465960000 | 9468440000 | 9385590000 | 9317490000 | 9267840000 | 9225600000 | 9153720000 | 9118850000 | 9083950000 | 9059010000 | 9004430000 | 8987010000 | 9006650000 | 8993090000 | 9030320000 | 9070340000 | 9074410000 | 9081300000 | 9132700000 | 9180460000 | 9198650000
BAU Buildings Sector Pollutant Emissions[commercial,PM10] | NoSettings | 788430000 | 796077000 | 819279000 | 831033000 | 835958000 | 836710000 | 835547000 | 832506000 | 828636000 | 824443000 | 818335000 | 818243000 | 810859000 | 804735000 | 800188000 | 796274000 | 789828000 | 786544000 | 783257000 | 781076000 | 776362000 | 774824000 | 776451000 | 775242000 | 778627000 | 782046000 | 782598000 | 783187000 | 787578000 | 791659000 | 793213000
BAU Buildings Sector Pollutant Emissions[commercial,PM25] | NoSettings | 770753000 | 778401000 | 801603000 | 813357000 | 818364000 | 819199000 | 818119000 | 815160000 | 811455000 | 807428000 | 801485000 | 801557000 | 794338000 | 788380000 | 783998000 | 780249000 | 773967000 | 770849000 | 767727000 | 765628000 | 760997000 | 759541000 | 761251000 | 760124000 | 763509000 | 766928000 | 767480000 | 768069000 | 772460000 | 776541000 | 778095000
BAU Buildings Sector Pollutant Emissions[commercial,SOx] | NoSettings | 209637000 | 210222000 | 211995000 | 212894000 | 213280000 | 213373000 | 213320000 | 213097000 | 212847000 | 212571000 | 212150000 | 212188000 | 211669000 | 211246000 | 210944000 | 210690000 | 210242000 | 210037000 | 209831000 | 209700000 | 209376000 | 209294000 | 209454000 | 209398000 | 209683000 | 209944000 | 210013000 | 210058000 | 210394000 | 210706000 | 210824000
BAU Buildings Sector Pollutant Emissions[commercial,BC] | NoSettings | 117508000 | 118770000 | 122595000 | 124533000 | 125404000 | 125588000 | 125455000 | 125013000 | 124494000 | 123921000 | 123033000 | 123136000 | 122037000 | 121146000 | 120515000 | 119988000 | 119043000 | 118621000 | 118197000 | 117897000 | 117179000 | 116984000 | 117312000 | 117172000 | 117730000 | 118294000 | 118385000 | 118482000 | 119206000 | 119879000 | 120135000
BAU Buildings Sector Pollutant Emissions[commercial,OC] | NoSettings | 303492000 | 306765000 | 316696000 | 321727000 | 323995000 | 324478000 | 324141000 | 323000000 | 321665000 | 320191000 | 317898000 | 318180000 | 315341000 | 313041000 | 311416000 | 310062000 | 307624000 | 306540000 | 305454000 | 304681000 | 302824000 | 302326000 | 303183000 | 302826000 | 304275000 | 305738000 | 305974000 | 306226000 | 308106000 | 309852000 | 310518000
BAU Buildings Sector Pollutant Emissions[commercial,CH4] | NoSettings | 283443000 | 285858000 | 293187000 | 296899000 | 298403000 | 298398000 | 297789000 | 296776000 | 295260000 | 293642000 | 291419000 | 291095000 | 288469000 | 286241000 | 284511000 | 282981000 | 280651000 | 279320000 | 277988000 | 277057000 | 275326000 | 274598000 | 274870000 | 274246000 | 275125000 | 276205000 | 276189000 | 276375000 | 277762000 | 279051000 | 279542000
BAU Buildings Sector Pollutant Emissions[commercial,N2O] | NoSettings | 38545000 | 38786500 | 39519200 | 39890400 | 40010700 | 39950200 | 39829200 | 39698000 | 39456300 | 39204400 | 38892100 | 38769800 | 38417200 | 38104300 | 37841300 | 37598300 | 37275300 | 37052200 | 36829000 | 36675900 | 36442800 | 36310000 | 36277200 | 36154700 | 36212600 | 36320600 | 36289000 | 36307600 | 36446300 | 36575200 | 36624300
BAU Buildings Sector Pollutant Emissions[commercial,F gases] | NoSettings | 0 | 0 | 0 | 0 | 0 | 0 | 0 | 0 | 0 | 0 | 0 | 0 | 0 | 0 | 0 | 0 | 0 | 0 | 0 | 0 | 0 | 0 | 0 | 0 | 0 | 0 | 0 | 0 | 0 | 0 | 0
Building Components Energy Use[urban residential,electricity bf,heating] | NoSettings | 32600000000000 | 32200000000000 | 32500000000000 | 33500000000000 | 34600000000000 | 35800000000000 | 37100000000000 | 38600000000000 | 40000000000000 | 41400000000000 | 42900000000000 | 44300000000000 | 45700000000000 | 47100000000000 | 48300000000000 | 49600000000000 | 50800000000000 | 52200000000000 | 53600000000000 | 54800000000000 | 56200000000000 | 57400000000000 | 58500000000000 | 59400000000000 | 60400000000000 | 61200000000000 | 61900000000000 | 62500000000000 | 62200000000000 | 61800000000000 | 61300000000000
Building Components Energy Use[urban residential,electricity bf,cooling and ventilation] | NoSettings | 21730000000000 | 20360000000000 | 19550000000000 | 19180000000000 | 18890000000000 | 18620000000000 | 18480000000000 | 18450000000000 | 18430000000000 | 18450000000000 | 18490000000000 | 18590000000000 | 18710000000000 | 18820000000000 | 18890000000000 | 18970000000000 | 19130000000000 | 19230000000000 | 19360000000000 | 19500000000000 | 19640000000000 | 19960000000000 | 20280000000000 | 20580000000000 | 20920000000000 | 21270000000000 | 21590000000000 | 21970000000000 | 22040000000000 | 22110000000000 | 22180000000000
Building Components Energy Use[urban residential,electricity bf,envelope] | NoSettings | 0 | 0 | 0 | 0 | 0 | 0 | 0 | 0 | 0 | 0 | 0 | 0 | 0 | 0 | 0 | 0 | 0 | 0 | 0 | 0 | 0 | 0 | 0 | 0 | 0 | 0 | 0 | 0 | 0 | 0 | 0
Building Components Energy Use[urban residential,electricity bf,lighting] | NoSettings | 22600000000000 | 21600000000000 | 21300000000000 | 21500000000000 | 21600000000000 | 21900000000000 | 22400000000000 | 22900000000000 | 23300000000000 | 23700000000000 | 24100000000000 | 24400000000000 | 24800000000000 | 25200000000000 | 25600000000000 | 26000000000000 | 26300000000000 | 26500000000000 | 26800000000000 | 27000000000000 | 27200000000000 | 27500000000000 | 27800000000000 | 28200000000000 | 28500000000000 | 28900000000000 | 29300000000000 | 29800000000000 | 29900000000000 | 30000000000000 | 30000000000000
Building Components Energy Use[urban residential,electricity bf,appliances] | NoSettings | 91100000000000 | 87800000000000 | 86500000000000 | 87000000000000 | 87700000000000 | 88600000000000 | 89800000000000 | 91300000000000 | 92800000000000 | 94400000000000 | 96200000000000 | 98100000000000 | 100000000000000 | 102000000000000 | 104000000000000 | 106000000000000 | 108000000000000 | 110000000000000 | 112000000000000 | 113000000000000 | 115000000000000 | 117000000000000 | 119000000000000 | 121000000000000 | 123000000000000 | 124000000000000 | 126000000000000 | 127000000000000 | 128000000000000 | 128000000000000 | 128000000000000
Building Components Energy Use[urban residential,electricity bf,other component] | NoSettings | 126500000000000 | 119400000000000 | 115000000000000 | 111800000000000 | 109600000000000 | 107400000000000 | 104900000000000 | 102700000000000 | 100600000000000 | 98410000000000 | 96010000000000 | 93270000000000 | 90420000000000 | 87610000000000 | 84870000000000 | 82150000000000 | 79700000000000 | 77060000000000 | 74410000000000 | 71700000000000 | 68860000000000 | 65720000000000 | 62510000000000 | 59260000000000 | 56010000000000 | 52760000000000 | 49450000000000 | 46040000000000 | 45220000000000 | 44750000000000 | 44280000000000
Building Components Energy Use[urban residential,hard coal bf,heating] | NoSettings | 0 | 0 | 0 | 0 | 0 | 0 | 0 | 0 | 0 | 0 | 0 | 0 | 0 | 0 | 0 | 0 | 0 | 0 | 0 | 0 | 0 | 0 | 0 | 0 | 0 | 0 | 0 | 0 | 0 | 0 | 0
Building Components Energy Use[urban residential,hard coal bf,cooling and ventilation] | NoSettings | 0 | 0 | 0 | 0 | 0 | 0 | 0 | 0 | 0 | 0 | 0 | 0 | 0 | 0 | 0 | 0 | 0 | 0 | 0 | 0 | 0 | 0 | 0 | 0 | 0 | 0 | 0 | 0 | 0 | 0 | 0
Building Components Energy Use[urban residential,hard coal bf,envelope] | NoSettings | 0 | 0 | 0 | 0 | 0 | 0 | 0 | 0 | 0 | 0 | 0 | 0 | 0 | 0 | 0 | 0 | 0 | 0 | 0 | 0 | 0 | 0 | 0 | 0 | 0 | 0 | 0 | 0 | 0 | 0 | 0
Building Components Energy Use[urban residential,hard coal bf,lighting] | NoSettings | 0 | 0 | 0 | 0 | 0 | 0 | 0 | 0 | 0 | 0 | 0 | 0 | 0 | 0 | 0 | 0 | 0 | 0 | 0 | 0 | 0 | 0 | 0 | 0 | 0 | 0 | 0 | 0 | 0 | 0 | 0
Building Components Energy Use[urban residential,hard coal bf,appliances] | NoSettings | 0 | 0 | 0 | 0 | 0 | 0 | 0 | 0 | 0 | 0 | 0 | 0 | 0 | 0 | 0 | 0 | 0 | 0 | 0 | 0 | 0 | 0 | 0 | 0 | 0 | 0 | 0 | 0 | 0 | 0 | 0
Building Components Energy Use[urban residential,hard coal bf,other component] | NoSettings | 0 | 0 | 0 | 0 | 0 | 0 | 0 | 0 | 0 | 0 | 0 | 0 | 0 | 0 | 0 | 0 | 0 | 0 | 0 | 0 | 0 | 0 | 0 | 0 | 0 | 0 | 0 | 0 | 0 | 0 | 0
Building Components Energy Use[urban residential,natural gas bf,heating] | NoSettings | 216000000000000 | 223000000000000 | 224000000000000 | 224000000000000 | 224000000000000 | 224000000000000 | 222000000000000 | 221000000000000 | 220000000000000 | 217000000000000 | 215000000000000 | 213000000000000 | 210000000000000 | 208000000000000 | 205000000000000 | 203000000000000 | 201000000000000 | 199000000000000 | 197000000000000 | 197000000000000 | 195000000000000 | 192000000000000 | 191000000000000 | 189000000000000 | 188000000000000 | 187000000000000 | 186000000000000 | 185000000000000 | 184000000000000 | 184000000000000 | 184000000000000
Building Components Energy Use[urban residential,natural gas bf,cooling and ventilation] | NoSettings | 200800000000 | 202200000000 | 197800000000 | 193700000000 | 189800000000 | 185700000000 | 182000000000 | 178200000000 | 174500000000 | 171000000000 | 167400000000 | 164400000000 | 161400000000 | 158500000000 | 155400000000 | 152600000000 | 150300000000 | 147500000000 | 145000000000 | 142800000000 | 140800000000 | 140800000000 | 141600000000 | 142500000000 | 144100000000 | 146100000000 | 148300000000 | 150600000000 | 152800000000 | 155100000000 | 157600000000
Building Components Energy Use[urban residential,natural gas bf,envelope] | NoSettings | 0 | 0 | 0 | 0 | 0 | 0 | 0 | 0 | 0 | 0 | 0 | 0 | 0 | 0 | 0 | 0 | 0 | 0 | 0 | 0 | 0 | 0 | 0 | 0 | 0 | 0 | 0 | 0 | 0 | 0 | 0
Building Components Energy Use[urban residential,natural gas bf,lighting] | NoSettings | 0 | 0 | 0 | 0 | 0 | 0 | 0 | 0 | 0 | 0 | 0 | 0 | 0 | 0 | 0 | 0 | 0 | 0 | 0 | 0 | 0 | 0 | 0 | 0 | 0 | 0 | 0 | 0 | 0 | 0 | 0
Building Components Energy Use[urban residential,natural gas bf,appliances] | NoSettings | 238000000000000 | 246000000000000 | 246000000000000 | 247000000000000 | 246000000000000 | 246000000000000 | 247000000000000 | 246000000000000 | 245000000000000 | 245000000000000 | 243000000000000 | 242000000000000 | 240000000000000 | 239000000000000 | 237000000000000 | 234000000000000 | 233000000000000 | 232000000000000 | 230000000000000 | 229000000000000 | 227000000000000 | 228000000000000 | 228000000000000 | 229000000000000 | 230000000000000 | 230000000000000 | 231000000000000 | 232000000000000 | 233000000000000 | 234000000000000 | 235000000000000
Building Components Energy Use[urban residential,natural gas bf,other component] | NoSettings | 0 | 0 | 0 | 0 | 0 | 0 | 0 | 0 | 0 | 0 | 0 | 0 | 0 | 0 | 0 | 0 | 0 | 0 | 0 | 0 | 0 | 0 | 0 | 0 | 0 | 0 | 0 | 0 | 0 | 0 | 0
Building Components Energy Use[urban residential,petroleum diesel bf,heating] | NoSettings | 294000000000 | 294000000000 | 295000000000 | 295000000000 | 295000000000 | 294000000000 | 294000000000 | 293000000000 | 292000000000 | 290000000000 | 289000000000 | 287000000000 | 285000000000 | 283000000000 | 279000000000 | 276000000000 | 272000000000 | 268000000000 | 262000000000 | 259000000000 | 255000000000 | 251000000000 | 246000000000 | 241000000000 | 236000000000 | 229000000000 | 220000000000 | 211000000000 | 200000000000 | 189000000000 | 176000000000
Building Components Energy Use[urban residential,petroleum diesel bf,cooling and ventilation] | NoSettings | 0 | 0 | 0 | 0 | 0 | 0 | 0 | 0 | 0 | 0 | 0 | 0 | 0 | 0 | 0 | 0 | 0 | 0 | 0 | 0 | 0 | 0 | 0 | 0 | 0 | 0 | 0 | 0 | 0 | 0 | 0
Building Components Energy Use[urban residential,petroleum diesel bf,envelope] | NoSettings | 0 | 0 | 0 | 0 | 0 | 0 | 0 | 0 | 0 | 0 | 0 | 0 | 0 | 0 | 0 | 0 | 0 | 0 | 0 | 0 | 0 | 0 | 0 | 0 | 0 | 0 | 0 | 0 | 0 | 0 | 0
Building Components Energy Use[urban residential,petroleum diesel bf,lighting] | NoSettings | 0 | 0 | 0 | 0 | 0 | 0 | 0 | 0 | 0 | 0 | 0 | 0 | 0 | 0 | 0 | 0 | 0 | 0 | 0 | 0 | 0 | 0 | 0 | 0 | 0 | 0 | 0 | 0 | 0 | 0 | 0
Building Components Energy Use[urban residential,petroleum diesel bf,appliances] | NoSettings | 4080000000 | 3740000000 | 3440000000 | 3170000000 | 2940000000 | 2740000000 | 2600000000 | 2510000000 | 2470000000 | 2490000000 | 2540000000 | 2670000000 | 2840000000 | 3040000000 | 3350000000 | 3730000000 | 4240000000 | 4880000000 | 5730000000 | 6810000000 | 8230000000 | 10100000000 | 12800000000 | 16200000000 | 20600000000 | 26400000000 | 33700000000 | 42700000000 | 53300000000 | 65000000000 | 77300000000
Building Components Energy Use[urban residential,petroleum diesel bf,other component] | NoSettings | 0 | 0 | 0 | 0 | 0 | 0 | 0 | 0 | 0 | 0 | 0 | 0 | 0 | 0 | 0 | 0 | 0 | 0 | 0 | 0 | 0 | 0 | 0 | 0 | 0 | 0 | 0 | 0 | 0 | 0 | 0
Building Components Energy Use[urban residential,heat bf,heating] | NoSettings | 0 | 0 | 0 | 0 | 0 | 0 | 0 | 0 | 0 | 0 | 0 | 0 | 0 | 0 | 0 | 0 | 0 | 0 | 0 | 0 | 0 | 0 | 0 | 0 | 0 | 0 | 0 | 0 | 0 | 0 | 0
Building Components Energy Use[urban residential,heat bf,cooling and ventilation] | NoSettings | 0 | 0 | 0 | 0 | 0 | 0 | 0 | 0 | 0 | 0 | 0 | 0 | 0 | 0 | 0 | 0 | 0 | 0 | 0 | 0 | 0 | 0 | 0 | 0 | 0 | 0 | 0 | 0 | 0 | 0 | 0
Building Components Energy Use[urban residential,heat bf,envelope] | NoSettings | 0 | 0 | 0 | 0 | 0 | 0 | 0 | 0 | 0 | 0 | 0 | 0 | 0 | 0 | 0 | 0 | 0 | 0 | 0 | 0 | 0 | 0 | 0 | 0 | 0 | 0 | 0 | 0 | 0 | 0 | 0
Building Components Energy Use[urban residential,heat bf,lighting] | NoSettings | 0 | 0 | 0 | 0 | 0 | 0 | 0 | 0 | 0 | 0 | 0 | 0 | 0 | 0 | 0 | 0 | 0 | 0 | 0 | 0 | 0 | 0 | 0 | 0 | 0 | 0 | 0 | 0 | 0 | 0 | 0
Building Components Energy Use[urban residential,heat bf,appliances] | NoSettings | 0 | 0 | 0 | 0 | 0 | 0 | 0 | 0 | 0 | 0 | 0 | 0 | 0 | 0 | 0 | 0 | 0 | 0 | 0 | 0 | 0 | 0 | 0 | 0 | 0 | 0 | 0 | 0 | 0 | 0 | 0
Building Components Energy Use[urban residential,heat bf,other component] | NoSettings | 0 | 0 | 0 | 0 | 0 | 0 | 0 | 0 | 0 | 0 | 0 | 0 | 0 | 0 | 0 | 0 | 0 | 0 | 0 | 0 | 0 | 0 | 0 | 0 | 0 | 0 | 0 | 0 | 0 | 0 | 0
Building Components Energy Use[urban residential,biomass bf,heating] | NoSettings | 17800000000000 | 17800000000000 | 17800000000000 | 17800000000000 | 17800000000000 | 17800000000000 | 17800000000000 | 17800000000000 | 17800000000000 | 17800000000000 | 17800000000000 | 17800000000000 | 17800000000000 | 17800000000000 | 17800000000000 | 17800000000000 | 17800000000000 | 17800000000000 | 17800000000000 | 17800000000000 | 17800000000000 | 17800000000000 | 17800000000000 | 17800000000000 | 17800000000000 | 17800000000000 | 17800000000000 | 17800000000000 | 17800000000000 | 17800000000000 | 17800000000000
Building Components Energy Use[urban residential,biomass bf,cooling and ventilation] | NoSettings | 0 | 0 | 0 | 0 | 0 | 0 | 0 | 0 | 0 | 0 | 0 | 0 | 0 | 0 | 0 | 0 | 0 | 0 | 0 | 0 | 0 | 0 | 0 | 0 | 0 | 0 | 0 | 0 | 0 | 0 | 0
Building Components Energy Use[urban residential,biomass bf,envelope] | NoSettings | 0 | 0 | 0 | 0 | 0 | 0 | 0 | 0 | 0 | 0 | 0 | 0 | 0 | 0 | 0 | 0 | 0 | 0 | 0 | 0 | 0 | 0 | 0 | 0 | 0 | 0 | 0 | 0 | 0 | 0 | 0
Building Components Energy Use[urban residential,biomass bf,lighting] | NoSettings | 0 | 0 | 0 | 0 | 0 | 0 | 0 | 0 | 0 | 0 | 0 | 0 | 0 | 0 | 0 | 0 | 0 | 0 | 0 | 0 | 0 | 0 | 0 | 0 | 0 | 0 | 0 | 0 | 0 | 0 | 0
Building Components Energy Use[urban residential,biomass bf,appliances] | NoSettings | 0 | 0 | 0 | 0 | 0 | 0 | 0 | 0 | 0 | 0 | 0 | 0 | 0 | 0 | 0 | 0 | 0 | 0 | 0 | 0 | 0 | 0 | 0 | 0 | 0 | 0 | 0 | 0 | 0 | 0 | 0
Building Components Energy Use[urban residential,biomass bf,other component] | NoSettings | 0 | 0 | 0 | 0 | 0 | 0 | 0 | 0 | 0 | 0 | 0 | 0 | 0 | 0 | 0 | 0 | 0 | 0 | 0 | 0 | 0 | 0 | 0 | 0 | 0 | 0 | 0 | 0 | 0 | 0 | 0
Building Components Energy Use[urban residential,kerosene bf,heating] | NoSettings | 0 | 0 | 0 | 0 | 0 | 0 | 0 | 0 | 0 | 0 | 0 | 0 | 0 | 0 | 0 | 0 | 0 | 0 | 0 | 0 | 0 | 0 | 0 | 0 | 0 | 0 | 0 | 0 | 0 | 0 | 0
Building Components Energy Use[urban residential,kerosene bf,cooling and ventilation] | NoSettings | 0 | 0 | 0 | 0 | 0 | 0 | 0 | 0 | 0 | 0 | 0 | 0 | 0 | 0 | 0 | 0 | 0 | 0 | 0 | 0 | 0 | 0 | 0 | 0 | 0 | 0 | 0 | 0 | 0 | 0 | 0
Building Components Energy Use[urban residential,kerosene bf,envelope] | NoSettings | 0 | 0 | 0 | 0 | 0 | 0 | 0 | 0 | 0 | 0 | 0 | 0 | 0 | 0 | 0 | 0 | 0 | 0 | 0 | 0 | 0 | 0 | 0 | 0 | 0 | 0 | 0 | 0 | 0 | 0 | 0
Building Components Energy Use[urban residential,kerosene bf,lighting] | NoSettings | 0 | 0 | 0 | 0 | 0 | 0 | 0 | 0 | 0 | 0 | 0 | 0 | 0 | 0 | 0 | 0 | 0 | 0 | 0 | 0 | 0 | 0 | 0 | 0 | 0 | 0 | 0 | 0 | 0 | 0 | 0
Building Components Energy Use[urban residential,kerosene bf,appliances] | NoSettings | 0 | 0 | 0 | 0 | 0 | 0 | 0 | 0 | 0 | 0 | 0 | 0 | 0 | 0 | 0 | 0 | 0 | 0 | 0 | 0 | 0 | 0 | 0 | 0 | 0 | 0 | 0 | 0 | 0 | 0 | 0
Building Components Energy Use[urban residential,kerosene bf,other component] | NoSettings | 0 | 0 | 0 | 0 | 0 | 0 | 0 | 0 | 0 | 0 | 0 | 0 | 0 | 0 | 0 | 0 | 0 | 0 | 0 | 0 | 0 | 0 | 0 | 0 | 0 | 0 | 0 | 0 | 0 | 0 | 0
Building Components Energy Use[urban residential,heavy or residual fuel oil bf,heating] | NoSettings | 0 | 0 | 0 | 0 | 0 | 0 | 0 | 0 | 0 | 0 | 0 | 0 | 0 | 0 | 0 | 0 | 0 | 0 | 0 | 0 | 0 | 0 | 0 | 0 | 0 | 0 | 0 | 0 | 0 | 0 | 0
Building Components Energy Use[urban residential,heavy or residual fuel oil bf,cooling and ventilation] | NoSettings | 0 | 0 | 0 | 0 | 0 | 0 | 0 | 0 | 0 | 0 | 0 | 0 | 0 | 0 | 0 | 0 | 0 | 0 | 0 | 0 | 0 | 0 | 0 | 0 | 0 | 0 | 0 | 0 | 0 | 0 | 0
Building Components Energy Use[urban residential,heavy or residual fuel oil bf,envelope] | NoSettings | 0 | 0 | 0 | 0 | 0 | 0 | 0 | 0 | 0 | 0 | 0 | 0 | 0 | 0 | 0 | 0 | 0 | 0 | 0 | 0 | 0 | 0 | 0 | 0 | 0 | 0 | 0 | 0 | 0 | 0 | 0
Building Components Energy Use[urban residential,heavy or residual fuel oil bf,lighting] | NoSettings | 0 | 0 | 0 | 0 | 0 | 0 | 0 | 0 | 0 | 0 | 0 | 0 | 0 | 0 | 0 | 0 | 0 | 0 | 0 | 0 | 0 | 0 | 0 | 0 | 0 | 0 | 0 | 0 | 0 | 0 | 0
Building Components Energy Use[urban residential,heavy or residual fuel oil bf,appliances] | NoSettings | 0 | 0 | 0 | 0 | 0 | 0 | 0 | 0 | 0 | 0 | 0 | 0 | 0 | 0 | 0 | 0 | 0 | 0 | 0 | 0 | 0 | 0 | 0 | 0 | 0 | 0 | 0 | 0 | 0 | 0 | 0
Building Components Energy Use[urban residential,heavy or residual fuel oil bf,other component] | NoSettings | 0 | 0 | 0 | 0 | 0 | 0 | 0 | 0 | 0 | 0 | 0 | 0 | 0 | 0 | 0 | 0 | 0 | 0 | 0 | 0 | 0 | 0 | 0 | 0 | 0 | 0 | 0 | 0 | 0 | 0 | 0
Building Components Energy Use[urban residential,LPG propane or butane bf,heating] | NoSettings | 12000000000000 | 11600000000000 | 11000000000000 | 11100000000000 | 11100000000000 | 11000000000000 | 10800000000000 | 10800000000000 | 10600000000000 | 10200000000000 | 9960000000000 | 9600000000000 | 9250000000000 | 8990000000000 | 8740000000000 | 8490000000000 | 8240000000000 | 8010000000000 | 7750000000000 | 7480000000000 | 7290000000000 | 7100000000000 | 6930000000000 | 6760000000000 | 6620000000000 | 6530000000000 | 6340000000000 | 6230000000000 | 6120000000000 | 6020000000000 | 5920000000000
Building Components Energy Use[urban residential,LPG propane or butane bf,cooling and ventilation] | NoSettings | 0 | 0 | 0 | 0 | 0 | 0 | 0 | 0 | 0 | 0 | 0 | 0 | 0 | 0 | 0 | 0 | 0 | 0 | 0 | 0 | 0 | 0 | 0 | 0 | 0 | 0 | 0 | 0 | 0 | 0 | 0
Building Components Energy Use[urban residential,LPG propane or butane bf,envelope] | NoSettings | 0 | 0 | 0 | 0 | 0 | 0 | 0 | 0 | 0 | 0 | 0 | 0 | 0 | 0 | 0 | 0 | 0 | 0 | 0 | 0 | 0 | 0 | 0 | 0 | 0 | 0 | 0 | 0 | 0 | 0 | 0
Building Components Energy Use[urban residential,LPG propane or butane bf,lighting] | NoSettings | 0 | 0 | 0 | 0 | 0 | 0 | 0 | 0 | 0 | 0 | 0 | 0 | 0 | 0 | 0 | 0 | 0 | 0 | 0 | 0 | 0 | 0 | 0 | 0 | 0 | 0 | 0 | 0 | 0 | 0 | 0
Building Components Energy Use[urban residential,LPG propane or butane bf,appliances] | NoSettings | 4440000000000 | 4110000000000 | 3740000000000 | 3640000000000 | 3510000000000 | 3410000000000 | 3280000000000 | 3200000000000 | 3080000000000 | 2960000000000 | 2840000000000 | 2700000000000 | 2560000000000 | 2450000000000 | 2360000000000 | 2270000000000 | 2190000000000 | 2120000000000 | 2050000000000 | 1970000000000 | 1920000000000 | 1880000000000 | 1850000000000 | 1820000000000 | 1790000000000 | 1790000000000 | 1740000000000 | 1730000000000 | 1700000000000 | 1670000000000 | 1650000000000
Building Components Energy Use[urban residential,LPG propane or butane bf,other component] | NoSettings | 0 | 0 | 0 | 0 | 0 | 0 | 0 | 0 | 0 | 0 | 0 | 0 | 0 | 0 | 0 | 0 | 0 | 0 | 0 | 0 | 0 | 0 | 0 | 0 | 0 | 0 | 0 | 0 | 0 | 0 | 0
Building Components Energy Use[urban residential,hydrogen bf,heating] | NoSettings | 0 | 0 | 0 | 0 | 0 | 0 | 0 | 0 | 0 | 0 | 0 | 0 | 0 | 0 | 0 | 0 | 0 | 0 | 0 | 0 | 0 | 0 | 0 | 0 | 0 | 0 | 0 | 0 | 0 | 0 | 0
Building Components Energy Use[urban residential,hydrogen bf,cooling and ventilation] | NoSettings | 0 | 0 | 0 | 0 | 0 | 0 | 0 | 0 | 0 | 0 | 0 | 0 | 0 | 0 | 0 | 0 | 0 | 0 | 0 | 0 | 0 | 0 | 0 | 0 | 0 | 0 | 0 | 0 | 0 | 0 | 0
Building Components Energy Use[urban residential,hydrogen bf,envelope] | NoSettings | 0 | 0 | 0 | 0 | 0 | 0 | 0 | 0 | 0 | 0 | 0 | 0 | 0 | 0 | 0 | 0 | 0 | 0 | 0 | 0 | 0 | 0 | 0 | 0 | 0 | 0 | 0 | 0 | 0 | 0 | 0
Building Components Energy Use[urban residential,hydrogen bf,lighting] | NoSettings | 0 | 0 | 0 | 0 | 0 | 0 | 0 | 0 | 0 | 0 | 0 | 0 | 0 | 0 | 0 | 0 | 0 | 0 | 0 | 0 | 0 | 0 | 0 | 0 | 0 | 0 | 0 | 0 | 0 | 0 | 0
Building Components Energy Use[urban residential,hydrogen bf,appliances] | NoSettings | 0 | 0 | 0 | 0 | 0 | 0 | 0 | 0 | 0 | 0 | 0 | 0 | 0 | 0 | 0 | 0 | 0 | 0 | 0 | 0 | 0 | 0 | 0 | 0 | 0 | 0 | 0 | 0 | 0 | 0 | 0
Building Components Energy Use[urban residential,hydrogen bf,other component] | NoSettings | 0 | 0 | 0 | 0 | 0 | 0 | 0 | 0 | 0 | 0 | 0 | 0 | 0 | 0 | 0 | 0 | 0 | 0 | 0 | 0 | 0 | 0 | 0 | 0 | 0 | 0 | 0 | 0 | 0 | 0 | 0
Building Components Energy Use[rural residential,electricity bf,heating] | NoSettings | 1720000000000 | 1690000000000 | 1710000000000 | 1760000000000 | 1820000000000 | 1880000000000 | 1950000000000 | 2020000000000 | 2100000000000 | 2170000000000 | 2250000000000 | 2330000000000 | 2410000000000 | 2480000000000 | 2550000000000 | 2630000000000 | 2720000000000 | 2800000000000 | 2890000000000 | 2950000000000 | 3030000000000 | 3100000000000 | 3160000000000 | 3220000000000 | 3270000000000 | 3300000000000 | 3340000000000 | 3380000000000 | 3360000000000 | 3330000000000 | 3310000000000
Building Components Energy Use[rural residential,electricity bf,cooling and ventilation] | NoSettings | 1140000000000 | 1070000000000 | 1030000000000 | 1010000000000 | 994000000000 | 980000000000 | 973000000000 | 972000000000 | 970000000000 | 971000000000 | 974000000000 | 978000000000 | 985000000000 | 991000000000 | 994000000000 | 997000000000 | 1010000000000 | 1010000000000 | 1020000000000 | 1030000000000 | 1040000000000 | 1050000000000 | 1070000000000 | 1080000000000 | 1100000000000 | 1120000000000 | 1140000000000 | 1160000000000 | 1160000000000 | 1160000000000 | 1170000000000
Building Components Energy Use[rural residential,electricity bf,envelope] | NoSettings | 0 | 0 | 0 | 0 | 0 | 0 | 0 | 0 | 0 | 0 | 0 | 0 | 0 | 0 | 0 | 0 | 0 | 0 | 0 | 0 | 0 | 0 | 0 | 0 | 0 | 0 | 0 | 0 | 0 | 0 | 0
Building Components Energy Use[rural residential,electricity bf,lighting] | NoSettings | 1190000000000 | 1140000000000 | 1120000000000 | 1130000000000 | 1140000000000 | 1150000000000 | 1180000000000 | 1200000000000 | 1230000000000 | 1250000000000 | 1270000000000 | 1290000000000 | 1310000000000 | 1330000000000 | 1350000000000 | 1370000000000 | 1390000000000 | 1400000000000 | 1410000000000 | 1430000000000 | 1440000000000 | 1450000000000 | 1470000000000 | 1490000000000 | 1510000000000 | 1530000000000 | 1550000000000 | 1570000000000 | 1580000000000 | 1580000000000 | 1580000000000
Building Components Energy Use[rural residential,electricity bf,appliances] | NoSettings | 4790000000000 | 4620000000000 | 4550000000000 | 4580000000000 | 4620000000000 | 4660000000000 | 4720000000000 | 4810000000000 | 4880000000000 | 4980000000000 | 5070000000000 | 5170000000000 | 5270000000000 | 5370000000000 | 5470000000000 | 5570000000000 | 5680000000000 | 5780000000000 | 5880000000000 | 5980000000000 | 6070000000000 | 6170000000000 | 6270000000000 | 6360000000000 | 6440000000000 | 6540000000000 | 6620000000000 | 6720000000000 | 6730000000000 | 6720000000000 | 6730000000000
Building Components Energy Use[rural residential,electricity bf,other component] | NoSettings | 6660000000000 | 6280000000000 | 6050000000000 | 5890000000000 | 5770000000000 | 5650000000000 | 5520000000000 | 5410000000000 | 5290000000000 | 5180000000000 | 5050000000000 | 4910000000000 | 4760000000000 | 4610000000000 | 4470000000000 | 4330000000000 | 4200000000000 | 4060000000000 | 3920000000000 | 3780000000000 | 3630000000000 | 3460000000000 | 3290000000000 | 3120000000000 | 2950000000000 | 2770000000000 | 2600000000000 | 2430000000000 | 2380000000000 | 2360000000000 | 2330000000000
Building Components Energy Use[rural residential,hard coal bf,heating] | NoSettings | 0 | 0 | 0 | 0 | 0 | 0 | 0 | 0 | 0 | 0 | 0 | 0 | 0 | 0 | 0 | 0 | 0 | 0 | 0 | 0 | 0 | 0 | 0 | 0 | 0 | 0 | 0 | 0 | 0 | 0 | 0
Building Components Energy Use[rural residential,hard coal bf,cooling and ventilation] | NoSettings | 0 | 0 | 0 | 0 | 0 | 0 | 0 | 0 | 0 | 0 | 0 | 0 | 0 | 0 | 0 | 0 | 0 | 0 | 0 | 0 | 0 | 0 | 0 | 0 | 0 | 0 | 0 | 0 | 0 | 0 | 0
Building Components Energy Use[rural residential,hard coal bf,envelope] | NoSettings | 0 | 0 | 0 | 0 | 0 | 0 | 0 | 0 | 0 | 0 | 0 | 0 | 0 | 0 | 0 | 0 | 0 | 0 | 0 | 0 | 0 | 0 | 0 | 0 | 0 | 0 | 0 | 0 | 0 | 0 | 0
Building Components Energy Use[rural residential,hard coal bf,lighting] | NoSettings | 0 | 0 | 0 | 0 | 0 | 0 | 0 | 0 | 0 | 0 | 0 | 0 | 0 | 0 | 0 | 0 | 0 | 0 | 0 | 0 | 0 | 0 | 0 | 0 | 0 | 0 | 0 | 0 | 0 | 0 | 0
Building Components Energy Use[rural residential,hard coal bf,appliances] | NoSettings | 0 | 0 | 0 | 0 | 0 | 0 | 0 | 0 | 0 | 0 | 0 | 0 | 0 | 0 | 0 | 0 | 0 | 0 | 0 | 0 | 0 | 0 | 0 | 0 | 0 | 0 | 0 | 0 | 0 | 0 | 0
Building Components Energy Use[rural residential,hard coal bf,other component] | NoSettings | 0 | 0 | 0 | 0 | 0 | 0 | 0 | 0 | 0 | 0 | 0 | 0 | 0 | 0 | 0 | 0 | 0 | 0 | 0 | 0 | 0 | 0 | 0 | 0 | 0 | 0 | 0 | 0 | 0 | 0 | 0
Building Components Energy Use[rural residential,natural gas bf,heating] | NoSettings | 11300000000000 | 11800000000000 | 11800000000000 | 11800000000000 | 11800000000000 | 11800000000000 | 11700000000000 | 11700000000000 | 11600000000000 | 11500000000000 | 11400000000000 | 11300000000000 | 11200000000000 | 11000000000000 | 10900000000000 | 10800000000000 | 10700000000000 | 10500000000000 | 10400000000000 | 10400000000000 | 10300000000000 | 10100000000000 | 10000000000000 | 9950000000000 | 9890000000000 | 9850000000000 | 9730000000000 | 9700000000000 | 9690000000000 | 9690000000000 | 9690000000000
Building Components Energy Use[rural residential,natural gas bf,cooling and ventilation] | NoSettings | 10600000000 | 10600000000 | 10400000000 | 10200000000 | 9970000000 | 9780000000 | 9580000000 | 9380000000 | 9190000000 | 9010000000 | 8820000000 | 8660000000 | 8510000000 | 8350000000 | 8180000000 | 8030000000 | 7910000000 | 7760000000 | 7630000000 | 7520000000 | 7410000000 | 7410000000 | 7450000000 | 7500000000 | 7590000000 | 7690000000 | 7800000000 | 7930000000 | 8040000000 | 8170000000 | 8300000000
Building Components Energy Use[rural residential,natural gas bf,envelope] | NoSettings | 0 | 0 | 0 | 0 | 0 | 0 | 0 | 0 | 0 | 0 | 0 | 0 | 0 | 0 | 0 | 0 | 0 | 0 | 0 | 0 | 0 | 0 | 0 | 0 | 0 | 0 | 0 | 0 | 0 | 0 | 0
Building Components Energy Use[rural residential,natural gas bf,lighting] | NoSettings | 0 | 0 | 0 | 0 | 0 | 0 | 0 | 0 | 0 | 0 | 0 | 0 | 0 | 0 | 0 | 0 | 0 | 0 | 0 | 0 | 0 | 0 | 0 | 0 | 0 | 0 | 0 | 0 | 0 | 0 | 0
Building Components Energy Use[rural residential,natural gas bf,appliances] | NoSettings | 12500000000000 | 12900000000000 | 13000000000000 | 13000000000000 | 12900000000000 | 13000000000000 | 12900000000000 | 12900000000000 | 12900000000000 | 12900000000000 | 12700000000000 | 12700000000000 | 12600000000000 | 12600000000000 | 12400000000000 | 12400000000000 | 12200000000000 | 12200000000000 | 12100000000000 | 12000000000000 | 12000000000000 | 12000000000000 | 12000000000000 | 12100000000000 | 12100000000000 | 12200000000000 | 12200000000000 | 12200000000000 | 12200000000000 | 12300000000000 | 12300000000000
Building Components Energy Use[rural residential,natural gas bf,other component] | NoSettings | 0 | 0 | 0 | 0 | 0 | 0 | 0 | 0 | 0 | 0 | 0 | 0 | 0 | 0 | 0 | 0 | 0 | 0 | 0 | 0 | 0 | 0 | 0 | 0 | 0 | 0 | 0 | 0 | 0 | 0 | 0
Building Components Energy Use[rural residential,petroleum diesel bf,heating] | NoSettings | 15500000000 | 15500000000 | 15500000000 | 15500000000 | 15500000000 | 15500000000 | 15400000000 | 15500000000 | 15500000000 | 15400000000 | 15300000000 | 15200000000 | 15100000000 | 15000000000 | 14900000000 | 14700000000 | 14400000000 | 14200000000 | 13800000000 | 13700000000 | 13500000000 | 13300000000 | 13000000000 | 12700000000 | 12400000000 | 12100000000 | 11600000000 | 11100000000 | 10500000000 | 9950000000 | 9270000000
Building Components Energy Use[rural residential,petroleum diesel bf,cooling and ventilation] | NoSettings | 0 | 0 | 0 | 0 | 0 | 0 | 0 | 0 | 0 | 0 | 0 | 0 | 0 | 0 | 0 | 0 | 0 | 0 | 0 | 0 | 0 | 0 | 0 | 0 | 0 | 0 | 0 | 0 | 0 | 0 | 0
Building Components Energy Use[rural residential,petroleum diesel bf,envelope] | NoSettings | 0 | 0 | 0 | 0 | 0 | 0 | 0 | 0 | 0 | 0 | 0 | 0 | 0 | 0 | 0 | 0 | 0 | 0 | 0 | 0 | 0 | 0 | 0 | 0 | 0 | 0 | 0 | 0 | 0 | 0 | 0
Building Components Energy Use[rural residential,petroleum diesel bf,lighting] | NoSettings | 0 | 0 | 0 | 0 | 0 | 0 | 0 | 0 | 0 | 0 | 0 | 0 | 0 | 0 | 0 | 0 | 0 | 0 | 0 | 0 | 0 | 0 | 0 | 0 | 0 | 0 | 0 | 0 | 0 | 0 | 0
Building Components Energy Use[rural residential,petroleum diesel bf,appliances] | NoSettings | 215000000 | 197000000 | 181000000 | 167000000 | 155000000 | 145000000 | 137000000 | 132000000 | 129000000 | 130000000 | 134000000 | 140000000 | 149000000 | 160000000 | 176000000 | 197000000 | 223000000 | 257000000 | 301000000 | 358000000 | 433000000 | 536000000 | 670000000 | 848000000 | 1080000000 | 1390000000 | 1780000000 | 2240000000 | 2810000000 | 3430000000 | 4060000000
Building Components Energy Use[rural residential,petroleum diesel bf,other component] | NoSettings | 0 | 0 | 0 | 0 | 0 | 0 | 0 | 0 | 0 | 0 | 0 | 0 | 0 | 0 | 0 | 0 | 0 | 0 | 0 | 0 | 0 | 0 | 0 | 0 | 0 | 0 | 0 | 0 | 0 | 0 | 0
Building Components Energy Use[rural residential,heat bf,heating] | NoSettings | 0 | 0 | 0 | 0 | 0 | 0 | 0 | 0 | 0 | 0 | 0 | 0 | 0 | 0 | 0 | 0 | 0 | 0 | 0 | 0 | 0 | 0 | 0 | 0 | 0 | 0 | 0 | 0 | 0 | 0 | 0
Building Components Energy Use[rural residential,heat bf,cooling and ventilation] | NoSettings | 0 | 0 | 0 | 0 | 0 | 0 | 0 | 0 | 0 | 0 | 0 | 0 | 0 | 0 | 0 | 0 | 0 | 0 | 0 | 0 | 0 | 0 | 0 | 0 | 0 | 0 | 0 | 0 | 0 | 0 | 0
Building Components Energy Use[rural residential,heat bf,envelope] | NoSettings | 0 | 0 | 0 | 0 | 0 | 0 | 0 | 0 | 0 | 0 | 0 | 0 | 0 | 0 | 0 | 0 | 0 | 0 | 0 | 0 | 0 | 0 | 0 | 0 | 0 | 0 | 0 | 0 | 0 | 0 | 0
Building Components Energy Use[rural residential,heat bf,lighting] | NoSettings | 0 | 0 | 0 | 0 | 0 | 0 | 0 | 0 | 0 | 0 | 0 | 0 | 0 | 0 | 0 | 0 | 0 | 0 | 0 | 0 | 0 | 0 | 0 | 0 | 0 | 0 | 0 | 0 | 0 | 0 | 0
Building Components Energy Use[rural residential,heat bf,appliances] | NoSettings | 0 | 0 | 0 | 0 | 0 | 0 | 0 | 0 | 0 | 0 | 0 | 0 | 0 | 0 | 0 | 0 | 0 | 0 | 0 | 0 | 0 | 0 | 0 | 0 | 0 | 0 | 0 | 0 | 0 | 0 | 0
Building Components Energy Use[rural residential,heat bf,other component] | NoSettings | 0 | 0 | 0 | 0 | 0 | 0 | 0 | 0 | 0 | 0 | 0 | 0 | 0 | 0 | 0 | 0 | 0 | 0 | 0 | 0 | 0 | 0 | 0 | 0 | 0 | 0 | 0 | 0 | 0 | 0 | 0
Building Components Energy Use[rural residential,biomass bf,heating] | NoSettings | 4090000000000 | 4090000000000 | 4090000000000 | 4090000000000 | 4090000000000 | 4090000000000 | 4090000000000 | 4090000000000 | 4090000000000 | 4090000000000 | 4090000000000 | 4090000000000 | 4090000000000 | 4090000000000 | 4090000000000 | 4090000000000 | 4090000000000 | 4090000000000 | 4090000000000 | 4090000000000 | 4090000000000 | 4090000000000 | 4090000000000 | 4090000000000 | 4090000000000 | 4090000000000 | 4090000000000 | 4090000000000 | 4090000000000 | 4090000000000 | 4090000000000
Building Components Energy Use[rural residential,biomass bf,cooling and ventilation] | NoSettings | 0 | 0 | 0 | 0 | 0 | 0 | 0 | 0 | 0 | 0 | 0 | 0 | 0 | 0 | 0 | 0 | 0 | 0 | 0 | 0 | 0 | 0 | 0 | 0 | 0 | 0 | 0 | 0 | 0 | 0 | 0
Building Components Energy Use[rural residential,biomass bf,envelope] | NoSettings | 0 | 0 | 0 | 0 | 0 | 0 | 0 | 0 | 0 | 0 | 0 | 0 | 0 | 0 | 0 | 0 | 0 | 0 | 0 | 0 | 0 | 0 | 0 | 0 | 0 | 0 | 0 | 0 | 0 | 0 | 0
Building Components Energy Use[rural residential,biomass bf,lighting] | NoSettings | 0 | 0 | 0 | 0 | 0 | 0 | 0 | 0 | 0 | 0 | 0 | 0 | 0 | 0 | 0 | 0 | 0 | 0 | 0 | 0 | 0 | 0 | 0 | 0 | 0 | 0 | 0 | 0 | 0 | 0 | 0
Building Components Energy Use[rural residential,biomass bf,appliances] | NoSettings | 0 | 0 | 0 | 0 | 0 | 0 | 0 | 0 | 0 | 0 | 0 | 0 | 0 | 0 | 0 | 0 | 0 | 0 | 0 | 0 | 0 | 0 | 0 | 0 | 0 | 0 | 0 | 0 | 0 | 0 | 0
Building Components Energy Use[rural residential,biomass bf,other component] | NoSettings | 0 | 0 | 0 | 0 | 0 | 0 | 0 | 0 | 0 | 0 | 0 | 0 | 0 | 0 | 0 | 0 | 0 | 0 | 0 | 0 | 0 | 0 | 0 | 0 | 0 | 0 | 0 | 0 | 0 | 0 | 0
Building Components Energy Use[rural residential,kerosene bf,heating] | NoSettings | 0 | 0 | 0 | 0 | 0 | 0 | 0 | 0 | 0 | 0 | 0 | 0 | 0 | 0 | 0 | 0 | 0 | 0 | 0 | 0 | 0 | 0 | 0 | 0 | 0 | 0 | 0 | 0 | 0 | 0 | 0
Building Components Energy Use[rural residential,kerosene bf,cooling and ventilation] | NoSettings | 0 | 0 | 0 | 0 | 0 | 0 | 0 | 0 | 0 | 0 | 0 | 0 | 0 | 0 | 0 | 0 | 0 | 0 | 0 | 0 | 0 | 0 | 0 | 0 | 0 | 0 | 0 | 0 | 0 | 0 | 0
Building Components Energy Use[rural residential,kerosene bf,envelope] | NoSettings | 0 | 0 | 0 | 0 | 0 | 0 | 0 | 0 | 0 | 0 | 0 | 0 | 0 | 0 | 0 | 0 | 0 | 0 | 0 | 0 | 0 | 0 | 0 | 0 | 0 | 0 | 0 | 0 | 0 | 0 | 0
Building Components Energy Use[rural residential,kerosene bf,lighting] | NoSettings | 0 | 0 | 0 | 0 | 0 | 0 | 0 | 0 | 0 | 0 | 0 | 0 | 0 | 0 | 0 | 0 | 0 | 0 | 0 | 0 | 0 | 0 | 0 | 0 | 0 | 0 | 0 | 0 | 0 | 0 | 0
Building Components Energy Use[rural residential,kerosene bf,appliances] | NoSettings | 0 | 0 | 0 | 0 | 0 | 0 | 0 | 0 | 0 | 0 | 0 | 0 | 0 | 0 | 0 | 0 | 0 | 0 | 0 | 0 | 0 | 0 | 0 | 0 | 0 | 0 | 0 | 0 | 0 | 0 | 0
Building Components Energy Use[rural residential,kerosene bf,other component] | NoSettings | 0 | 0 | 0 | 0 | 0 | 0 | 0 | 0 | 0 | 0 | 0 | 0 | 0 | 0 | 0 | 0 | 0 | 0 | 0 | 0 | 0 | 0 | 0 | 0 | 0 | 0 | 0 | 0 | 0 | 0 | 0
Building Components Energy Use[rural residential,heavy or residual fuel oil bf,heating] | NoSettings | 0 | 0 | 0 | 0 | 0 | 0 | 0 | 0 | 0 | 0 | 0 | 0 | 0 | 0 | 0 | 0 | 0 | 0 | 0 | 0 | 0 | 0 | 0 | 0 | 0 | 0 | 0 | 0 | 0 | 0 | 0
Building Components Energy Use[rural residential,heavy or residual fuel oil bf,cooling and ventilation] | NoSettings | 0 | 0 | 0 | 0 | 0 | 0 | 0 | 0 | 0 | 0 | 0 | 0 | 0 | 0 | 0 | 0 | 0 | 0 | 0 | 0 | 0 | 0 | 0 | 0 | 0 | 0 | 0 | 0 | 0 | 0 | 0
Building Components Energy Use[rural residential,heavy or residual fuel oil bf,envelope] | NoSettings | 0 | 0 | 0 | 0 | 0 | 0 | 0 | 0 | 0 | 0 | 0 | 0 | 0 | 0 | 0 | 0 | 0 | 0 | 0 | 0 | 0 | 0 | 0 | 0 | 0 | 0 | 0 | 0 | 0 | 0 | 0
Building Components Energy Use[rural residential,heavy or residual fuel oil bf,lighting] | NoSettings | 0 | 0 | 0 | 0 | 0 | 0 | 0 | 0 | 0 | 0 | 0 | 0 | 0 | 0 | 0 | 0 | 0 | 0 | 0 | 0 | 0 | 0 | 0 | 0 | 0 | 0 | 0 | 0 | 0 | 0 | 0
Building Components Energy Use[rural residential,heavy or residual fuel oil bf,appliances] | NoSettings | 0 | 0 | 0 | 0 | 0 | 0 | 0 | 0 | 0 | 0 | 0 | 0 | 0 | 0 | 0 | 0 | 0 | 0 | 0 | 0 | 0 | 0 | 0 | 0 | 0 | 0 | 0 | 0 | 0 | 0 | 0
Building Components Energy Use[rural residential,heavy or residual fuel oil bf,other component] | NoSettings | 0 | 0 | 0 | 0 | 0 | 0 | 0 | 0 | 0 | 0 | 0 | 0 | 0 | 0 | 0 | 0 | 0 | 0 | 0 | 0 | 0 | 0 | 0 | 0 | 0 | 0 | 0 | 0 | 0 | 0 | 0
Building Components Energy Use[rural residential,LPG propane or butane bf,heating] | NoSettings | 2760000000000 | 2670000000000 | 2540000000000 | 2560000000000 | 2550000000000 | 2530000000000 | 2490000000000 | 2480000000000 | 2430000000000 | 2370000000000 | 2300000000000 | 2220000000000 | 2140000000000 | 2080000000000 | 2030000000000 | 1970000000000 | 1910000000000 | 1850000000000 | 1790000000000 | 1720000000000 | 1670000000000 | 1630000000000 | 1590000000000 | 1550000000000 | 1520000000000 | 1500000000000 | 1460000000000 | 1430000000000 | 1410000000000 | 1390000000000 | 1360000000000
Building Components Energy Use[rural residential,LPG propane or butane bf,cooling and ventilation] | NoSettings | 0 | 0 | 0 | 0 | 0 | 0 | 0 | 0 | 0 | 0 | 0 | 0 | 0 | 0 | 0 | 0 | 0 | 0 | 0 | 0 | 0 | 0 | 0 | 0 | 0 | 0 | 0 | 0 | 0 | 0 | 0
Building Components Energy Use[rural residential,LPG propane or butane bf,envelope] | NoSettings | 0 | 0 | 0 | 0 | 0 | 0 | 0 | 0 | 0 | 0 | 0 | 0 | 0 | 0 | 0 | 0 | 0 | 0 | 0 | 0 | 0 | 0 | 0 | 0 | 0 | 0 | 0 | 0 | 0 | 0 | 0
Building Components Energy Use[rural residential,LPG propane or butane bf,lighting] | NoSettings | 0 | 0 | 0 | 0 | 0 | 0 | 0 | 0 | 0 | 0 | 0 | 0 | 0 | 0 | 0 | 0 | 0 | 0 | 0 | 0 | 0 | 0 | 0 | 0 | 0 | 0 | 0 | 0 | 0 | 0 | 0
Building Components Energy Use[rural residential,LPG propane or butane bf,appliances] | NoSettings | 234000000000 | 216000000000 | 197000000000 | 191000000000 | 185000000000 | 179000000000 | 173000000000 | 169000000000 | 162000000000 | 155000000000 | 149000000000 | 141000000000 | 135000000000 | 129000000000 | 124000000000 | 119000000000 | 115000000000 | 111000000000 | 107000000000 | 104000000000 | 101000000000 | 99200000000 | 97100000000 | 96100000000 | 94400000000 | 94400000000 | 91800000000 | 91000000000 | 89300000000 | 88400000000 | 86700000000
Building Components Energy Use[rural residential,LPG propane or butane bf,other component] | NoSettings | 0 | 0 | 0 | 0 | 0 | 0 | 0 | 0 | 0 | 0 | 0 | 0 | 0 | 0 | 0 | 0 | 0 | 0 | 0 | 0 | 0 | 0 | 0 | 0 | 0 | 0 | 0 | 0 | 0 | 0 | 0
Building Components Energy Use[rural residential,hydrogen bf,heating] | NoSettings | 0 | 0 | 0 | 0 | 0 | 0 | 0 | 0 | 0 | 0 | 0 | 0 | 0 | 0 | 0 | 0 | 0 | 0 | 0 | 0 | 0 | 0 | 0 | 0 | 0 | 0 | 0 | 0 | 0 | 0 | 0
Building Components Energy Use[rural residential,hydrogen bf,cooling and ventilation] | NoSettings | 0 | 0 | 0 | 0 | 0 | 0 | 0 | 0 | 0 | 0 | 0 | 0 | 0 | 0 | 0 | 0 | 0 | 0 | 0 | 0 | 0 | 0 | 0 | 0 | 0 | 0 | 0 | 0 | 0 | 0 | 0
Building Components Energy Use[rural residential,hydrogen bf,envelope] | NoSettings | 0 | 0 | 0 | 0 | 0 | 0 | 0 | 0 | 0 | 0 | 0 | 0 | 0 | 0 | 0 | 0 | 0 | 0 | 0 | 0 | 0 | 0 | 0 | 0 | 0 | 0 | 0 | 0 | 0 | 0 | 0
Building Components Energy Use[rural residential,hydrogen bf,lighting] | NoSettings | 0 | 0 | 0 | 0 | 0 | 0 | 0 | 0 | 0 | 0 | 0 | 0 | 0 | 0 | 0 | 0 | 0 | 0 | 0 | 0 | 0 | 0 | 0 | 0 | 0 | 0 | 0 | 0 | 0 | 0 | 0
Building Components Energy Use[rural residential,hydrogen bf,appliances] | NoSettings | 0 | 0 | 0 | 0 | 0 | 0 | 0 | 0 | 0 | 0 | 0 | 0 | 0 | 0 | 0 | 0 | 0 | 0 | 0 | 0 | 0 | 0 | 0 | 0 | 0 | 0 | 0 | 0 | 0 | 0 | 0
Building Components Energy Use[rural residential,hydrogen bf,other component] | NoSettings | 0 | 0 | 0 | 0 | 0 | 0 | 0 | 0 | 0 | 0 | 0 | 0 | 0 | 0 | 0 | 0 | 0 | 0 | 0 | 0 | 0 | 0 | 0 | 0 | 0 | 0 | 0 | 0 | 0 | 0 | 0
Building Components Energy Use[commercial,electricity bf,heating] | NoSettings | 7360000000000 | 7000000000000 | 7110000000000 | 7100000000000 | 7060000000000 | 7040000000000 | 7050000000000 | 7070000000000 | 7100000000000 | 7140000000000 | 7170000000000 | 7200000000000 | 7210000000000 | 7220000000000 | 7200000000000 | 7150000000000 | 7170000000000 | 7140000000000 | 7110000000000 | 7070000000000 | 7030000000000 | 6980000000000 | 6910000000000 | 6820000000000 | 6700000000000 | 6580000000000 | 6450000000000 | 6300000000000 | 6140000000000 | 5970000000000 | 5790000000000
Building Components Energy Use[commercial,electricity bf,cooling and ventilation] | NoSettings | 55000000000000 | 53100000000000 | 54700000000000 | 55200000000000 | 55200000000000 | 55200000000000 | 55200000000000 | 55000000000000 | 54600000000000 | 54200000000000 | 53500000000000 | 52900000000000 | 52100000000000 | 51200000000000 | 50300000000000 | 49200000000000 | 48600000000000 | 47700000000000 | 47000000000000 | 46200000000000 | 45500000000000 | 44800000000000 | 44200000000000 | 43600000000000 | 43100000000000 | 42700000000000 | 42300000000000 | 42000000000000 | 41700000000000 | 41400000000000 | 41100000000000
Building Components Energy Use[commercial,electricity bf,envelope] | NoSettings | 0 | 0 | 0 | 0 | 0 | 0 | 0 | 0 | 0 | 0 | 0 | 0 | 0 | 0 | 0 | 0 | 0 | 0 | 0 | 0 | 0 | 0 | 0 | 0 | 0 | 0 | 0 | 0 | 0 | 0 | 0
Building Components Energy Use[commercial,electricity bf,lighting] | NoSettings | 29600000000000 | 28200000000000 | 28000000000000 | 26900000000000 | 25500000000000 | 24100000000000 | 22900000000000 | 21700000000000 | 20600000000000 | 19600000000000 | 18700000000000 | 17900000000000 | 17200000000000 | 16500000000000 | 15900000000000 | 15300000000000 | 14800000000000 | 14300000000000 | 13900000000000 | 13500000000000 | 13100000000000 | 12700000000000 | 12500000000000 | 12200000000000 | 11900000000000 | 11700000000000 | 11500000000000 | 11300000000000 | 11100000000000 | 11000000000000 | 10800000000000
Building Components Energy Use[commercial,electricity bf,appliances] | NoSettings | 55800000000000 | 55300000000000 | 58200000000000 | 60000000000000 | 61300000000000 | 62200000000000 | 62800000000000 | 63200000000000 | 63300000000000 | 63200000000000 | 63100000000000 | 63000000000000 | 62900000000000 | 62800000000000 | 62700000000000 | 62400000000000 | 62800000000000 | 62800000000000 | 62800000000000 | 62800000000000 | 62700000000000 | 62600000000000 | 62400000000000 | 62100000000000 | 61900000000000 | 61600000000000 | 61300000000000 | 61100000000000 | 60800000000000 | 60500000000000 | 60300000000000
Building Components Energy Use[commercial,electricity bf,other component] | NoSettings | 152000000000000 | 149000000000000 | 155000000000000 | 160000000000000 | 164000000000000 | 169000000000000 | 174000000000000 | 179000000000000 | 186000000000000 | 191000000000000 | 196000000000000 | 202000000000000 | 207000000000000 | 213000000000000 | 217000000000000 | 221000000000000 | 226000000000000 | 231000000000000 | 237000000000000 | 241000000000000 | 246000000000000 | 250000000000000 | 255000000000000 | 259000000000000 | 263000000000000 | 267000000000000 | 271000000000000 | 275000000000000 | 279000000000000 | 283000000000000 | 287000000000000
Building Components Energy Use[commercial,hard coal bf,heating] | NoSettings | 0 | 0 | 0 | 0 | 0 | 0 | 0 | 0 | 0 | 0 | 0 | 0 | 0 | 0 | 0 | 0 | 0 | 0 | 0 | 0 | 0 | 0 | 0 | 0 | 0 | 0 | 0 | 0 | 0 | 0 | 0
Building Components Energy Use[commercial,hard coal bf,cooling and ventilation] | NoSettings | 0 | 0 | 0 | 0 | 0 | 0 | 0 | 0 | 0 | 0 | 0 | 0 | 0 | 0 | 0 | 0 | 0 | 0 | 0 | 0 | 0 | 0 | 0 | 0 | 0 | 0 | 0 | 0 | 0 | 0 | 0
Building Components Energy Use[commercial,hard coal bf,envelope] | NoSettings | 0 | 0 | 0 | 0 | 0 | 0 | 0 | 0 | 0 | 0 | 0 | 0 | 0 | 0 | 0 | 0 | 0 | 0 | 0 | 0 | 0 | 0 | 0 | 0 | 0 | 0 | 0 | 0 | 0 | 0 | 0
Building Components Energy Use[commercial,hard coal bf,lighting] | NoSettings | 0 | 0 | 0 | 0 | 0 | 0 | 0 | 0 | 0 | 0 | 0 | 0 | 0 | 0 | 0 | 0 | 0 | 0 | 0 | 0 | 0 | 0 | 0 | 0 | 0 | 0 | 0 | 0 | 0 | 0 | 0
Building Components Energy Use[commercial,hard coal bf,appliances] | NoSettings | 0 | 0 | 0 | 0 | 0 | 0 | 0 | 0 | 0 | 0 | 0 | 0 | 0 | 0 | 0 | 0 | 0 | 0 | 0 | 0 | 0 | 0 | 0 | 0 | 0 | 0 | 0 | 0 | 0 | 0 | 0
Building Components Energy Use[commercial,hard coal bf,other component] | NoSettings | 0 | 0 | 0 | 0 | 0 | 0 | 0 | 0 | 0 | 0 | 0 | 0 | 0 | 0 | 0 | 0 | 0 | 0 | 0 | 0 | 0 | 0 | 0 | 0 | 0 | 0 | 0 | 0 | 0 | 0 | 0
Building Components Energy Use[commercial,natural gas bf,heating] | NoSettings | 46500000000000 | 46500000000000 | 47400000000000 | 47300000000000 | 46700000000000 | 45900000000000 | 45000000000000 | 44100000000000 | 43100000000000 | 42200000000000 | 41100000000000 | 40300000000000 | 39300000000000 | 38500000000000 | 37500000000000 | 36700000000000 | 36000000000000 | 35300000000000 | 34600000000000 | 33800000000000 | 33200000000000 | 32400000000000 | 31700000000000 | 31100000000000 | 30600000000000 | 30000000000000 | 29500000000000 | 29000000000000 | 28600000000000 | 28200000000000 | 27900000000000
Building Components Energy Use[commercial,natural gas bf,cooling and ventilation] | NoSettings | 736000000000 | 752000000000 | 781000000000 | 794000000000 | 798000000000 | 794000000000 | 785000000000 | 773000000000 | 757000000000 | 739000000000 | 716000000000 | 693000000000 | 667000000000 | 639000000000 | 609000000000 | 579000000000 | 549000000000 | 518000000000 | 486000000000 | 455000000000 | 424000000000 | 396000000000 | 368000000000 | 344000000000 | 323000000000 | 303000000000 | 287000000000 | 273000000000 | 260000000000 | 249000000000 | 240000000000
Building Components Energy Use[commercial,natural gas bf,envelope] | NoSettings | 0 | 0 | 0 | 0 | 0 | 0 | 0 | 0 | 0 | 0 | 0 | 0 | 0 | 0 | 0 | 0 | 0 | 0 | 0 | 0 | 0 | 0 | 0 | 0 | 0 | 0 | 0 | 0 | 0 | 0 | 0
Building Components Energy Use[commercial,natural gas bf,lighting] | NoSettings | 0 | 0 | 0 | 0 | 0 | 0 | 0 | 0 | 0 | 0 | 0 | 0 | 0 | 0 | 0 | 0 | 0 | 0 | 0 | 0 | 0 | 0 | 0 | 0 | 0 | 0 | 0 | 0 | 0 | 0 | 0
Building Components Energy Use[commercial,natural gas bf,appliances] | NoSettings | 81000000000000 | 84100000000000 | 88800000000000 | 91800000000000 | 93900000000000 | 95500000000000 | 96700000000000 | 97600000000000 | 98700000000000 | 99500000000000 | 100000000000000 | 102000000000000 | 102000000000000 | 102000000000000 | 103000000000000 | 104000000000000 | 104000000000000 | 105000000000000 | 106000000000000 | 107000000000000 | 107000000000000 | 108000000000000 | 110000000000000 | 111000000000000 | 113000000000000 | 115000000000000 | 116000000000000 | 117000000000000 | 119000000000000 | 121000000000000 | 122000000000000
Building Components Energy Use[commercial,natural gas bf,other component] | NoSettings | 53200000000000 | 52500000000000 | 54200000000000 | 55000000000000 | 55300000000000 | 55100000000000 | 54800000000000 | 54100000000000 | 53400000000000 | 52800000000000 | 52100000000000 | 51500000000000 | 50800000000000 | 50300000000000 | 49500000000000 | 48700000000000 | 48000000000000 | 47300000000000 | 46600000000000 | 46100000000000 | 45600000000000 | 45300000000000 | 44900000000000 | 44500000000000 | 44200000000000 | 43900000000000 | 43700000000000 | 43400000000000 | 43200000000000 | 42900000000000 | 42700000000000
Building Components Energy Use[commercial,petroleum diesel bf,heating] | NoSettings | 0 | 0 | 0 | 0 | 0 | 0 | 0 | 0 | 0 | 0 | 0 | 0 | 0 | 0 | 0 | 0 | 0 | 0 | 0 | 0 | 0 | 0 | 0 | 0 | 0 | 0 | 0 | 0 | 0 | 0 | 0
Building Components Energy Use[commercial,petroleum diesel bf,cooling and ventilation] | NoSettings | 0 | 0 | 0 | 0 | 0 | 0 | 0 | 0 | 0 | 0 | 0 | 0 | 0 | 0 | 0 | 0 | 0 | 0 | 0 | 0 | 0 | 0 | 0 | 0 | 0 | 0 | 0 | 0 | 0 | 0 | 0
Building Components Energy Use[commercial,petroleum diesel bf,envelope] | NoSettings | 0 | 0 | 0 | 0 | 0 | 0 | 0 | 0 | 0 | 0 | 0 | 0 | 0 | 0 | 0 | 0 | 0 | 0 | 0 | 0 | 0 | 0 | 0 | 0 | 0 | 0 | 0 | 0 | 0 | 0 | 0
Building Components Energy Use[commercial,petroleum diesel bf,lighting] | NoSettings | 0 | 0 | 0 | 0 | 0 | 0 | 0 | 0 | 0 | 0 | 0 | 0 | 0 | 0 | 0 | 0 | 0 | 0 | 0 | 0 | 0 | 0 | 0 | 0 | 0 | 0 | 0 | 0 | 0 | 0 | 0
Building Components Energy Use[commercial,petroleum diesel bf,appliances] | NoSettings | 2300000000 | 2100000000 | 1890000000 | 1700000000 | 1520000000 | 1370000000 | 1230000000 | 1100000000 | 999000000 | 912000000 | 848000000 | 801000000 | 768000000 | 741000000 | 718000000 | 696000000 | 679000000 | 661000000 | 644000000 | 630000000 | 616000000 | 604000000 | 590000000 | 578000000 | 568000000 | 558000000 | 547000000 | 538000000 | 529000000 | 519000000 | 509000000
Building Components Energy Use[commercial,petroleum diesel bf,other component] | NoSettings | 20700000000000 | 20700000000000 | 20700000000000 | 20700000000000 | 20600000000000 | 20500000000000 | 20400000000000 | 20300000000000 | 20100000000000 | 19900000000000 | 19700000000000 | 19500000000000 | 19300000000000 | 19100000000000 | 18900000000000 | 18700000000000 | 18500000000000 | 18300000000000 | 18100000000000 | 18000000000000 | 17900000000000 | 17800000000000 | 17700000000000 | 17600000000000 | 17600000000000 | 17600000000000 | 17600000000000 | 17600000000000 | 17600000000000 | 17600000000000 | 17600000000000
Building Components Energy Use[commercial,heat bf,heating] | NoSettings | 0 | 0 | 0 | 0 | 0 | 0 | 0 | 0 | 0 | 0 | 0 | 0 | 0 | 0 | 0 | 0 | 0 | 0 | 0 | 0 | 0 | 0 | 0 | 0 | 0 | 0 | 0 | 0 | 0 | 0 | 0
Building Components Energy Use[commercial,heat bf,cooling and ventilation] | NoSettings | 0 | 0 | 0 | 0 | 0 | 0 | 0 | 0 | 0 | 0 | 0 | 0 | 0 | 0 | 0 | 0 | 0 | 0 | 0 | 0 | 0 | 0 | 0 | 0 | 0 | 0 | 0 | 0 | 0 | 0 | 0
Building Components Energy Use[commercial,heat bf,envelope] | NoSettings | 0 | 0 | 0 | 0 | 0 | 0 | 0 | 0 | 0 | 0 | 0 | 0 | 0 | 0 | 0 | 0 | 0 | 0 | 0 | 0 | 0 | 0 | 0 | 0 | 0 | 0 | 0 | 0 | 0 | 0 | 0
Building Components Energy Use[commercial,heat bf,lighting] | NoSettings | 0 | 0 | 0 | 0 | 0 | 0 | 0 | 0 | 0 | 0 | 0 | 0 | 0 | 0 | 0 | 0 | 0 | 0 | 0 | 0 | 0 | 0 | 0 | 0 | 0 | 0 | 0 | 0 | 0 | 0 | 0
Building Components Energy Use[commercial,heat bf,appliances] | NoSettings | 0 | 0 | 0 | 0 | 0 | 0 | 0 | 0 | 0 | 0 | 0 | 0 | 0 | 0 | 0 | 0 | 0 | 0 | 0 | 0 | 0 | 0 | 0 | 0 | 0 | 0 | 0 | 0 | 0 | 0 | 0
Building Components Energy Use[commercial,heat bf,other component] | NoSettings | 0 | 0 | 0 | 0 | 0 | 0 | 0 | 0 | 0 | 0 | 0 | 0 | 0 | 0 | 0 | 0 | 0 | 0 | 0 | 0 | 0 | 0 | 0 | 0 | 0 | 0 | 0 | 0 | 0 | 0 | 0
Building Components Energy Use[commercial,biomass bf,heating] | NoSettings | 3830000000000 | 3830000000000 | 3830000000000 | 3830000000000 | 3830000000000 | 3830000000000 | 3830000000000 | 3830000000000 | 3830000000000 | 3830000000000 | 3830000000000 | 3830000000000 | 3830000000000 | 3830000000000 | 3830000000000 | 3830000000000 | 3830000000000 | 3830000000000 | 3830000000000 | 3830000000000 | 3830000000000 | 3830000000000 | 3830000000000 | 3830000000000 | 3830000000000 | 3830000000000 | 3830000000000 | 3830000000000 | 3830000000000 | 3830000000000 | 3830000000000
Building Components Energy Use[commercial,biomass bf,cooling and ventilation] | NoSettings | 0 | 0 | 0 | 0 | 0 | 0 | 0 | 0 | 0 | 0 | 0 | 0 | 0 | 0 | 0 | 0 | 0 | 0 | 0 | 0 | 0 | 0 | 0 | 0 | 0 | 0 | 0 | 0 | 0 | 0 | 0
Building Components Energy Use[commercial,biomass bf,envelope] | NoSettings | 0 | 0 | 0 | 0 | 0 | 0 | 0 | 0 | 0 | 0 | 0 | 0 | 0 | 0 | 0 | 0 | 0 | 0 | 0 | 0 | 0 | 0 | 0 | 0 | 0 | 0 | 0 | 0 | 0 | 0 | 0
Building Components Energy Use[commercial,biomass bf,lighting] | NoSettings | 0 | 0 | 0 | 0 | 0 | 0 | 0 | 0 | 0 | 0 | 0 | 0 | 0 | 0 | 0 | 0 | 0 | 0 | 0 | 0 | 0 | 0 | 0 | 0 | 0 | 0 | 0 | 0 | 0 | 0 | 0
Building Components Energy Use[commercial,biomass bf,appliances] | NoSettings | 0 | 0 | 0 | 0 | 0 | 0 | 0 | 0 | 0 | 0 | 0 | 0 | 0 | 0 | 0 | 0 | 0 | 0 | 0 | 0 | 0 | 0 | 0 | 0 | 0 | 0 | 0 | 0 | 0 | 0 | 0
Building Components Energy Use[commercial,biomass bf,other component] | NoSettings | 0 | 0 | 0 | 0 | 0 | 0 | 0 | 0 | 0 | 0 | 0 | 0 | 0 | 0 | 0 | 0 | 0 | 0 | 0 | 0 | 0 | 0 | 0 | 0 | 0 | 0 | 0 | 0 | 0 | 0 | 0
Building Components Energy Use[commercial,kerosene bf,heating] | NoSettings | 0 | 0 | 0 | 0 | 0 | 0 | 0 | 0 | 0 | 0 | 0 | 0 | 0 | 0 | 0 | 0 | 0 | 0 | 0 | 0 | 0 | 0 | 0 | 0 | 0 | 0 | 0 | 0 | 0 | 0 | 0
Building Components Energy Use[commercial,kerosene bf,cooling and ventilation] | NoSettings | 0 | 0 | 0 | 0 | 0 | 0 | 0 | 0 | 0 | 0 | 0 | 0 | 0 | 0 | 0 | 0 | 0 | 0 | 0 | 0 | 0 | 0 | 0 | 0 | 0 | 0 | 0 | 0 | 0 | 0 | 0
Building Components Energy Use[commercial,kerosene bf,envelope] | NoSettings | 0 | 0 | 0 | 0 | 0 | 0 | 0 | 0 | 0 | 0 | 0 | 0 | 0 | 0 | 0 | 0 | 0 | 0 | 0 | 0 | 0 | 0 | 0 | 0 | 0 | 0 | 0 | 0 | 0 | 0 | 0
Building Components Energy Use[commercial,kerosene bf,lighting] | NoSettings | 0 | 0 | 0 | 0 | 0 | 0 | 0 | 0 | 0 | 0 | 0 | 0 | 0 | 0 | 0 | 0 | 0 | 0 | 0 | 0 | 0 | 0 | 0 | 0 | 0 | 0 | 0 | 0 | 0 | 0 | 0
Building Components Energy Use[commercial,kerosene bf,appliances] | NoSettings | 0 | 0 | 0 | 0 | 0 | 0 | 0 | 0 | 0 | 0 | 0 | 0 | 0 | 0 | 0 | 0 | 0 | 0 | 0 | 0 | 0 | 0 | 0 | 0 | 0 | 0 | 0 | 0 | 0 | 0 | 0
Building Components Energy Use[commercial,kerosene bf,other component] | NoSettings | 0 | 0 | 0 | 0 | 0 | 0 | 0 | 0 | 0 | 0 | 0 | 0 | 0 | 0 | 0 | 0 | 0 | 0 | 0 | 0 | 0 | 0 | 0 | 0 | 0 | 0 | 0 | 0 | 0 | 0 | 0
Building Components Energy Use[commercial,heavy or residual fuel oil bf,heating] | NoSettings | 0 | 0 | 0 | 0 | 0 | 0 | 0 | 0 | 0 | 0 | 0 | 0 | 0 | 0 | 0 | 0 | 0 | 0 | 0 | 0 | 0 | 0 | 0 | 0 | 0 | 0 | 0 | 0 | 0 | 0 | 0
Building Components Energy Use[commercial,heavy or residual fuel oil bf,cooling and ventilation] | NoSettings | 0 | 0 | 0 | 0 | 0 | 0 | 0 | 0 | 0 | 0 | 0 | 0 | 0 | 0 | 0 | 0 | 0 | 0 | 0 | 0 | 0 | 0 | 0 | 0 | 0 | 0 | 0 | 0 | 0 | 0 | 0
Building Components Energy Use[commercial,heavy or residual fuel oil bf,envelope] | NoSettings | 0 | 0 | 0 | 0 | 0 | 0 | 0 | 0 | 0 | 0 | 0 | 0 | 0 | 0 | 0 | 0 | 0 | 0 | 0 | 0 | 0 | 0 | 0 | 0 | 0 | 0 | 0 | 0 | 0 | 0 | 0
Building Components Energy Use[commercial,heavy or residual fuel oil bf,lighting] | NoSettings | 0 | 0 | 0 | 0 | 0 | 0 | 0 | 0 | 0 | 0 | 0 | 0 | 0 | 0 | 0 | 0 | 0 | 0 | 0 | 0 | 0 | 0 | 0 | 0 | 0 | 0 | 0 | 0 | 0 | 0 | 0
Building Components Energy Use[commercial,heavy or residual fuel oil bf,appliances] | NoSettings | 0 | 0 | 0 | 0 | 0 | 0 | 0 | 0 | 0 | 0 | 0 | 0 | 0 | 0 | 0 | 0 | 0 | 0 | 0 | 0 | 0 | 0 | 0 | 0 | 0 | 0 | 0 | 0 | 0 | 0 | 0
Building Components Energy Use[commercial,heavy or residual fuel oil bf,other component] | NoSettings | 0 | 0 | 0 | 0 | 0 | 0 | 0 | 0 | 0 | 0 | 0 | 0 | 0 | 0 | 0 | 0 | 0 | 0 | 0 | 0 | 0 | 0 | 0 | 0 | 0 | 0 | 0 | 0 | 0 | 0 | 0
Building Components Energy Use[commercial,LPG propane or butane bf,heating] | NoSettings | 13300000000000 | 13300000000000 | 13300000000000 | 13300000000000 | 13300000000000 | 13200000000000 | 13100000000000 | 13100000000000 | 13000000000000 | 12900000000000 | 12800000000000 | 12700000000000 | 12600000000000 | 12500000000000 | 12400000000000 | 12300000000000 | 12200000000000 | 12100000000000 | 12000000000000 | 11900000000000 | 11800000000000 | 11700000000000 | 11600000000000 | 11500000000000 | 11400000000000 | 11400000000000 | 11300000000000 | 11300000000000 | 11300000000000 | 11300000000000 | 11300000000000
Building Components Energy Use[commercial,LPG propane or butane bf,cooling and ventilation] | NoSettings | 0 | 0 | 0 | 0 | 0 | 0 | 0 | 0 | 0 | 0 | 0 | 0 | 0 | 0 | 0 | 0 | 0 | 0 | 0 | 0 | 0 | 0 | 0 | 0 | 0 | 0 | 0 | 0 | 0 | 0 | 0
Building Components Energy Use[commercial,LPG propane or butane bf,envelope] | NoSettings | 0 | 0 | 0 | 0 | 0 | 0 | 0 | 0 | 0 | 0 | 0 | 0 | 0 | 0 | 0 | 0 | 0 | 0 | 0 | 0 | 0 | 0 | 0 | 0 | 0 | 0 | 0 | 0 | 0 | 0 | 0
Building Components Energy Use[commercial,LPG propane or butane bf,lighting] | NoSettings | 0 | 0 | 0 | 0 | 0 | 0 | 0 | 0 | 0 | 0 | 0 | 0 | 0 | 0 | 0 | 0 | 0 | 0 | 0 | 0 | 0 | 0 | 0 | 0 | 0 | 0 | 0 | 0 | 0 | 0 | 0
Building Components Energy Use[commercial,LPG propane or butane bf,appliances] | NoSettings | 0 | 0 | 0 | 0 | 0 | 0 | 0 | 0 | 0 | 0 | 0 | 0 | 0 | 0 | 0 | 0 | 0 | 0 | 0 | 0 | 0 | 0 | 0 | 0 | 0 | 0 | 0 | 0 | 0 | 0 | 0
Building Components Energy Use[commercial,LPG propane or butane bf,other component] | NoSettings | 0 | 0 | 0 | 0 | 0 | 0 | 0 | 0 | 0 | 0 | 0 | 0 | 0 | 0 | 0 | 0 | 0 | 0 | 0 | 0 | 0 | 0 | 0 | 0 | 0 | 0 | 0 | 0 | 0 | 0 | 0
Building Components Energy Use[commercial,hydrogen bf,heating] | NoSettings | 0 | 0 | 0 | 0 | 0 | 0 | 0 | 0 | 0 | 0 | 0 | 0 | 0 | 0 | 0 | 0 | 0 | 0 | 0 | 0 | 0 | 0 | 0 | 0 | 0 | 0 | 0 | 0 | 0 | 0 | 0
Building Components Energy Use[commercial,hydrogen bf,cooling and ventilation] | NoSettings | 0 | 0 | 0 | 0 | 0 | 0 | 0 | 0 | 0 | 0 | 0 | 0 | 0 | 0 | 0 | 0 | 0 | 0 | 0 | 0 | 0 | 0 | 0 | 0 | 0 | 0 | 0 | 0 | 0 | 0 | 0
Building Components Energy Use[commercial,hydrogen bf,envelope] | NoSettings | 0 | 0 | 0 | 0 | 0 | 0 | 0 | 0 | 0 | 0 | 0 | 0 | 0 | 0 | 0 | 0 | 0 | 0 | 0 | 0 | 0 | 0 | 0 | 0 | 0 | 0 | 0 | 0 | 0 | 0 | 0
Building Components Energy Use[commercial,hydrogen bf,lighting] | NoSettings | 0 | 0 | 0 | 0 | 0 | 0 | 0 | 0 | 0 | 0 | 0 | 0 | 0 | 0 | 0 | 0 | 0 | 0 | 0 | 0 | 0 | 0 | 0 | 0 | 0 | 0 | 0 | 0 | 0 | 0 | 0
Building Components Energy Use[commercial,hydrogen bf,appliances] | NoSettings | 0 | 0 | 0 | 0 | 0 | 0 | 0 | 0 | 0 | 0 | 0 | 0 | 0 | 0 | 0 | 0 | 0 | 0 | 0 | 0 | 0 | 0 | 0 | 0 | 0 | 0 | 0 | 0 | 0 | 0 | 0
Building Components Energy Use[commercial,hydrogen bf,other component] | NoSettings | 0 | 0 | 0 | 0 | 0 | 0 | 0 | 0 | 0 | 0 | 0 | 0 | 0 | 0 | 0 | 0 | 0 | 0 | 0 | 0 | 0 | 0 | 0 | 0 | 0 | 0 | 0 | 0 | 0 | 0 | 0